## NUPCO's MS Catalogue
NUPCO's Medical Supplies Catalogue
SN | NUPCO GENERIC CODE | NUPCO ITEM DESCRIPTION | Sub Category
1 | 4229531000600 | "ADAPTER, LOCKING LUER MALE PLUG, SHORT, NON LATEX, NEEDLE FREE, NEUTRAL DISPLACEMENT, CLEAR PATH, COMPATIBLE WITH POWER INJECTION, INCOMPATIBLE WITH ENTERAL SYRINGES" | GENERAL MEDICAL SUPPLIES (NURSING AND BURN UNIT) SUPPLEMENTARY
2 | 4222161603500 | "ADAPTER CONNECTOR, 1 FOR ADMINISTRATION SOLUTION AND 1 FOR DRUG, MULTI ADMINISTRATION OF MEDICINES, COLOR CODED PVC, LATEX FREE, FREE DEHP, DISPOSABLE, STERILE" | GENERAL MEDICAL SUPPLIES (NURSING AND BURN UNIT) SUPPLEMENTARY
3 | 4222161603600 | "ADAPTER CONNECTOR, 2 FOR ADMINISTRATION SOLUTION AND 1 FOR DRUG, MULTI ADMINISTRATION OF MEDICINES, COLOR CODED PVC, LATEX FREE, FREE DEHP, DISPOSABLE, STERILE" | GENERAL MEDICAL SUPPLIES (NURSING AND BURN UNIT) SUPPLEMENTARY
4 | 4222161603700 | "ADAPTER CONNECTOR, 3 FOR ADMINISTRATION SOLUTION AND 1 FOR DRUG, MULTI ADMINISTRATION OF MEDICINES, COLOR CODED PVC, LATEX FREE, FREE DEHP, DISPOSABLE, STERILE" | GENERAL MEDICAL SUPPLIES (NURSING AND BURN UNIT) SUPPLEMENTARY
5 | 4222160404200 | "ADAPTER CONNECTOR, 4 FOR ADMINISTRATION SOLUTION AND 1 FOR DRUG, MULTI ADMINISTRATION OF MEDICINES, COLOR CODED PVC, LATEX FREE, FREE DEHP, DISPOSABLE, STERILE" | GENERAL MEDICAL SUPPLIES (NURSING AND BURN UNIT) SUPPLEMENTARY
6 | 4222161600500 | ADAPTER DOUBLE LUER LOCK MALE DISPOSABLE STERILE | GENERAL MEDICAL SUPPLIES (NURSING AND BURN UNIT) SUPPLEMENTARY
7 | 4222161600000 | ADAPTER MALE TO MALE LUER LOCK SET WITH SPECIAL ADAPTER TO CONVERT A FEMALE FITTING TO FEMALE LUER LOCK DISPOSABLE STERILE | GENERAL MEDICAL SUPPLIES (NURSING AND BURN UNIT) SUPPLEMENTARY
8 | 4222161600300 | ADAPTER MULTIPURPOSE FEMALE LUER LOCK TO TAPERED HOSE END FITS 10 - 20 FR DISPOSABLE STERILE | GENERAL MEDICAL SUPPLIES (NURSING AND BURN UNIT) SUPPLEMENTARY
9 | 4222161600100 | ADAPTER MULTIPURPOSE FEMALE LUER LOCK TO TAPERED HOSE END FITS 20 - 40 FR DISPOSABLE STERILE | GENERAL MEDICAL SUPPLIES (NURSING AND BURN UNIT) SUPPLEMENTARY
10 | 4222161600200 | ADAPTER MULTIPURPOSE MALE LUER LOCK TO TAPERED HOSE END FITS 20 - 40 FR DISPOSABLE STERILE | GENERAL MEDICAL SUPPLIES (NURSING AND BURN UNIT) SUPPLEMENTARY
11 | 4222160407700 | "DEVICE, TRANSFER, CHEMOTHERAPY, CONNECTOR, LUER LOCK/CONNECTOR MEMBRANE, DISPOSABLE, STERILE" | GENERAL MEDICAL SUPPLIES (NURSING AND BURN UNIT) SUPPLEMENTARY
12 | 4222161001300 | "DEVICE, TRANSFER, CHEMOTHERAPY, LUER LOCK, WITH LOCKING MECHANISM" | GENERAL MEDICAL SUPPLIES (NURSING AND BURN UNIT) SUPPLEMENTARY
13 | 4222161001400 | "DEVICE, TRANSFER, CHEMOTHERAPY, WITH INTRAVENOUS SPIKE MEMBRANE CONNECTOR, 40 CM, EXTENSION TUBE, DISPOSABLE, STERILE" | GENERAL MEDICAL SUPPLIES (NURSING AND BURN UNIT) SUPPLEMENTARY
14 | 4222161001500 | "DEVICE, TRANSFER, CHEMOTHERAPY, WITH INTRAVENOUS SPIKE MEMBRANE CONNECTOR, AND LOCKING MECHANISM" | GENERAL MEDICAL SUPPLIES (NURSING AND BURN UNIT) SUPPLEMENTARY
15 | 4222220200500 | "ADAPTER VIAL RECONSTITUTION ACCESS DEVICE, FOR VIALS 14 - 20 MM, EQUALIZING CAPACITY 20 ML, COLOR CODED CAP, STERILE, DISPOSABLE" | GENERAL MEDICAL SUPPLIES (NURSING AND BURN UNIT) SUPPLEMENTARY
16 | 4222220200300 | "ADAPTER VIAL RECONSTITUTION ACCESS DEVICE, FOR VIAL 14 - 20 MM, EQUALIZING CAPACITY 50 ML, COLOR CODED CAP, STERILE DISPOSABLE" | GENERAL MEDICAL SUPPLIES (NURSING AND BURN UNIT) SUPPLEMENTARY
17 | 4222220200600 | "ADAPTER VIAL RECONSTITUTION ACCESS DEVICE, FOR VIAL UP TO 13 MM, EQUALIZING CAPACITY 20 ML, COLOR CODED CAP, STERILE, DISPOSABLE" | GENERAL MEDICAL SUPPLIES (NURSING AND BURN UNIT) SUPPLEMENTARY
18 | 4222161600400 | ADAPTER TRANSPARENT DOUBLE FEMALE LUER LOCK DISPOSABLE STERILE | GENERAL MEDICAL SUPPLIES (NURSING AND BURN UNIT) SUPPLEMENTARY
19 | 4218171500300 | "ADHESIVE, ELECTRODE PASTE, 8-10 OZ, CONDUCTIVE" | GENERAL MEDICAL SUPPLIES (NURSING AND BURN UNIT) SUPPLEMENTARY
20 | 5124120000200 | "ADHESIVE, FOR SKIN, HIGH VISCOSITY, TOPICAL, SKIN ADHESIVE 2-OCTYL CYANOACRYLATE, 0.5 ML, PEN APPLICATION, DISPOSABLE, STERILE" | GENERAL MEDICAL SUPPLIES (NURSING AND BURN UNIT) SUPPLEMENTARY
21 | 4231200502100 | "ADHESIVE, FOR SKIN, TOPICAL, (OCTYL OR BUTYL) TO BE PROVIDED WITH 0.7 ML APPLICATOR, TO CLOSE WOUNDS UP TO 15 CM, WITH A SINGLE LAYER APPLICATION, DISPOSABLE, STERILE" | GENERAL MEDICAL SUPPLIES (NURSING AND BURN UNIT) SUPPLEMENTARY
22 | 4219182000000 | "AID, POSITIONING, NEONATE, PRONE PLUS, MEDIUM (MORE THAN 1000 GRAMS), PROMOTES SAFE PRONE POSITIONING, WASHABLE, INDIVIDUALLY PACKAGED, REUSABLE, HOSPITAL GRADE, NONALLERGIC MATERIAL, DISPOSABLE" | GENERAL MEDICAL SUPPLIES (NURSING AND BURN UNIT) SUPPLEMENTARY
23 | 4219182001000 | "AID, POSITIONING, NEONATE, PRONE PLUS, SMALL (LESS THAN 1000 GRAMS), PROMOTES SAFE PRONE POSITIONING, WASHABLE, INDIVIDUALLY PACKAGED, REUSABLE, HOSPITAL GRADE, NONALLERGIC MATERIAL, DISPOSABLE" | GENERAL MEDICAL SUPPLIES (NURSING AND BURN UNIT) SUPPLEMENTARY
24 | 4219181900200 | "AID, POSITIONING, PROVIDES SAFE BOUNDARIES / CONTAINMENT AND COMFORT, SUPPORTS PROPER MUSCULOSKELETAL DEVELOPMENT, REUSABLE, WASHABLE, INDIVIDUALLY PACKAGED, WITH ROD, SAFE, HOSPITAL GRADE, NON-ALLERGIC MATERIAL, DISPOSABLE" | GENERAL MEDICAL SUPPLIES (NURSING AND BURN UNIT) SUPPLEMENTARY
25 | 4214150001000 | "APPLICATOR, COTTON TIP, 3 INCH, 2 PIECES / PACK, IN PEEL BACK WRAPPER, STERILE" | GENERAL MEDICAL SUPPLIES (NURSING AND BURN UNIT) SUPPLEMENTARY
26 | 4214150500200 | APPLICATOR PROCTOLOGY COTTON TIP 16-18 INCH DISPOSABLE NON - STERILE | GENERAL MEDICAL SUPPLIES (NURSING AND BURN UNIT) SUPPLEMENTARY
27 | 4214150500100 | "APPLICATOR, WOODEN, 3 INCH, WITH COTTON TIP, NOT LESS THAN 100 PIECES / PACKET, NON-STERILE" | GENERAL MEDICAL SUPPLIES (NURSING AND BURN UNIT) SUPPLEMENTARY
28 | 4214150201500 | "APPLICATOR, WOODEN, 6 INCH, WITH COTTON TIP, NOT LESS THAN 100 PIECES / PACKET, NON-STERILE" | GENERAL MEDICAL SUPPLIES (NURSING AND BURN UNIT) SUPPLEMENTARY
29 | 4215161001700 | "APRON, LAMINATED, PLASTIC, SIZE 75 X 145CM (+/- 5 CM), DISPOSABLE" | GENERAL MEDICAL SUPPLIES (NURSING AND BURN UNIT) SUPPLEMENTARY
30 | 4213160100300 | "APRON, LAMINATED, PLASTIC, SIZE: 70 X 120 CM (+/- 5 CM), DISPOSABLE" | GENERAL MEDICAL SUPPLIES (NURSING AND BURN UNIT) SUPPLEMENTARY
31 | 4229512300000 | "ASPIRATOR, MECONIUM (MECONIUM REMOVAL DEVICE): SUCTION CONTROL PORT FOR INTERMITTENT SUCTIONING, ATTACHES TO ALL ENDOTRACHEAL TUBES, FEATURED IN THE TEXTBOOK OF NEONATAL RESUSCITATION, ACRYLIC, LENGTH: 83 MM THUMB PORT OPENING: 10 MM (I.D.), FREE OF LATEX, FREE OF DEHP, DISPOSABLE, STERILE" | GENERAL MEDICAL SUPPLIES (NURSING AND BURN UNIT) SUPPLEMENTARY
32 | 4214160103500 | "BABY BATH, HYPOALLERGENIC, PH-NEUTRAL, PARABENS, ALCOHOL FREE, 400 - 500 ML BOTTLE" | GENERAL MEDICAL SUPPLIES (NURSING AND BURN UNIT) SUPPLEMENTARY
33 | 4213151200000 | "BABY HAT, (WHITE IN COLOR) ONE SIZE FITS MOST, 5.0 OZ. 100 % COMBED RING SPUN COTTON, 1 X 1 BABY RIB, BEANIE STYLE CONSTRUCTION WITHFOLDED EDGE, SUPER SOFT MATERIAL FOR SENSITIVE SKIN" | GENERAL MEDICAL SUPPLIES (NURSING AND BURN UNIT) SUPPLEMENTARY
34 | 4213211200200 | "BAG LAUNDRY, SOLUBLE IN WATER, APPROX. 36 X 39 INCH" | GENERAL MEDICAL SUPPLIES (NURSING AND BURN UNIT) SUPPLEMENTARY
35 | 4226160200800 | "BAG, BODY, WHITE, NON WOVEN VINYL PLASTIC, WITH ZIPPER, ADULT, 2.5 METER LENGTH (+/- 30CM), 1 METER WIDTH (+/- 10CM), WITH IDENTIFICATION TAGS, (FOR MORGUE SVS) DISPOSABLE" | GENERAL MEDICAL SUPPLIES (NURSING AND BURN UNIT) SUPPLEMENTARY
36 | 4226160201100 | "BAG, BODY, WHITE, NON WOVEN VINYL PLASTIC, WITH ZIPPER, INFANT, 45 CM LENGTH (+/- 10CM), 70 CM WIDTH (+/- 10CM), WITH IDENTIFICATION TAGS, (FOR MORGUE SVS) DISPOSABLE" | GENERAL MEDICAL SUPPLIES (NURSING AND BURN UNIT) SUPPLEMENTARY
37 | 4226160200600 | "BAG, BODY, WHITE, NON WOVEN VINYL PLASTIC, WITH ZIPPER, PEDIATRIC, 120 CM LENGTH (+/- 10CM), 70 CM WIDTH (+/- 10CM), WITH IDENTIFICATION TAGS, (FOR MORGUE SVS) DISPOSABLE" | GENERAL MEDICAL SUPPLIES (NURSING AND BURN UNIT) SUPPLEMENTARY
38 | 4110410503100 | "BAG, CHEMOTHERAPY DRUG TRANSPORT BAG, 4 MIL THICK, ZIP-LOCK CLOSURE, YELLOW AND BLACK CHEMOTHERAPY LABEL PROVIDES EASY IDENTIFICATION DURING SHIPPING, SIZE 12 X 15 INCH" | GENERAL MEDICAL SUPPLIES (NURSING AND BURN UNIT) SUPPLEMENTARY
39 | 4223150400700 | "BAG, ENTERAL FEEDING PUMP, WITH GIVING SET, GRADUATIONS (AT 50 ML AND EVERY 100 ML), SIZE 1000 ML - 1500 ML, IT SHOULD BE COMPATIBLE WITH HOSPITAL MACHINE" | GENERAL MEDICAL SUPPLIES (NURSING AND BURN UNIT) SUPPLEMENTARY
40 | 4223150400800 | BAG, ENTERAL FEEDINGL GRAVITY, WITH DRIP CHAMBER, AND ADJUSTABLE CLAMP, TUBE LENGTH 150 CM - 200 CM, 1000 CC TO 1500 CC | GENERAL MEDICAL SUPPLIES (NURSING AND BURN UNIT) SUPPLEMENTARY
41 | 4229494103000 | "BAG, FOR BILE COLLECTION, 350 ML, VINYL BOTTOM, OUTLET NYLON CONNECTOR, 2 RUBBER BELT, STERILE" | GENERAL MEDICAL SUPPLIES (NURSING AND BURN UNIT) SUPPLEMENTARY
42 | 4219280100300 | "BAG, FOR MEDICAL WASTE, PVC, WITH BIOHAZARD LOGO, NOT LESS THAN 150 MICRON THICKNESS, RED, 30-35 LITER" | GENERAL MEDICAL SUPPLIES (NURSING AND BURN UNIT) SUPPLEMENTARY
43 | 4219280100400 | "BAG, FOR MEDICAL WASTE, PVC, WITH BIOHAZARD LOGO, NOT LESS THAN 150 MICRON THICKNESS, RED, 50-55 LITER" | GENERAL MEDICAL SUPPLIES (NURSING AND BURN UNIT) SUPPLEMENTARY
44 | 4219280100500 | "BAG, FOR MEDICAL WASTE, PVC, WITH BIOHAZARD LOGO, NOT LESS THAN 150 MICRON THICKNESS, RED, 70-75 LITER" | GENERAL MEDICAL SUPPLIES (NURSING AND BURN UNIT) SUPPLEMENTARY
45 | 4219280100000 | "BAG, FOR MEDICAL WASTE, PVC, WITH BIOHAZARD LOGO, NOT LESS THAN 150 MICRON THICKNESS, YELLOW, 10-15 LITER" | GENERAL MEDICAL SUPPLIES (NURSING AND BURN UNIT) SUPPLEMENTARY
46 | 4219280100100 | "BAG, FOR MEDICAL WASTE, PVC, WITH BIOHAZARD LOGO, NOT LESS THAN 150 MICRON THICKNESS, YELLOW, 30-35 LITER" | GENERAL MEDICAL SUPPLIES (NURSING AND BURN UNIT) SUPPLEMENTARY
47 | 4226160201200 | "BAG, FOR MEDICAL WASTE, PVC, WITH BIOHAZARD LOGO, NOT LESS THAN 150 MICRON THICKNESS, YELLOW, 50-55 LITER" | GENERAL MEDICAL SUPPLIES (NURSING AND BURN UNIT) SUPPLEMENTARY
48 | 4219280100200 | "BAG, FOR MEDICAL WASTE, PVC, WITH BIOHAZARD LOGO, NOT LESS THAN 150 MICRON THICKNESS, YELLOW, 70-75 LITER" | GENERAL MEDICAL SUPPLIES (NURSING AND BURN UNIT) SUPPLEMENTARY
49 | 4214240100000 | "BAG, FOR VOMITING, SUPER ABSORBENT PAD, ABILITY TO CONVERT LIQUID INTO SOLID GEL, POLYETHYLENE BAG WITH SECURE CLOSURE, SHOULD PROVIDE BEDSIDE WALL HOLDER, CAPACITY NOT LESS THAN 500 ML, DISPOSABLE" | GENERAL MEDICAL SUPPLIES (NURSING AND BURN UNIT) SUPPLEMENTARY
50 | 4214161100200 | "BAG, PATIENT SET-UP, PRINTED, TRANSPARENT, WITH DRAWSTRING, SIZE: 12 INCH X 15 INCH (+/- 2 INCH)" | GENERAL MEDICAL SUPPLIES (NURSING AND BURN UNIT) SUPPLEMENTARY
51 | 4214161100300 | "BAG, PLASTIC, BIG MOUTH, PILL CRUSHER, DISPOSABLE" | GENERAL MEDICAL SUPPLIES (NURSING AND BURN UNIT) SUPPLEMENTARY
52 | 4219261401300 | "BAG, PLASTIC BAG WHITE FOR MEDICINE, SELF SEALING ,MUST BE PRINTED WITH FIXED BLACK INK BOTH SIDE, 50 MICRONS THICKNESS FOR ONE LAYER.SIZE: ABOUT 12 X 20 CM" | GENERAL MEDICAL SUPPLIES (NURSING AND BURN UNIT) SUPPLEMENTARY
53 | 4219261401000 | "BAG, PLASTIC, TRANSPARENT, FOR MEDICINE, ZIP LOCK, 50 MICRONS THICKNESS, FOR ONE LAYER, SIZE: ABOUT 7.4 X 14 CM" | GENERAL MEDICAL SUPPLIES (NURSING AND BURN UNIT) SUPPLEMENTARY
54 | 4219261401100 | "BAG, PLASTIC, TRANSPARENT, FOR MEDICINE, ZIP LOCK, 50 MICRONS THICKNESS, FOR ONE LAYER, SIZE: ABOUT 9 X 18 CM" | GENERAL MEDICAL SUPPLIES (NURSING AND BURN UNIT) SUPPLEMENTARY
55 | 4219261400900 | "BAG, PLASTIC, WHITE, FOR MEDICINE, DISPENSING WITH HANGING HOLE, 45 MICRONS THICKNESS FOR ONE LAYER, WITH HOSPITAL LOGO, 40 CM X 25 CM" | GENERAL MEDICAL SUPPLIES (NURSING AND BURN UNIT) SUPPLEMENTARY
56 | 4219261401200 | "BAG, PLASTIC BAG WHITE FOR MEDICINE DISPENSING WITH HANGING HOLE. MUST BE PRINTED WITH FIXED GREEN INK, 50 MICRONS THICKNESS FOR ONE LAYER. WI TH GUSSET.SIZE: ABOUT 29 X 35CM" | GENERAL MEDICAL SUPPLIES (NURSING AND BURN UNIT) SUPPLEMENTARY
57 | 4214161100400 | "BAG, PLASTIC, WITH HANDLE, HEAVY DUTY, 60 MICRON, WHITE, SIZE: 40 X 59 CM, MUST BE WITH (PATIENT BELONGINGS) WRITING ON THE BAG" | GENERAL MEDICAL SUPPLIES (NURSING AND BURN UNIT) SUPPLEMENTARY
58 | 4110410504400 | BAG, PLASTIC, ZIP LOCK, TRANSPARENT, 12.5-15.5 X 22.5-23.5 CM, DISPOSABLE" | GENERAL MEDICAL SUPPLIES (NURSING AND BURN UNIT) SUPPLEMENTARY
59 | 4110410504500 | "BAG, PLASTIC, ZIP LOCK, TRANSPARENT, 15 CM X 10 CM, DISPOSABLE" | GENERAL MEDICAL SUPPLIES (NURSING AND BURN UNIT) SUPPLEMENTARY
60 | 4110410502400 | "BAG, PLASTIC, ZIP LOCK, TRANSPARENT, 17 CM X 12 CM, DISPOSABLE" | GENERAL MEDICAL SUPPLIES (NURSING AND BURN UNIT) SUPPLEMENTARY
61 | 4110410504600 | "BAG, PLASTIC, ZIP LOCK, TRANSPARENT, 22 CM X 15 CM, DISPOSABLE" | GENERAL MEDICAL SUPPLIES (NURSING AND BURN UNIT) SUPPLEMENTARY
62 | 4110410504700 | "BAG, PLASTIC, ZIP LOCK, TRANSPARENT, 25 CM X 28 CM, DISPOSABLE" | GENERAL MEDICAL SUPPLIES (NURSING AND BURN UNIT) SUPPLEMENTARY
63 | 4110303000100 | "BAG, PLASTIC, ZIP LOCK, TRANSPARENT, 30 CM X 45 CM, DISPOSABLE" | GENERAL MEDICAL SUPPLIES (NURSING AND BURN UNIT) SUPPLEMENTARY
64 | 4110410505400 | "BAG, PLASTIC, ZIP LOCK, TRANSPARENT, 5 CM X 7 CM, DISPOSABLE" | GENERAL MEDICAL SUPPLIES (NURSING AND BURN UNIT) SUPPLEMENTARY
65 | 4110410505500 | "BAG, PLASTIC, ZIP LOCK, TRANSPARENT, 7 CM X 10 CM, DISPOSABLE" | GENERAL MEDICAL SUPPLIES (NURSING AND BURN UNIT) SUPPLEMENTARY
66 | 4110410505700 | "BAG, PLASTIC, ZIP LOCK, TRANSPARENT, 20 CM X 20 CM, DISPOSABLE" | GENERAL MEDICAL SUPPLIES (NURSING AND BURN UNIT) SUPPLEMENTARY
67 | 4222170100500 | "BAG, PRESSURE INFUSER, 1000 CC, WITH MANUAL, HAND PUMP" | GENERAL MEDICAL SUPPLIES (NURSING AND BURN UNIT) SUPPLEMENTARY
68 | 4222170400200 | "BAG, PRESSURE INFUSER, 3000 CC, WITH MANUAL, HAND PUMP" | GENERAL MEDICAL SUPPLIES (NURSING AND BURN UNIT) SUPPLEMENTARY
69 | 4218160503700 | "BAG, PRESSURE INFUSER, 500 CC, WITH MANUAL, HAND PUMP" | GENERAL MEDICAL SUPPLIES (NURSING AND BURN UNIT) SUPPLEMENTARY
70 | 4110410500600 | "BAG, SPECIMEN, TRANSPARENT, LAB BIOHAZARD, ZIP LOCK, DOCUMENT POUCH, 15 CM X 22.5 CM ( +/- 1 CM )" | GENERAL MEDICAL SUPPLIES (NURSING AND BURN UNIT) SUPPLEMENTARY
71 | 4110410505800 | "BAG, SPECIMEN, TRANSPARENT, LAB BIOHAZARD, ZIP LOCK, DOCUMENT POUCH, 14 CM X 14 CM ( +/- 1 CM )" | GENERAL MEDICAL SUPPLIES (NURSING AND BURN UNIT) SUPPLEMENTARY
72 | 4110410508000 | "BAG, ULTRAVIOLET, PROTECTION, ZIP LOCK, 10 X 10 CM (+/- 1 CM)" | GENERAL MEDICAL SUPPLIES (NURSING AND BURN UNIT) SUPPLEMENTARY
73 | 4214270403700 | "BAG, ULTRAVIOLET, PROTECTION, ZIP LOCK, 30.5 X 30.5 CM (+/- 2 CM)" | GENERAL MEDICAL SUPPLIES (NURSING AND BURN UNIT) SUPPLEMENTARY
74 | 4214270400400 | "BAG, URINARY, COLLECTOR FOR PEDIATRIC, 100-200 ML CAPACITY, PLASTIC, GRADUATED WITH LABEL AND NON RETURN VALVE, HYPOALLERGENIC, ADHESIVE" | GENERAL MEDICAL SUPPLIES (NURSING AND BURN UNIT) SUPPLEMENTARY
75 | 4214270400600 | "BAG, URINARY, NEWBORN 24 HOUR SPECIMEN COLLECTOR FOR URINE, STICKS EASILY ON THE SKIN, DOES NOT DAMAGE FRAGILE SKIN WHEN REMOVED, INDIVIDUAL PACKAGING, DISPOSABLE, STERILE" | GENERAL MEDICAL SUPPLIES (NURSING AND BURN UNIT) SUPPLEMENTARY
76 | 4214270400300 | "BAG, URINARY, URIMETRIC, FOR MEASURING AND COLLECTING URINE, WITH 90-120 CM LONG TUBE, GRADUATED, 2000-2500 ML, DISPOSABLE, STERILE" | GENERAL MEDICAL SUPPLIES (NURSING AND BURN UNIT) SUPPLEMENTARY
77 | 4214270404300 | "BAG, URINARY, WITH GRADUATED, 500 ML, FINE CHAMBER + 2000 ML PVC DRAINAGE BAG, BOTTOM OUTLET SAMPLE PORT, FASTENING STRAPS, UROMETER" | GENERAL MEDICAL SUPPLIES (NURSING AND BURN UNIT) SUPPLEMENTARY
78 | 4214270400000 | "BAG, URINE DRAINAGE, 2000-2500 ML CAPACITY, WITH ABOUT ONE METER LONG TUBE, CLEAR AND FIXED NUMERICAL GRADUATION, SAMPLE PORT, ROLLER DRAINAGE VALVE, ANTI-REFLUX VALVE, UNIVERSAL DOUBLE HOOK AND ROPE HANGER WITH KINK PREVENTION, SLIDE CLAMP, SHAPE MUST ALLOW COMPLETE AND EFFICIENT DRAINAGE, DISPOSABLE, STERILE" | GENERAL MEDICAL SUPPLIES (NURSING AND BURN UNIT) SUPPLEMENTARY
79 | 4214270400200 | "BAG, URINE LEG WITH VALVE, DRAINAGE END, APPROXIMATELY 500-750 ML, HYPOALLERGIC, WITH LEG BELT EASY TO FIX AND RELEASE" | GENERAL MEDICAL SUPPLIES (NURSING AND BURN UNIT) SUPPLEMENTARY
80 | 4214270400100 | "BAG, URINE LEG WITH VALVE, DRAINAGE END, APPROXIMATELY 800-1000 ML, HYPOALLERGIC, WITH LEG BELT EASY TO FIX AND RELEASE" | GENERAL MEDICAL SUPPLIES (NURSING AND BURN UNIT) SUPPLEMENTARY
81 | 4214160301100 | "BAG, VOMIT, WITH RING, POST CHEMOTHERAPY, 1-1.5 LITER (FIT TO METAL HOLDER)" | GENERAL MEDICAL SUPPLIES (NURSING AND BURN UNIT) SUPPLEMENTARY
82 | 4222170101700 | "BAGS, TPN, EVA, LIGHT PROTECTED, SPECIFICATIONS OF: STERILE ETHYL VINYL ACETATE (EVA) AG, INJECTION PART, PP (POLYPROPYLENE AND PVC (POLY VINYL CHLORIDE), FEMALE CONNECTOR WITH EXTRA CAP, ABS (ACRYLONITRILE BUTADIENE STYRENE), NON- LATEX INJECTION PORT, NO PHTHALATE, NUMBER OF PORT, ADD PORT, FILLING -PORT AND GIVING PORT, 6-LATEX FREE, NON-DEHP, PVC FREE, TRANSPARENT BAG, SIZE: (250 ML)" | GENERAL MEDICAL SUPPLIES (NURSING AND BURN UNIT) SUPPLEMENTARY
83 | 4222170101800 | "BAGS, TPN, EVA, LIGHT PROTECTED, SPECIFICATIONS OF: STERILE ETHYL VINYL ACETATE (EVA) AG, INJECTION PART, PP (POLYPROPYLENE AND PVC (POLY VINYL CHLORIDE), FEMALE CONNECTOR WITH EXTRA CAP, ABS (ACRYLONITRILE BUTADIENE STYRENE), NON- LATEX INJECTION PORT, NO PHTHALATE, NUMBER OF PORT, ADD PORT, FILLING -PORT AND GIVING PORT, 6-LATEX FREE, NON-DEHP, PVC FREE, TRANSPARENT BAG, SIZE: (1000 ML)" | GENERAL MEDICAL SUPPLIES (NURSING AND BURN UNIT) SUPPLEMENTARY
84 | 4222170101900 | "BAGS, TPN, EVA, LIGHT PROTECTED, SPECIFICATIONS OF: STERILE ETHYL VINYL ACETATE (EVA) AG, INJECTION PART, PP (POLYPROPYLENE AND PVC (POLY VINYL CHLORIDE), FEMALE CONNECTOR WITH EXTRA CAP, ABS (ACRYLONITRILE BUTADIENE STYRENE), NON- LATEX INJECTION PORT, NO PHTHALATE, NUMBER OF PORT, ADD PORT, FILLING -PORT AND GIVING PORT, 6-LATEX FREE, NON-DEHP, PVC FREE, TRANSPARENT BAG, SIZE: (500 ML)" | GENERAL MEDICAL SUPPLIES (NURSING AND BURN UNIT) SUPPLEMENTARY
85 | 4222170102000 | "BAGS, TPN, EVA, LIGHT PROTECTED, SPECIFICATIONS OF: STERILE ETHYL VINYL ACETATE (EVA) AG, INJECTION PART, PP (POLYPROPYLENE AND PVC (POLY VINYL CHLORIDE), FEMALE CONNECTOR WITH EXTRA CAP, ABS (ACRYLONITRILE BUTADIENE STYRENE), NON- LATEX INJECTION PORT, NO PHTHALATE, NUMBER OF PORT, ADD PORT, FILLING -PORT AND GIVING PORT, 6-LATEX FREE, NON-DEHP, PVC FREE, TRANSPARENT BAG, SIZE: (2000 ML)" | GENERAL MEDICAL SUPPLIES (NURSING AND BURN UNIT) SUPPLEMENTARY
86 | 4222170102100 | "BAGS, TPN, EVA, LIGHT PROTECTED, SPECIFICATIONS OF: STERILE ETHYL VINYL ACETATE (EVA) AG, INJECTION PART, PP (POLYPROPYLENE AND PVC (POLY VINYL CHLORIDE), FEMALE CONNECTOR WITH EXTRA CAP, ABS (ACRYLONITRILE BUTADIENE STYRENE), NON- LATEX INJECTION PORT, NO PHTHALATE, NUMBER OF PORT, ADD PORT, FILLING -PORT AND GIVING PORT, 6-LATEX FREE, NON-DEHP, PVC FREE, TRANSPARENT BAG, SIZE: (3000 ML)" | GENERAL MEDICAL SUPPLIES (NURSING AND BURN UNIT) SUPPLEMENTARY
87 | 4223150401300 | "BAGS, TPN, EVA, SPECIFICATIONS OF: STERILE ETHYL VINYL ACETATE (EVA) AG, INJECTION PART, PP (POLYPROPYLENE AND PVC (POLY VINYL CHLORIDE), FEMA LE CONNECTOR WITH EXTRA CAP, ABS (ACRYLONITRILE BUTADIENE STYRENE), NON- LATEX INJECTION PORT, NO PHTHALATE, NUMBER OF PORT, ADD PORT, FILLING -PORT AND GIVING PORT, 6-LATEX FREE, NON-DEHP, PVC FREE, TRANSPARENT BAG, SIZE: (100 ML)" | GENERAL MEDICAL SUPPLIES (NURSING AND BURN UNIT) SUPPLEMENTARY
88 | 4217190000000 | "BAGS, TPN, EVA, SPECIFICATIONS OF: STERILE ETHYL VINYL ACETATE (EVA) AG, INJECTION PART, PP (POLYPROPYLENE AND PVC (POLY VINYL CHLORIDE), FEMA LE CONNECTOR WITH EXTRA CAP, ABS (ACRYLONITRILE BUTADIENE STYRENE), NON- LATEX INJECTION PORT, NO PHTHALATE, NUMBER OF PORT, ADD PORT, FILLING -PORT AND GIVING PORT, 6-LATEX FREE, NON-DEHP, PVC FREE, TRANSPARENT BAG, SIZE: (1000 ML)" | GENERAL MEDICAL SUPPLIES (NURSING AND BURN UNIT) SUPPLEMENTARY
89 | 4217190000300 | "BAGS, TPN, EVA, SPECIFICATIONS OF: STERILE ETHYL VINYL ACETATE (EVA) AG, INJECTION PART, PP (POLYPROPYLENE AND PVC (POLY VINYL CHLORIDE), FEMA LE CONNECTOR WITH EXTRA CAP, ABS (ACRYLONITRILE BUTADIENE STYRENE), NON - LATEX INJECTION PORT, NO PHTHALATE, NUMBER OF PORT, ADD PORT, FILLING - PORT AND GIVING PORT, 6 - LATEX FREE, NON - DEHP, PVC FREE, TRANSPARENT BAG, SIZE : (500 ML)" | GENERAL MEDICAL SUPPLIES (NURSING AND BURN UNIT) SUPPLEMENTARY
90 | 4217190000200 | "BAGS, TPN, EVA, SPECIFICATIONS OF: STERILE ETHYL VINYL ACETATE (EVA) AG, INJECTION PART, PP (POLYPROPYLENE AND PVC (POLY VINYL CHLORIDE), FEMA LE CONNECTOR WITH EXTRA CAP, ABS (ACRYLONITRILE BUTADIENE STYRENE), NON - LATEX INJECTION PORT, NO PHTHALATE, NUMBER OF PORT, ADD PORT, FILLING - PORT AND GIVING PORT, 6 - LATEX FREE, NON - DEHP, PVC FREE, TRANSPARENT BAG, SIZE : 3000 ML" | GENERAL MEDICAL SUPPLIES (NURSING AND BURN UNIT) SUPPLEMENTARY
91 | 4217190000100 | "BAGS, TPN, EVA, SPECIFICATIONS OF: STERILE ETHYL VINYL ACETATE (EVA) AG, INJECTION PART, PP (POLYPROPYLENE AND PVC (POLY VINYL CHLORIDE), FEMA LE CONNECTOR WITH EXTRA CAP, ABS (ACRYLONITRILE BUTADIENE STYRENE), NON - LATEX INJECTION PORT, NO PHTHALATE, NUMBER OF PORT, ADD PORT, FILLING - PORT AND GIVING PORT, 6 - LATEX FREE, NON - DEHP, PVC FREE, TRANSPARENT BAG, SIZE : (250 ML)" | GENERAL MEDICAL SUPPLIES (NURSING AND BURN UNIT) SUPPLEMENTARY
92 | 4223150400600 | "BAGS, TPN, EVA, SPECIFICATIONS OF: STERILE ETHYL VINYL ACETATE (EVA) AG, INJECTION PART, PP (POLYPROPYLENE AND PVC (POLY VINYL CHLORIDE), FEMALE CONNECTOR WITH EXTRA CAP, ABS (ACRYLONITRILE BUTADIENE STYRENE), NON- LATEX INJECTION PORT, NO PHTHALATE, NUMBER OF PORT, ADD PORT, FILLING-PORT AND GIVING PORT, 6-LATEX FREE, NON-DEHP, PVC FREE, TRANSPARENT BAG, SIZE: (2000 ML)" | GENERAL MEDICAL SUPPLIES (NURSING AND BURN UNIT) SUPPLEMENTARY
93 | 4214230301300 | "BAND, WRIST FOR NEWLY BORN BABIES, IDENTIFICATION, BLUE, WITH LABEL CONTAINS THE FOLLOWING INFORMATION (PATIENT NAME/FILE NO/AGE / SEX)" | GENERAL MEDICAL SUPPLIES (NURSING AND BURN UNIT) SUPPLEMENTARY
94 | 4214230304100 | "BAND, WRIST, DIRECT THERMAL WITH ADHESIVE CLOSURE, ADULT BLUE, COMPATIBLE WITH THE HOSPITAL MACHINE, (ONE MACHINE PER 10000 BAND WRIST DIRECT THERMAL MUST BE PROVIDED FREE OF CHARGE)" | GENERAL MEDICAL SUPPLIES (NURSING AND BURN UNIT) SUPPLEMENTARY
95 | 4214230303700 | "BAND, WRIST, DIRECT THERMAL WITH ADHESIVE CLOSURE, ADULT GREEN, COMPATIBLE WITH THE HOSPITAL MACHINE" | GENERAL MEDICAL SUPPLIES (NURSING AND BURN UNIT) SUPPLEMENTARY
96 | 4214230304000 | "BAND, WRIST, DIRECT THERMAL WITH ADHESIVE CLOSURE, ADULT RED, COMPATIBLE WITH THE HOSPITAL MACHINE" | GENERAL MEDICAL SUPPLIES (NURSING AND BURN UNIT) SUPPLEMENTARY
97 | 4214230304200 | "BAND, WRIST, DIRECT THERMAL WITH ADHESIVE CLOSURE, PEDIATRIC BLUE, COMPATIBLE WITH THE HOSPITAL MACHINE" | GENERAL MEDICAL SUPPLIES (NURSING AND BURN UNIT) SUPPLEMENTARY
98 | 4214230304300 | "BAND, WRIST, DIRECT THERMAL WITH ADHESIVE CLOSURE, PEDIATRIC RED, COMPATIBLE WITH THE HOSPITAL MACHINE" | GENERAL MEDICAL SUPPLIES (NURSING AND BURN UNIT) SUPPLEMENTARY
99 | 4214230303900 | "BAND, WRIST, DIRECT THERMAL WITH ADHESIVE CLOSURE, PEDIATRIC WHITE, COMPATIBLE WITH THE HOSPITAL MACHINE" | GENERAL MEDICAL SUPPLIES (NURSING AND BURN UNIT) SUPPLEMENTARY
100 | 4214230302900 | "BAND, WRIST, FOR ADULT, IDENTIFICATION, WHITE, WITH LABEL CONTAINS THE FOLLOWING INFORMATION (PATIENT NAME/FILE NO./ AGE / SEX.)" | GENERAL MEDICAL SUPPLIES (NURSING AND BURN UNIT) SUPPLEMENTARY
101 | 4214230301500 | "BAND, WRIST, FOR NEWLY BORN BABIES, IDENTIFICATION, PINK, WITH LABEL CONTAINS THE FOLLOWING INFORMATION (PATIENT NAME/FILE NO/AGE/ SEX)" | GENERAL MEDICAL SUPPLIES (NURSING AND BURN UNIT) SUPPLEMENTARY
102 | 4214230302200 | "BAND, WRIST, FOR PATIENT, IDENTIFICATION, FOR PATIENTS LESS THAN 10KG, LATEX FREE, MUST BE COMPATIBLE WITH THERMAL PRINTER AND BEST CARE CONFIGURATION" | GENERAL MEDICAL SUPPLIES (NURSING AND BURN UNIT) SUPPLEMENTARY
103 | 4214230302300 | "BAND, WRIST, FOR PATIENT, IDENTIFICATION, RED, FOR BLOOD TYPING" | GENERAL MEDICAL SUPPLIES (NURSING AND BURN UNIT) SUPPLEMENTARY
104 | 4214230302400 | "BAND, WRIST, IDENTIFICATION, RED, ADULT, WITH ALLERGIES" | GENERAL MEDICAL SUPPLIES (NURSING AND BURN UNIT) SUPPLEMENTARY
105 | 4214230302500 | "BAND, WRIST, IDENTIFICATION, RED, PEDIATRIC, WITH ALLERGIES" | GENERAL MEDICAL SUPPLIES (NURSING AND BURN UNIT) SUPPLEMENTARY
106 | 4214230303100 | "BAND, WRIST, IDENTIFICATION, YELLOW, FALL RISK, NOT LESS THAN 50 /PACKET, ADULT" | GENERAL MEDICAL SUPPLIES (NURSING AND BURN UNIT) SUPPLEMENTARY
107 | 4214230303200 | "BAND, WRIST, IDENTIFICATION, YELLOW, FALL RISK, PEDIATRIC" | GENERAL MEDICAL SUPPLIES (NURSING AND BURN UNIT) SUPPLEMENTARY
108 | 4231150506600 | "ABDOMINAL BINDER (ABDOMINAL BELT), SUPPORT WITH VELCRO FASTENER, BREATHABLE, 100 - 120 CM (+/- 5CM)" | GENERAL MEDICAL SUPPLIES (NURSING AND BURN UNIT) SUPPLEMENTARY
109 | 4231150505100 | "BANDAGE, COHESIVE, ELASTIC CONFORMING BANDAGE, WITH DOUBLE ADHESIVE EFFECT, LATEX FREE, PERMEABLE TO AIR, CONSIST OF VISCOSE, COTTON, POLYAMIDE, ROLL OF 12 CM X 4 M" | GENERAL MEDICAL SUPPLIES (NURSING AND BURN UNIT) SUPPLEMENTARY
110 | 4231150505200 | "BANDAGE, COHESIVE, ELASTIC CONFORMING BANDAGE, WITH DOUBLE ADHESIVE EFFECT, LATEX FREE, PERMEABLE TO AIR, CONSIST OF VISCOSE, COTTON, POLYAMIDE, ROLL OF 8 CM X 4 M" | GENERAL MEDICAL SUPPLIES (NURSING AND BURN UNIT) SUPPLEMENTARY
111 | 4231150523500 | "BANDAGE, CREPE COTTON, WITH CLIPS, INDIVIDUALLY WRAPPED, PACKED IN A RIGID OUTER CARTON OF SUITABLE SIZE AND NOT IN CLOTH SIZE : 10 X 450 CM" | GENERAL MEDICAL SUPPLIES (NURSING AND BURN UNIT) SUPPLEMENTARY
112 | 4231150523600 | "BANDAGE, CREPE COTTON, WITH CLIPS, INDIVIDUALLY WRAPPED, PACKED IN A RIGID OUTER CARTON OF SUITABLE SIZE AND NOT IN CLOTH SIZE : 15 X 450 CM" | GENERAL MEDICAL SUPPLIES (NURSING AND BURN UNIT) SUPPLEMENTARY
113 | 4231150000800 | "BANDAGE, CREPE COTTON, WITH CLIPS, INDIVIDUALLY WRAPPED, PACKED IN A RIGID OUTER CARTON OF SUITABLE SIZE AND NOT IN CLOTH SIZE : 20 X 450 CM" | GENERAL MEDICAL SUPPLIES (NURSING AND BURN UNIT) SUPPLEMENTARY
114 | 4231150523400 | "BANDAGE, CREPE COTTON, WITH CLIPS, INDIVIDUALLY WRAPPED, PACKED IN A RIGID OUTER CARTON OF SUITABLE SIZE AND NOT IN CLOTH SIZE : 5 X 450 CM" | GENERAL MEDICAL SUPPLIES (NURSING AND BURN UNIT) SUPPLEMENTARY
115 | 4231150523700 | "BANDAGE, CREPE COTTON, WITH CLIPS, INDIVIDUALLY WRAPPED, PACKED IN A RIGID OUTER CARTON OF SUITABLE SIZE AND NOT IN CLOTH SIZE : 7.5 X 450 CM" | GENERAL MEDICAL SUPPLIES (NURSING AND BURN UNIT) SUPPLEMENTARY
116 | 4231150000700 | "BANDAGE, ELASTIC ADHESIVE, HYPOALLERGENIC, WITH INTERLEAF PLASTIC LAYER, INDIVIDUALLY WRAPPED, PACKED IN A RIGID OUTER SUITABLE SIZE AND NOT IN A CLOTH SIZE: 10 X 450 CM" | GENERAL MEDICAL SUPPLIES (NURSING AND BURN UNIT) SUPPLEMENTARY
117 | 4231154609600 | "BANDAGE, ELASTIC ADHESIVE, HYPOALLERGENIC, WITH INTERLEAF PLASTIC LAYER, INDIVIDUALLY WRAPPED, PACKED IN A RIGID OUTER SUITABLE SIZE AND NOT IN A CLOTH SIZE: 15 X 450 CM" | GENERAL MEDICAL SUPPLIES (NURSING AND BURN UNIT) SUPPLEMENTARY
118 | 4231154609700 | "BANDAGE, ELASTIC ADHESIVE, HYPOALLERGENIC, WITH INTERLEAF PLASTIC LAYER, INDIVIDUALLY WRAPPED, PACKED IN A RIGID OUTER SUITABLE SIZE AND NOT IN A CLOTH SIZE: 2.5 X 450 CM" | GENERAL MEDICAL SUPPLIES (NURSING AND BURN UNIT) SUPPLEMENTARY
119 | 4231154609800 | "BANDAGE, ELASTIC ADHESIVE, HYPOALLERGENIC, WITH INTERLEAF PLASTIC LAYER, INDIVIDUALLY WRAPPED, PACKED IN A RIGID OUTER SUITABLE SIZE AND NOT IN A CLOTH SIZE: 5 X 450 CM" | GENERAL MEDICAL SUPPLIES (NURSING AND BURN UNIT) SUPPLEMENTARY
120 | 4231150523800 | "BANDAGE, ELASTIC ADHESIVE, HYPOALLERGENIC, WITH INTERLEAF PLASTIC LAYER, INDIVIDUALLY WRAPPED, PACKED IN A RIGID OUTER SUITABLE SIZE AND NOT IN A CLOTH SIZE: 7.5 X 450 CM" | GENERAL MEDICAL SUPPLIES (NURSING AND BURN UNIT) SUPPLEMENTARY
121 | 4231154503800 | "BANDAGE, ELASTIC GAUZE CONFORMING, 10 CM X 4-4.5 M, PEEL PACK, STERILE" | GENERAL MEDICAL SUPPLIES (NURSING AND BURN UNIT) SUPPLEMENTARY
122 | 4231154503900 | "BANDAGE, ELASTIC GAUZE CONFORMING, 15 CM X 4-4.5 M, PEEL PACK, STERILE" | GENERAL MEDICAL SUPPLIES (NURSING AND BURN UNIT) SUPPLEMENTARY
123 | 4231154504000 | "BANDAGE, ELASTIC GAUZE CONFORMING, 5 CM X 4-4.5 M, PEEL PACK, STERILE" | GENERAL MEDICAL SUPPLIES (NURSING AND BURN UNIT) SUPPLEMENTARY
124 | 4231150516100 | "BANDAGE, ELASTIC GAUZE CONFORMING, 7.5 CM X 4-4.5 M, PEEL PACK, STERILE" | GENERAL MEDICAL SUPPLIES (NURSING AND BURN UNIT) SUPPLEMENTARY
125 | 4231150523900 | "BANDAGE, ELASTIC NET TUBULAR, (FOR ADULT), SIZE: 6-6.5 CM X 20-25 METERS ROLL LENGTH, PACKING: INDIVIDUALLY WRAPPED (ONE ROLL/PKT), PACKED IN A RIGID OUTER CARTON OF SUITABLE SIZE AND NOT IN CLOTH." | GENERAL MEDICAL SUPPLIES (NURSING AND BURN UNIT) SUPPLEMENTARY
126 | 4231150524000 | "BANDAGE, ELASTIC NET TUBULAR, (FOR ADULT), SIZE: ABOUT 4-4.5 CM X 20-25 METERS ROLL LENGTH, PACKING: INDIVIDUALLY WRAPPED (ONE ROLL/PKT), PACKED IN A RIGID OUTER CARTON OF SUITABLE SIZE AND NOT IN CLOTH." | GENERAL MEDICAL SUPPLIES (NURSING AND BURN UNIT) SUPPLEMENTARY
127 | 4231150607800 | "BANDAGE, ELASTIC NET TUBULAR, (FOR ADULT), SIZE: ABOUT 8.5-9 CM X 20-25 METERS ROLL LENGTH, PACKED IN A RIGID OUTER CARTON OF SUITABLE SIZE AND NOT IN CLOTH." | GENERAL MEDICAL SUPPLIES (NURSING AND BURN UNIT) SUPPLEMENTARY
128 | 4231150524400 | "BANDAGE, GAUZE OF ABSORBENT COTTON, NOT LESS THAN 15 THREADS/CM2, STITCHED EDGES, SIZE: 10 X 400-450 CM, PACKING: INDIVIDUALLY WRAPPED, PACKED IN A RIGID OUTER CARTON OF SUITABLE SIZE AND NOT IN CLOTH" | GENERAL MEDICAL SUPPLIES (NURSING AND BURN UNIT) SUPPLEMENTARY
129 | 4231150525800 | "BANDAGE, GAUZE OF ABSORBENT COTTON, NOT LESS THAN 15 THREADS/CM2, STITCHED EDGES, SIZE: 15 X 400-450 CM, PACKING: INDIVIDUALLY WRAPPED, PACKED IN A RIGID OUTER CARTON OF SUITABLE SIZE AND NOT IN CLOTH" | GENERAL MEDICAL SUPPLIES (NURSING AND BURN UNIT) SUPPLEMENTARY
130 | 4231150524200 | "BANDAGE, GAUZE OF ABSORBENT COTTON, NOT LESS THAN 15 THREADS/CM2, STITCHED EDGES, SIZE: 5 X 400-450 CM, PACKING: INDIVIDUALLY WRAPPED, PACKED IN A RIGID OUTER CARTON OF SUITABLE SIZE AND NOT IN CLOTH" | GENERAL MEDICAL SUPPLIES (NURSING AND BURN UNIT) SUPPLEMENTARY
131 | 4231150524300 | "BANDAGE, GAUZE OF ABSORBENT COTTON, NOT LESS THAN 15 THREADS/CM2, STITCHED EDGES, SIZE: 7.5 X 400-450 CM, PACKING: INDIVIDUALLY WRAPPED, PACKED IN A RIGID OUTER CARTON OF SUITABLE SIZE AND NOT IN CLOTH" | GENERAL MEDICAL SUPPLIES (NURSING AND BURN UNIT) SUPPLEMENTARY
132 | 4231150524500 | "BANDAGE, ORTHOPEDIC, HIGH STRENGTH NON-WOVEN FABRIC OF PURIFIED COTTON, SIZE: 10 X 250-300 CM" | GENERAL MEDICAL SUPPLIES (NURSING AND BURN UNIT) SUPPLEMENTARY
133 | 4231150524600 | "BANDAGE, ORTHOPEDIC, HIGH STRENGTH NON-WOVEN FABRIC OF PURIFIED COTTON, SIZE: 15 X 250-300 CM" | GENERAL MEDICAL SUPPLIES (NURSING AND BURN UNIT) SUPPLEMENTARY
134 | 4231150524700 | "BANDAGE, ORTHOPEDIC, HIGH STRENGTH NON-WOVEN FABRIC OF PURIFIED COTTON, SIZE: 20 X 250-300 CM" | GENERAL MEDICAL SUPPLIES (NURSING AND BURN UNIT) SUPPLEMENTARY
135 | 4231150001100 | "BANDAGE, ORTHOPEDIC, HIGH STRENGTH NON-WOVEN FABRIC OF PURIFIED COTTON, SIZE: 5 X 250-300 CM" | GENERAL MEDICAL SUPPLIES (NURSING AND BURN UNIT) SUPPLEMENTARY
136 | 4231150524800 | "BANDAGE, ORTHOPEDIC, HIGH STRENGTH NON-WOVEN FABRIC OF PURIFIED COTTON, SIZE: 7.5 X 250-300 CM" | GENERAL MEDICAL SUPPLIES (NURSING AND BURN UNIT) SUPPLEMENTARY
137 | 4231150608800 | "BANDAGE, RUBBER, ELASTIC STRETCH, WITH 2 FASTENER DOUBLE WRAPPED PEEL PACK OR SINGLE THICK PLASTIC PEEL POUCH, 20 CM X 4.5-5 M, STERILE" | GENERAL MEDICAL SUPPLIES (NURSING AND BURN UNIT) SUPPLEMENTARY
138 | 4231150001200 | "BANDAGE, RUBBER, ELASTIC STRETCH, WITH 2 FASTENER DOUBLE WRAPPED PEEL PACK OR SINGLE THICK PLASTIC PEEL POUCH, 10 CM X 4.5-5 M, STERILE" | GENERAL MEDICAL SUPPLIES (NURSING AND BURN UNIT) SUPPLEMENTARY
139 | 4231150001400 | "BANDAGE, RUBBER, ELASTIC STRETCH, WITH 2 FASTENER DOUBLE WRAPPED PEEL PACK OR SINGLE THICK PLASTIC PEEL POUCH, 15 CM X 4.5-5 M, STERILE" | GENERAL MEDICAL SUPPLIES (NURSING AND BURN UNIT) SUPPLEMENTARY
140 | 4231150001500 | "BANDAGE, RUBBER, ELASTIC STRETCH, WITH 2 FASTENER DOUBLE WRAPPED PEEL PACK OR SINGLE THICK PLASTIC PEEL POUCH, 5 CM X 4.5-5 M, STERILE" | GENERAL MEDICAL SUPPLIES (NURSING AND BURN UNIT) SUPPLEMENTARY
141 | 4231150001600 | "BANDAGE, RUBBER, ELASTIC STRETCH, WITH 2 FASTENER DOUBLE WRAPPED PEEL PACK OR SINGLE THICK PLASTIC PEEL POUCH, 7.5 CM X 4.5-5 M, STERILE" | GENERAL MEDICAL SUPPLIES (NURSING AND BURN UNIT) SUPPLEMENTARY
142 | 4231154610400 | "BANDAGE, SELF ADHESIVE, ELASTIC, NON - WOVEN, 10 CM X 4 TO 6 METER, STRETCHED SINGLE ROLL" | GENERAL MEDICAL SUPPLIES (NURSING AND BURN UNIT) SUPPLEMENTARY
143 | 4231154610500 | "BANDAGE, SELF ADHESIVE, ELASTIC, NON-WOVEN, 2.5 CM X 4 TO 6 METER, STRETCHED SINGLE ROLL" | GENERAL MEDICAL SUPPLIES (NURSING AND BURN UNIT) SUPPLEMENTARY
144 | 4231155208200 | "BANDAGE, SELF ADHESIVE, ELASTIC, NON-WOVEN, 5 CM X 4 TO 6 METER, STRETCHED SINGLE ROLL" | GENERAL MEDICAL SUPPLIES (NURSING AND BURN UNIT) SUPPLEMENTARY
145 | 4231155300500 | "BANDAGE, STOCKINETTE, PLAIN, 15 CM X 20-25 M, UNBLEACHED" | GENERAL MEDICAL SUPPLIES (NURSING AND BURN UNIT) SUPPLEMENTARY
146 | 4231150524900 | "BANDAGE, TUBULAR (FOR ADULT LIMBS), SIZE: 4.5 TO 5.5 CM WIDTH X 20-25 METERS LENGTH, PACKING: INDIVIDUALLY WRAPPED (ONE ROLL/PKT), PACKED IN A RIGID OUTER CARTON OF SUITABLE SIZE AND NOT IN CLOTH" | GENERAL MEDICAL SUPPLIES (NURSING AND BURN UNIT) SUPPLEMENTARY
147 | 4231150525000 | BANDAGE, TUBULAR (FOR BULKY FINGER), SIZE: ABOUT 1.3 TO 2 CM WIDTH X 20-25 METERS LENGTH, PACKING: INDIVIDUALLY WRAPPED (ONE ROLL/PKT), PACKED IN A RIG ID OUTER CARTON OF SUITABLE SIZE AND NOT IN CLOTH | GENERAL MEDICAL SUPPLIES (NURSING AND BURN UNIT) SUPPLEMENTARY
148 | 4231150525100 | "BANDAGE, TUBULAR (FOR CHILD LIMB), SIZE: ABOUT 2 TO 2.5 CM WIDTH X 20-25 METERS LENGTH, PACKING: INDIVIDUALLY WRAPPED (ONE ROLL/PKT), PACKED IN A RIGID OUTER CARTON OF SUITABLE SIZE AND NOT IN CLOTH" | GENERAL MEDICAL SUPPLIES (NURSING AND BURN UNIT) SUPPLEMENTARY
149 | 4231150607200 | "BANDAGE, TUBULAR CODE C (FOR MEDIUM ARMS AND SMALL ANKLES), SIZE: 6.75 TO 7 CM WIDTH X 10 - 20 METERS LENGTH, PACKING: INDIVIDUALLY WRAPPED (ONE ROLL/PK T), PACKED IN A RIGID OUTER CARTON OF SUITABLE SIZE AND NOT IN CLOTH" | GENERAL MEDICAL SUPPLIES (NURSING AND BURN UNIT) SUPPLEMENTARY
150 | 4231150607900 | "BANDAGE, TUBULAR CODE E (FOR LARGE ANKLES, MEDIUM KNEES AND SMALL THIGHS), SIZE: 8.5 TO 9 CM WIDTH X 10 - 20 METERS LENGTH, PACKING: INDIVIDUALLY WRAPPED (ONE ROLL/PKT), PACKED IN A RIGID OUTER CARTON OF SUITABLE SIZE AND NOT IN CLOTH" | GENERAL MEDICAL SUPPLIES (NURSING AND BURN UNIT) SUPPLEMENTARY
151 | 4231150607400 | "BANDAGE, TUBULAR CODE G, (FOR LARGE THIGHS), SIZE: 12 TO 13 CM WIDTH X 10 - 20 METERS LENGTH, PACKING: INDIVIDUALLY WRAPPED (ONE ROLL/PKT), PACKED IN A RIGID OUTER CARTON OF SUITABLE SIZE AND NOT IN CLOTH" | GENERAL MEDICAL SUPPLIES (NURSING AND BURN UNIT) SUPPLEMENTARY
152 | 4231150607600 | "BANDAGE, TUBULAR CODE J (FOR SMALL TRUNK), SIZE: 16 - 18 CM WIDTH X 10 - 20 METERS LENGTH, PACKING: INDIVIDUALLY WRAPPED (ONE ROLL/PKT), PACKED IN A RIGID OUTER CARTON OF SUITABLE SIZE AND NOT IN CLOTH" | GENERAL MEDICAL SUPPLIES (NURSING AND BURN UNIT) SUPPLEMENTARY
153 | 4231150607700 | BANDAGE, TUBULAR CODE K (FOR MEDIUM TRUNK), SIZE: 20 TO 22 CM WIDTH X 10 - 25 METERS LENGTH, PACKING: INDIVIDUALLY WRAPPED (ONE ROLL/PKT), PACKED IN A RIGID OUTER CARTON OF SUITABLE SIZE AND NOT IN CLOTH | GENERAL MEDICAL SUPPLIES (NURSING AND BURN UNIT) SUPPLEMENTARY
154 | 4231150002000 | BANDAGE, TUBULAR CODE L (FOR LARGE TRUNK), SIZE: 30 TO 32.50 CM WIDTH X 10 - 30 METERS LENGTH, PACKING: INDIVIDUALLY WRAPPED (ONE ROLL/PKT), PACKED IN A RIGID OUTER CARTON OF SUITABLE SIZE AND NOT IN CLOTH | GENERAL MEDICAL SUPPLIES (NURSING AND BURN UNIT) SUPPLEMENTARY
155 | 4231150608000 | BANDAGE, TUBULAR ELASTICATED SUPPORT (FOR LARGE KNEE, MEDIUM THIGHS), SIZE: 10CM WIDTH X 10-25 METERS LENGTH, PACKING: INDIVIDUALLY WRAPPED (ONE ROLL/PKT), PACKED IN A RIGID OUTER CARTON OF SUITABLE SIZE AND NOT IN CLOTH | GENERAL MEDICAL SUPPLIES (NURSING AND BURN UNIT) SUPPLEMENTARY
156 | 4231150525200 | BANDAGE, TUBULAR ELASTICATED SUPPORT, (FOR LARGE ADULT LIMBS), SIZE: 6.25 - 6.5 CM WIDTH X 10-20 METERS LENGTH, PACKING: INDIVIDUALLY WRAPPED (ONE ROLL/PKT), PACKED IN A RIGID OUTER CARTON OF SUITABLE SIZE AND NOT IN CLOTH | GENERAL MEDICAL SUPPLIES (NURSING AND BURN UNIT) SUPPLEMENTARY
157 | 4231150525300 | "BANDAGE, TUBULAR ELASTICATED SUPPORT, (FOR LARGE ARM, MEDIUM ANKLE, SMALL KNEE), SIZE: 7.5 CM WIDTH X 10-20 METERS LENGTH, PACKING: INDIVIDUALLY WRAPPED (ONE ROLL/PKT), PACKED IN A RIGID OUTER CARTON OF SUITABLE SIZE AND NOT IN CLOTH" | GENERAL MEDICAL SUPPLIES (NURSING AND BURN UNIT) SUPPLEMENTARY
158 | 4224150205600 | "BANDAGE, UNDERCAST MATERIAL, 10 CM X 3.5 - 4 M, ROLL, 100 % PURE COTTON ONLY, DOUBLE WRAPPED PEEL PACK OR SINGLE THICK PLASTIC PEEL POUCH, STERILE" | GENERAL MEDICAL SUPPLIES (NURSING AND BURN UNIT) SUPPLEMENTARY
159 | 4224150205700 | "BANDAGE, UNDERCAST MATERIAL, 15 CM X 3.5 - 4 M, ROLL, 100 % PURE COTTON ONLY, DOUBLE WRAPPED PEEL PACK OR SINGLE THICK PLASTIC PEEL POUCH, STERILE" | GENERAL MEDICAL SUPPLIES (NURSING AND BURN UNIT) SUPPLEMENTARY
160 | 4224150605900 | "BANDAGE, UNDERCAST MATERIAL, 5CM X 3.5 - 4 M, ROLL, 100 % PURE COTTON ONLY, DOUBLE WRAPPED PEEL PACK OR SINGLE THICK PLASTIC PEEL POUCH, STERILE" | GENERAL MEDICAL SUPPLIES (NURSING AND BURN UNIT) SUPPLEMENTARY
161 | 4224150205800 | "BANDAGE, UNDERCAST MATERIAL, 7.5 X 3.5 - 4 M, ROLL, 100 % PURE COTTON ONLY, DOUBLE WRAPPED PEEL PACK OR SINGLE THICK PLASTIC PEEL POUCH, STERILE" | GENERAL MEDICAL SUPPLIES (NURSING AND BURN UNIT) SUPPLEMENTARY
162 | 4214160601300 | "BASIN, KIDNEY, PAPER PULP, 600-800 ML, DISPOSABLE" | GENERAL MEDICAL SUPPLIES (NURSING AND BURN UNIT) SUPPLEMENTARY
163 | 4214160601100 | "BASIN, PAPER PULP, 4000-6000 ML, DISPOSABLE" | GENERAL MEDICAL SUPPLIES (NURSING AND BURN UNIT) SUPPLEMENTARY
164 | 4214160600700 | "BASIN, PLASTIC, 6 - 10 LITER, NON-STERILE" | GENERAL MEDICAL SUPPLIES (NURSING AND BURN UNIT) SUPPLEMENTARY
165 | 4214160300500 | "BASIN, PLASTIC, 6000 ML, GRADUATED, STERILE" | GENERAL MEDICAL SUPPLIES (NURSING AND BURN UNIT) SUPPLEMENTARY
166 | 4214160301000 | "BASIN, PLASTIC, GRADUATED, KIDNEY SHAPED, 500-700 ML" | GENERAL MEDICAL SUPPLIES (NURSING AND BURN UNIT) SUPPLEMENTARY
167 | 4214160300900 | "BASIN, PLASTIC, GRADUATED, KIDNEY SHAPED, 750-1000 ML" | GENERAL MEDICAL SUPPLIES (NURSING AND BURN UNIT) SUPPLEMENTARY
168 | 4214160600000 | "BASIN, ROUND PLASTIC FOR WASHING, IS A SIMPLE DURABLE 12 INCH DIAMETER POLYPROPYLENE, WASHABLE BETWEEN USAGE FOR SINGLE PATIENT" | GENERAL MEDICAL SUPPLIES (NURSING AND BURN UNIT) SUPPLEMENTARY
169 | 4214160200000 | "BEDPAN, FRACTURE, FEMALE" | GENERAL MEDICAL SUPPLIES (NURSING AND BURN UNIT) SUPPLEMENTARY
170 | 4214160200100 | "BEDPAN, REGULAR, PLASTIC, DISPOSABLE" | GENERAL MEDICAL SUPPLIES (NURSING AND BURN UNIT) SUPPLEMENTARY
171 | 4229452102900 | "BELT, FETAL MONITOR, 2 LYCRA TYPE, BANDAGE, 15 METER LONG" | GENERAL MEDICAL SUPPLIES (NURSING AND BURN UNIT) SUPPLEMENTARY
172 | 4229490400100 | BITE BLOCK ADULT SIZE : 20 MM WITH STRAP | GENERAL MEDICAL SUPPLIES (NURSING AND BURN UNIT) SUPPLEMENTARY
173 | 4214210603900 | "BLANKET ALUMINUM COATED 140 CM X 220 CM (+/- 20 CM), FOR ADULT" | GENERAL MEDICAL SUPPLIES (NURSING AND BURN UNIT) SUPPLEMENTARY
174 | 4222180200000 | "BOARD, CUSHION PADDED, I.V. ARM, WITH STRAPS, SIZE: 3CM X 9CM (+/- 1 CM), DISPOSABLE" | GENERAL MEDICAL SUPPLIES (NURSING AND BURN UNIT) SUPPLEMENTARY
175 | 4213151200100 | "BONNET, INFANT, HEADCOVER, TO KEEP THE PREMATURE AND NEWBORN WARM" | GENERAL MEDICAL SUPPLIES (NURSING AND BURN UNIT) SUPPLEMENTARY
176 | 4112340300800 | "BOTTLE, PLASTIC, WHITE, NON - TRANSPARENT, 15 ML, WITH DROPPER, DISPOSABLE" | GENERAL MEDICAL SUPPLIES (NURSING AND BURN UNIT) SUPPLEMENTARY
177 | 4215251602100 | "BOWL, ROUND, PLASTIC, 1000 ML, STERILE" | GENERAL MEDICAL SUPPLIES (NURSING AND BURN UNIT) SUPPLEMENTARY
178 | 4214160600800 | "BOWL, ROUND, PLASTIC, 500 ML, STERILE" | GENERAL MEDICAL SUPPLIES (NURSING AND BURN UNIT) SUPPLEMENTARY
179 | 4224180801900 | "BRA, THERAPORT POST SURGICAL BRA, ADJUSTABLE STRAP, SIZE XXL" | GENERAL MEDICAL SUPPLIES (NURSING AND BURN UNIT) SUPPLEMENTARY
180 | 4224180801700 | "BRA, THERAPORT POST-SURGICAL BRA, ADJUSTABLE STRAP, SIZE LARGE" | GENERAL MEDICAL SUPPLIES (NURSING AND BURN UNIT) SUPPLEMENTARY
181 | 4111620001300 | "BRA, THERAPORT POST-SURGICAL BRA, ADJUSTABLE STRAP, SIZE MEDIUM" | GENERAL MEDICAL SUPPLIES (NURSING AND BURN UNIT) SUPPLEMENTARY
182 | 4224180801800 | "BRA, THERAPORT POST-SURGICAL BRA, ADJUSTABLE STRAP, SIZE XL" | GENERAL MEDICAL SUPPLIES (NURSING AND BURN UNIT) SUPPLEMENTARY
183 | 4214230303300 | "BRACELET, ID BAND, IDENTIFICATION, MOTHER / INFANT, WITH INSERT CARD (3 BRACELETS)" | GENERAL MEDICAL SUPPLIES (NURSING AND BURN UNIT) SUPPLEMENTARY
184 | 4214230300300 | "BRACELET, ID BAND, PATIENT IDENTIFICATION, ADULT / PEDIATRIC, PLASTIC GREEN COLOR, WITH CARD, DISPOSABLE" | GENERAL MEDICAL SUPPLIES (NURSING AND BURN UNIT) SUPPLEMENTARY
185 | 4214230300400 | "BRACELET, ID BAND, PATIENT IDENTIFICATION, ADULT / PEDIATRIC, PLASTIC RED COLOR, WITH CARD, DISPOSABLE" | GENERAL MEDICAL SUPPLIES (NURSING AND BURN UNIT) SUPPLEMENTARY
186 | 4214230302700 | "BRACELET, ID BAND, PATIENT IDENTIFICATION, ADULT PLASTIC, BLUE COLOR, WITH CARD, DISPOSABLE" | GENERAL MEDICAL SUPPLIES (NURSING AND BURN UNIT) SUPPLEMENTARY
187 | 4227150001800 | "BRACKET, WALL, FOR CONTAINER WASTE DISPOSAL UNIT, IT SHOULD BE COMPATIBLE WITH THE DEVICE MANUFACTURE" | GENERAL MEDICAL SUPPLIES (NURSING AND BURN UNIT) SUPPLEMENTARY
188 | 4223190500000 | BREAST MILK STORAGE AND FEEDING 60 ML BOTTLES: POLYPROPYLENE FREE BPA (BISPHENOL-A) DEAL FOR BREAST MILK STORAGE IN REFRIGERATOR OR FREEZER SINGLE-USE INDIVIDUALLY PACKED FITS UNIVERSAL NIPPLE MUST HAVE ACCURATE MEASUREMENT OF FEEDING ACTUALLY CONSUMED BY BABY GRADUATED BY 1 ML AND 5 ML INCREMENTS | GENERAL MEDICAL SUPPLIES (NURSING AND BURN UNIT) SUPPLEMENTARY
189 | 4229541512500 | "BREAST SHIELD, FOR BREAST PUMP, SIZE 24 MM, IT SHOULD BE COMPATIBLE WITH HOSPITAL MACHINE" | GENERAL MEDICAL SUPPLIES (NURSING AND BURN UNIT) SUPPLEMENTARY
190 | 4223190200000 | "BREAST SHIELD, FOR BREAST PUMP, SIZE 27 MM, IT SHOULD BE COMPATIBLE WITH HOSPITAL MACHINE" | GENERAL MEDICAL SUPPLIES (NURSING AND BURN UNIT) SUPPLEMENTARY
191 | 4231151016800 | "BURN SHEET, SPUN BOUNDED SHEET THAT CAN BE USED TO PROVIDE A STERILE ENVIRONMENT TO PROTECT A PATIENT FROM INFECTION. ITS DURABLE CONSTRUCTION RESISTS TEARING, SIZE 60IN X 90IN (+ / - 3IN), STERILE, DISPOSABLE, (WOUND AND OSTOMY CARE)" | GENERAL MEDICAL SUPPLIES (NURSING AND BURN UNIT) SUPPLEMENTARY
192 | 4227160009300 | "CABLE, ECG 11 PIN CONNECTOR, 5 LEAD, IT SHOULD BE COMPATIBLE WITH THE HOSPITAL'S DEVICE" | GENERAL MEDICAL SUPPLIES (NURSING AND BURN UNIT) SUPPLEMENTARY
193 | 4227160019100 | "CABLES, 5 LEADS, ECG, FOR PHILIPS MONITORS OR EQUIVALENT" | GENERAL MEDICAL SUPPLIES (NURSING AND BURN UNIT) SUPPLEMENTARY
194 | 4214251100000 | "CONNECTOR, NEEDLE FREE INTERMITTENT INJECTION, CLEAR PATHWAY, FLAT SURFACE, PVC/DEHP-FREE TUBING ROTATING LUER-LOCK CONNECTOR, PREVENTS BACKFLOW( NEUTRAL DISPLACEMENT), ROTATING LUER-LOCK CONNECTOR, STERILE PEEL PACK." | GENERAL MEDICAL SUPPLIES (NURSING AND BURN UNIT) SUPPLEMENTARY
195 | 5313162800200 | "CAP, SHAMPOO FOR CLEANSING AND CONDITIONING OF THE HAIR: CONSTRUCTED OF A POLYETHYLENE OUTER LAYER, AND NON-WOVEN INNER LAYER OR EQUIVALENT, L ATEX, LANOLIN, EDTA, METHYLISOTHIAZOLINONE / METHYLCHLOROISOTHIAZOLINONE, ETHANOL AND PROPANOL TYPE ALCOHOL AND DETERGENT FREE, DERMATOLOGICALLY APPROVED AND BALANCED TO SKIN PH, NON ALLERGIC, NON-TOXIC, SAFE" | GENERAL MEDICAL SUPPLIES (NURSING AND BURN UNIT) SUPPLEMENTARY
196 | 4810191400000 | "CARAFE/ PITCHER, BEDSIDE, HINGED TOP, WITH PLASTIC JACKET, GRADUATED, 750 - 1250 ML" | GENERAL MEDICAL SUPPLIES (NURSING AND BURN UNIT) SUPPLEMENTARY
197 | 4219240100000 | "CRASH CART, PLASTIC SEALS LOCK, EASILY BROKEN BY HAND, WITH SEQUENTIAL NUMBERS OF NOT LESS THAN 6 DIGITS, COLOR-CODED (RED, YELLOW, GREEN, BLUE)" | GENERAL MEDICAL SUPPLIES (NURSING AND BURN UNIT) SUPPLEMENTARY
198 | 4224150604200 | "CAST, PROTECTOR, LATEX FREE, WITH WATERTIGHT, GASKET RING, ADULT LONG ARM" | GENERAL MEDICAL SUPPLIES (NURSING AND BURN UNIT) SUPPLEMENTARY
199 | 4224150604000 | "CAST, PROTECTOR, LATEX FREE, WITH WATERTIGHT, GASKET RING, LEG ADULT, ABOVE KNEE" | GENERAL MEDICAL SUPPLIES (NURSING AND BURN UNIT) SUPPLEMENTARY
200 | 4224150604100 | "CAST, PROTECTOR, LATEX FREE, WITH WATERTIGHT, GASKET RING, LEG ADULT, BELOW KNEE" | GENERAL MEDICAL SUPPLIES (NURSING AND BURN UNIT) SUPPLEMENTARY
201 | 4224150604500 | "CAST, PROTECTOR, LATEX FREE, WITH WATERTIGHT, GASKET RING, PEDIATRIC LARGE LEG" | GENERAL MEDICAL SUPPLIES (NURSING AND BURN UNIT) SUPPLEMENTARY
202 | 4224150604400 | "CAST, PROTECTOR, LATEX FREE, WITH WATERTIGHT, GASKET RING, PEDIATRIC LONG ARM" | GENERAL MEDICAL SUPPLIES (NURSING AND BURN UNIT) SUPPLEMENTARY
203 | 4224150604300 | "CAST, PROTECTOR, LATEX FREE, WITH WATERTIGHT, GASKET RING, PEDIATRIC MEDIUM ARM" | GENERAL MEDICAL SUPPLIES (NURSING AND BURN UNIT) SUPPLEMENTARY
204 | 4224150604700 | "CAST, PROTECTOR, LATEX FREE, WITH WATERTIGHT, GASKET RING, PEDIATRIC MEDIUM LEG" | GENERAL MEDICAL SUPPLIES (NURSING AND BURN UNIT) SUPPLEMENTARY
205 | 4214390201300 | "CATHETER, PICC, SINGLE LUMEN, POLYURETHANE, PERIPHERALLY INSERTED VENOUS ACCESS, FOR PREMATURE BABY AND NEONATE, 1 FR, LENGTH 20-25 CM, W/SPLITTING NEEDLE SET, RADIOPAQUE, 28 GA, PEEL PACK, DISPOSABLE, STERILE" | GENERAL MEDICAL SUPPLIES (NURSING AND BURN UNIT) SUPPLEMENTARY
206 | 4214270204500 | "CATHETER, FOLEY 2-WAYS LATEX, SILICONE COATED, 20-40 CM LONG WITH STYLET AND LATERAL EYES, BALLOON SIZE: 3-5 ML WITH FUNNEL END VALVE SUITABLE TO BE USED WITH SYRINGE LUER LOCK, CYLINDRICAL, SIZE: CH 8, DISPOSABLE, STERILE" | GENERAL MEDICAL SUPPLIES (NURSING AND BURN UNIT) SUPPLEMENTARY
207 | 4214270236500 | "CATHETER, FOLEY 2-WAYS LATEX, SILICONE COATED, 30-50 CM LONG WITH LATERAL EYES, BALLOON SIZE: 5-15 ML WITH FUNNEL END VALVE SUITABLE TO BE USED WITH SYRINGE LUER LOCK, CYLINDRICAL, SIZE: CH 18, DISPOSABLE, STERILE" | GENERAL MEDICAL SUPPLIES (NURSING AND BURN UNIT) SUPPLEMENTARY
208 | 4214270236300 | "CATHETER, FOLEY 2-WAYS, LATEX, SILICONE COATED, 20-40 CM LONG WITH STYLET AND LATERAL EYES, BALLOON SIZE: 3-5 ML WITH FUNNEL END VALVE SUITABLE TO BE USED WITH SYRINGE LUER LOCK, CYLINDRICAL, SIZE: CH 10, DISPOSABLE, STERILE" | GENERAL MEDICAL SUPPLIES (NURSING AND BURN UNIT) SUPPLEMENTARY
209 | 4214270207900 | "CATHETER, FOLEY 2-WAYS, LATEX, SILICONE COATED, 30-50 CM LONG WITH LATERAL EYES, BALLOON SIZE: 5-15 ML WITH FUNNEL END VALVE SUITABLE TO BE USED WITH SYRINGE LUER LOCK, CYLINDRICAL, SIZE: CH 12, DISPOSABLE, STERILE" | GENERAL MEDICAL SUPPLIES (NURSING AND BURN UNIT) SUPPLEMENTARY
210 | 4214270230400 | "CATHETER, FOLEY 2-WAYS, LATEX, SILICONE COATED, 30-50 CM LONG WITH LATERAL EYES, BALLOON SIZE: 5-15 ML WITH FUNNEL END VALVE SUITABLE TO BE USED WITH SYRINGE LUER LOCK, CYLINDRICAL, SIZE: CH 14, DISPOSABLE, STERILE" | GENERAL MEDICAL SUPPLIES (NURSING AND BURN UNIT) SUPPLEMENTARY
211 | 4214270236400 | "CATHETER, FOLEY 2-WAYS, LATEX, SILICONE COATED, 30-50 CM LONG WITH LATERAL EYES, BALLOON SIZE: 5-15 ML WITH FUNNEL END VALVE SUITABLE TO BE USED WITH SYRINGE LUER LOCK, CYLINDRICAL, SIZE: CH 16, DISPOSABLE, STERILE" | GENERAL MEDICAL SUPPLIES (NURSING AND BURN UNIT) SUPPLEMENTARY
212 | 4214270230600 | "CATHETER, FOLEY 2-WAYS, LATEX, SILICONE COATED, 30-50 CM LONG WITH LATERAL EYES, BALLOON SIZE: 5-15 ML WITH FUNNEL END VALVE SUITABLE TO BE USED WITH SYRINGE LUER LOCK, CYLINDRICAL, SIZE: CH 20, DISPOSABLE, STERILE" | GENERAL MEDICAL SUPPLIES (NURSING AND BURN UNIT) SUPPLEMENTARY
213 | 4214270230800 | "CATHETER, FOLEY 2-WAYS, LATEX, SILICONE COATED, 30-50 CM LONG WITH LATERAL EYES, BALLOON SIZE: 5-15 ML WITH FUNNEL END VALVE SUITABLE TO BE USED WITH SYRINGE LUER LOCK, CYLINDRICAL, SIZE: CH 22, DISPOSABLE, STERILE" | GENERAL MEDICAL SUPPLIES (NURSING AND BURN UNIT) SUPPLEMENTARY
214 | 4214270234100 | "CATHETER, FOLEY 3-WAY, PURE SILICONE, ELASTOMER COATED, 30-50 CM LONG, ROUND TIP, TWO STAGGERED OR LATERAL EYES, BALLOON SIZE: 30-50 ML, WITH FUNNEL END VALVE SUITABLE TO BE USED WITH SYRINGE LUER LOCK, CYLINDRICAL, SIZE: CH 18, DISPOSABLE, STERILE" | GENERAL MEDICAL SUPPLIES (NURSING AND BURN UNIT) SUPPLEMENTARY
215 | 4214270234000 | "CATHETER, FOLEY 3-WAY, PURE SILICONE, ELASTOMER COATED, 30-50 CM LONG, ROUND TIP, TWO STAGGERED OR LATERAL EYES, BALLOON SIZE: 30-50 ML, WITH FUNNEL END VALVE SUITABLE TO BE USED WITH SYRINGE LUER LOCK, CYLINDRICAL, SIZE: CH 20, DISPOSABLE, STERILE" | GENERAL MEDICAL SUPPLIES (NURSING AND BURN UNIT) SUPPLEMENTARY
216 | 4214270233900 | "CATHETER, FOLEY 3-WAY, PURE SILICONE, ELASTOMER COATED, 30-50 CM LONG, ROUND TIP, TWO STAGGERED OR LATERAL EYES, BALLOON SIZE: 30-50 ML, WITH FUNNEL END VALVE SUITABLE TO BE USED WITH SYRINGE LUER LOCK, CYLINDRICAL, SIZE: CH 22, DISPOSABLE, STERILE" | GENERAL MEDICAL SUPPLIES (NURSING AND BURN UNIT) SUPPLEMENTARY
217 | 4214270233800 | "CATHETER, FOLEY 3-WAY, PURE SILICONE, ELASTOMER COATED, 30-50 CM LONG, ROUND TIP, TWO STAGGERED OR LATERAL EYES, BALLOON SIZE: 30-50 ML, WITH FUNNEL END VALVE SUITABLE TO BE USED WITH SYRINGE LUER LOCK, CYLINDRICAL, SIZE: CH 24, DISPOSABLE, STERILE" | GENERAL MEDICAL SUPPLIES (NURSING AND BURN UNIT) SUPPLEMENTARY
218 | 4214270236900 | "CATHETER, FOLEY 3-WAY, LATEX, 30-50 CM LONG, ROUND TIP, TWO STAGGERED OR LATERAL EYES, BALLOON SIZE: 30-50 ML, WITH FUNNEL END VALVE SUITABLE TO BE USED WITH SYRINGE LUER LOCK, CYLINDRICAL, SIZE: CH 18, DISPOSABLE, STERILE" | GENERAL MEDICAL SUPPLIES (NURSING AND BURN UNIT) SUPPLEMENTARY
219 | 4214270237000 | "CATHETER, FOLEY 3-WAY, LATEX, 30-50 CM LONG, ROUND TIP, TWO STAGGERED OR LATERAL EYES, BALLOON SIZE: 30-50 ML, WITH FUNNEL END VALVE SUITABLE TO BE USED WITH SYRINGE LUER LOCK, CYLINDRICAL, SIZE: CH 20, DISPOSABLE, STERILE" | GENERAL MEDICAL SUPPLIES (NURSING AND BURN UNIT) SUPPLEMENTARY
220 | 4214270237100 | "CATHETER, FOLEY 3-WAY, LATEX, 30-50 CM LONG, ROUND TIP, TWO STAGGERED OR LATERAL EYES, BALLOON SIZE: 30-50 ML, WITH FUNNEL END VALVE SUITABLE TO BE USED WITH SYRINGE LUER LOCK, CYLINDRICAL, SIZE: CH 22, DISPOSABLE, STERILE" | GENERAL MEDICAL SUPPLIES (NURSING AND BURN UNIT) SUPPLEMENTARY
221 | 4214270237200 | "CATHETER, FOLEY 3-WAY, LATEX, 30-50 CM LONG, ROUND TIP, TWO STAGGERED OR LATERAL EYES, BALLOON SIZE: 30-50 ML, WITH FUNNEL END VALVE SUITABLE TO BE USED WITH SYRINGE LUER LOCK, CYLINDRICAL, SIZE: CH 24, DISPOSABLE, STERILE" | GENERAL MEDICAL SUPPLIES (NURSING AND BURN UNIT) SUPPLEMENTARY
222 | 4214270202300 | "CATHETER, FOLEY, 2-WAYS, PURE SILICONE, 20-40 CM LONG WITH STYLET AND LATERAL EYES, BALLOON SIZE: 3-5 ML WITH FUNNEL END VALVE SUITABLE TO BE USED WITH SYRINGE LUER LOCK, CYLINDRICAL, SIZE: CH 10, DISPOSABLE, STERILE" | GENERAL MEDICAL SUPPLIES (NURSING AND BURN UNIT) SUPPLEMENTARY
223 | 4214270202900 | "CATHETER, FOLEY, 2-WAYS, PURE SILICONE, 20-40 CM LONG WITH STYLET AND LATERAL EYES, BALLOON SIZE: 3-5 ML WITH FUNNEL END VALVE SUITABLE TO BE USED WITH SYRINGE LUER LOCK, CYLINDRICAL, SIZE: CH 6, DISPOSABLE, STERILE" | GENERAL MEDICAL SUPPLIES (NURSING AND BURN UNIT) SUPPLEMENTARY
224 | 4214270202200 | "CATHETER, FOLEY, 2-WAYS, PURE SILICONE, 20-40 CM LONG WITH STYLET AND LATERAL EYES, BALLOON SIZE: 3-5 ML WITH FUNNEL END VALVE SUITABLE TO BE USED WITH SYRINGE LUER LOCK, CYLINDRICAL, SIZE: CH 8, DISPOSABLE, STERILE" | GENERAL MEDICAL SUPPLIES (NURSING AND BURN UNIT) SUPPLEMENTARY
225 | 4214270233200 | "CATHETER, FOLEY, 2-WAYS, PURE SILICONE, 20-40 CM LONG WITH STYLET AND LATERAL EYES, COUDE TIP (TIEMANN), BALLOON SIZE: 3-5 ML WITH FUNNEL END VALVE SUITABLE TO BE U SED WITH SYRINGE LUER, LUER LOCK, CYLINDRICAL, SIZE: CH 08, DISPOSABLE, STERILE" | GENERAL MEDICAL SUPPLIES (NURSING AND BURN UNIT) SUPPLEMENTARY
226 | 4214270233300 | "CATHETER, FOLEY, 2-WAYS, PURE SILICONE, 20-40 CM LONG WITH STYLET AND LATERAL EYES, COUDE TIP (TIEMANN), BALLOON SIZE: 3-5 ML WITH FUNNEL END VALVE SUITABLE TO BE U SED WITH SYRINGE LUER, LUER LOCK, CYLINDRICAL, SIZE: CH 10, DISPOSABLE, STERILE" | GENERAL MEDICAL SUPPLIES (NURSING AND BURN UNIT) SUPPLEMENTARY
227 | 4214270202400 | "CATHETER, FOLEY, 2-WAYS, PURE SILICONE, 30-50 CM LONG WITH LATERAL EYES, BALLOON SIZE: 5-15 ML WITH FUNNEL END VALVE SUITABLE TO BE USED WITH SYRINGE LUER LOCK, CYLINDRICAL, SIZE: CH 12, DISPOSABLE, STERILE" | GENERAL MEDICAL SUPPLIES (NURSING AND BURN UNIT) SUPPLEMENTARY
228 | 4214270202500 | "CATHETER, FOLEY, 2-WAYS, PURE SILICONE, 30-50 CM LONG WITH LATERAL EYES, BALLOON SIZE: 5-15 ML WITH FUNNEL END VALVE SUITABLE TO BE USED WITH SYRINGE LUER LOCK, CYLINDRICAL, SIZE: CH 14, DISPOSABLE, STERILE" | GENERAL MEDICAL SUPPLIES (NURSING AND BURN UNIT) SUPPLEMENTARY
229 | 4214270202600 | "CATHETER, FOLEY, 2-WAYS, PURE SILICONE, 30-50 CM LONG WITH LATERAL EYES, BALLOON SIZE: 5-15 ML WITH FUNNEL END VALVE SUITABLE TO BE USED WITH SYRINGE LUER LOCK, CYLINDRICAL, SIZE: CH 16, DISPOSABLE, STERILE" | GENERAL MEDICAL SUPPLIES (NURSING AND BURN UNIT) SUPPLEMENTARY
230 | 4214270233600 | "CATHETER, FOLEY, 2-WAYS, PURE SILICONE, 30-50 CM LONG WITH LATERAL EYES, BALLOON SIZE: 5-15 ML WITH FUNNEL END VALVE SUITABLE TO BE USED WITH SYRINGE LUER LOCK, CYLINDRICAL, SIZE: CH 18, DISPOSABLE, STERILE" | GENERAL MEDICAL SUPPLIES (NURSING AND BURN UNIT) SUPPLEMENTARY
231 | 4214270202800 | "CATHETER, FOLEY, 2-WAYS, PURE SILICONE, 30-50 CM LONG WITH LATERAL EYES, BALLOON SIZE: 5-15 ML WITH FUNNEL END VALVE SUITABLE TO BE USED WITH SYRINGE LUER LOCK, CYLINDRICAL, SIZE: CH 20, DISPOSABLE, STERILE" | GENERAL MEDICAL SUPPLIES (NURSING AND BURN UNIT) SUPPLEMENTARY
232 | 4214270220900 | "CATHETER, FOLEY, 2-WAYS, PURE SILICONE, 30-50 CM LONG WITH LATERAL EYES, BALLOON SIZE: 5-15 ML WITH FUNNEL END VALVE SUITABLE TO BE USED WITH SYRINGE LUER LOCK, CYLINDRICAL, SIZE: CH 22, DISPOSABLE, STERILE" | GENERAL MEDICAL SUPPLIES (NURSING AND BURN UNIT) SUPPLEMENTARY
233 | 4214270234500 | "CATHETER, FOLEY, 2-WAYS, PURE SILICONE, 30-50 CM LONG WITH LATERAL EYES, BALLOON SIZE: 5-15 ML WITH FUNNEL END VALVE SUITABLE TO BE USED WITH SYRINGE LUER LOCK, CYLINDRICAL, SIZE: CH 24, DISPOSABLE, STERILE" | GENERAL MEDICAL SUPPLIES (NURSING AND BURN UNIT) SUPPLEMENTARY
234 | 4214270202700 | "CATHETER, FOLEY, 2-WAYS, PURE SILICONE, 30-50 CM LONG WITH LATERAL EYES, COUDE TIP (TIEMANN), BALLOON SIZE: 5-15 ML WITH FUNNEL END VALVE SUITABLE TO BE U SED WITH SYRINGE LUER, LUER LOCK, CYLINDRICAL, SIZE: CH 18, DISPOSABLE, STERILE" | GENERAL MEDICAL SUPPLIES (NURSING AND BURN UNIT) SUPPLEMENTARY
235 | 4214270201900 | "CATHETER, FOLEY, 2-WAYS, PURE SILICONE, 30-50 CM LONG WITH LATERAL EYES, COUDE TIP (TIEMANN), BALLOON SIZE: 5-15 ML WITH FUNNEL END VALVE SUITABLE TO BE U SED WITH SYRINGE LUER, LUER LOCK, CYLINDRICAL, SIZE: CH 20, DISPOSABLE, STERILE" | GENERAL MEDICAL SUPPLIES (NURSING AND BURN UNIT) SUPPLEMENTARY
236 | 4214270217600 | "CATHETER, FOLEY, 2-WAYS, PURE SILICONE, OPEN TIP OVER GUIDEWIRE, 20-40 CM LONG WITH LATERAL EYES, BALLOON SIZE: 3-5 ML WITH FUNNEL END VALVE SUITABLE TO BE USED WITH SYRINGE LUER LOCK, CYLINDRICAL, SIZE: CH 10, DISPOSABLE, STERILE" | GENERAL MEDICAL SUPPLIES (NURSING AND BURN UNIT) SUPPLEMENTARY
237 | 4214270220800 | "CATHETER, FOLEY, 2-WAYS, PURE SILICONE, OPEN TIP OVER GUIDEWIRE, 20-40 CM LONG WITH LATERAL EYES, BALLOON SIZE: 3-5 ML WITH FUNNEL END VALVE SUITABLE TO BE USED WITH SYRINGE LUER LOCK, CYLINDRICAL, SIZE: CH 8, DISPOSABLE, STERILE" | GENERAL MEDICAL SUPPLIES (NURSING AND BURN UNIT) SUPPLEMENTARY
238 | 4214270236800 | "CATHETER, FOLEY, 2-WAYS, PURE SILICONE, OPEN TIP OVER GUIDEWIRE, 30-50 CM LONG WITH LATERAL EYES, BALLOON SIZE: 5-15 ML WITH FUNNEL END VALVE SUITABLE TO BE USED WITH SYRINGE LUER LOCK, CYLINDRICAL, SIZE: CH 12, DISPOSABLE, STERILE" | GENERAL MEDICAL SUPPLIES (NURSING AND BURN UNIT) SUPPLEMENTARY
239 | 4220340006100 | "CATHETER, FOLEY, 2-WAYS, PURE SILICONE, OPEN TIP OVER GUIDEWIRE, 30-50 CM LONG WITH LATERAL EYES, BALLOON SIZE: 5-15 ML WITH FUNNEL END VALVE SUITABLE TO BE USED WITH SYRINGE LUER LOCK, CYLINDRICAL, SIZE: CH 14, DISPOSABLE, STERILE" | GENERAL MEDICAL SUPPLIES (NURSING AND BURN UNIT) SUPPLEMENTARY
240 | 4214270234200 | "CATHETER, FOLEY, 2-WAYS, PURE SILICONE, OPEN TIP OVER GUIDEWIRE, 30-50 CM LONG WITH LATERAL EYES, BALLOON SIZE: 5-15 ML WITH FUNNEL END VALVE SUITABLE TO BE USED WITH SYRINGE LUER LOCK, CYLINDRICAL, SIZE: CH 16, DISPOSABLE, STERILE" | GENERAL MEDICAL SUPPLIES (NURSING AND BURN UNIT) SUPPLEMENTARY
241 | 4214270234300 | "CATHETER, FOLEY, 2-WAYS, PURE SILICONE, OPEN TIP OVER GUIDEWIRE, 30-50 CM LONG WITH LATERAL EYES, BALLOON SIZE: 5-15 ML WITH FUNNEL END VALVE SUITABLE TO BE USED WITH SYRINGE LUER LOCK, CYLINDRICAL, SIZE: CH 18, DISPOSABLE, STERILE" | GENERAL MEDICAL SUPPLIES (NURSING AND BURN UNIT) SUPPLEMENTARY
242 | 4214270234400 | "CATHETER, FOLEY, 2-WAYS, PURE SILICONE, OPEN TIP OVER GUIDEWIRE, 30-50 CM LONG WITH LATERAL EYES, BALLOON SIZE: 5-15 ML WITH FUNNEL END VALVE SUITABLE TO BE USED WITH SYRINGE LUER LOCK, CYLINDRICAL, SIZE: CH 20, DISPOSABLE, STERILE" | GENERAL MEDICAL SUPPLIES (NURSING AND BURN UNIT) SUPPLEMENTARY
243 | 4220340428500 | "CATHETER, FOLEY, 2-WAYS, PURE SILICONE, OPEN TIP OVER GUIDEWIRE, 30-50 CM LONG WITH LATERAL EYES, BALLOON SIZE: 5-15 ML WITH FUNNEL END VALVE SUITABLE TO BE USED WITH SYRINGE LUER LOCK, CYLINDRICAL, SIZE: CH 22, DISPOSABLE, STERILE" | GENERAL MEDICAL SUPPLIES (NURSING AND BURN UNIT) SUPPLEMENTARY
244 | 4214270234600 | "CATHETER, FOLEY, 2-WAYS, PURE SILICONE, 30-50 CM LONG WITH LATERAL EYES, COUDE TIP (TIEMANN), BALLOON SIZE: 5-15 ML WITH FUNNEL END VALVE SUITABLE TO BE USED WITH SYRINGE LUER, LUER LOCK, CYLINDRICAL, SIZE: CH 12, DISPOSABLE, STERILE" | GENERAL MEDICAL SUPPLIES (NURSING AND BURN UNIT) SUPPLEMENTARY
245 | 4214270228800 | "CATHETER, FOLEY, 2-WAYS, PURE SILICONE, 30-50 CM LONG WITH LATERAL EYES, COUDE TIP (TIEMANN), BALLOON SIZE: 5-15 ML WITH FUNNEL END VALVE SUITABLE TO BE USED WITH SYRINGE LUER, LUER LOCK, CYLINDRICAL, SIZE: CH 14, DISPOSABLE, STERILE" | GENERAL MEDICAL SUPPLIES (NURSING AND BURN UNIT) SUPPLEMENTARY
246 | 4214270228900 | "CATHETER, FOLEY, 2-WAYS, PURE SILICONE, 30-50 CM LONG WITH LATERAL EYES, COUDE TIP (TIEMANN), BALLOON SIZE: 5-15 ML WITH FUNNEL END VALVE SUITABLE TO BE USED WITH SYRINGE LUER, LUER LOCK, CYLINDRICAL, SIZE: CH 16, DISPOSABLE, STERILE" | GENERAL MEDICAL SUPPLIES (NURSING AND BURN UNIT) SUPPLEMENTARY
247 | 4214270229100 | "CATHETER, FOLEY, 2-WAYS, PURE SILICONE, 30-50 CM LONG WITH LATERAL EYES, COUDE TIP (TIEMANN), BALLOON SIZE: 5-15 ML WITH FUNNEL END VALVE SUITABLE TO BE U SED WITH SYRINGE LUER, LUER LOCK, CYLINDRICAL, SIZE: CH 22, DISPOSABLE, STERILE" | GENERAL MEDICAL SUPPLIES (NURSING AND BURN UNIT) SUPPLEMENTARY
248 | 4214270235000 | "CATHETER, FOLEY, 2-WAYS, SILICONE, WITH INFECTION PROTECTION COATING (GOLD, SILVER AND PALLADIUM), 30-50 CM LONG WITH LATERAL EYES, BALLOON SIZE: 5-15 ML WITH FUNNEL END VALVE SUITABLE TO BE USED WITH SYRINGE LUER, LUER LOCK, CYLINDRICAL, SIZE: CH 12, DISPOSABLE, STERILE" | GENERAL MEDICAL SUPPLIES (NURSING AND BURN UNIT) SUPPLEMENTARY
249 | 4214270235100 | "CATHETER, FOLEY, 2-WAYS, SILICONE, WITH INFECTION PROTECTION COATING (GOLD, SILVER AND PALLADIUM), 30-50 CM LONG WITH LATERAL EYES, BALLOON SIZE: 5-15 ML WITH FUNNEL END VALVE SUITABLE TO BE USED WITH SYRINGE LUER, LUER LOCK, CYLINDRICAL, SIZE: CH 14, DISPOSABLE, STERILE" | GENERAL MEDICAL SUPPLIES (NURSING AND BURN UNIT) SUPPLEMENTARY
250 | 4214270235200 | "CATHETER, FOLEY, 2-WAYS, SILICONE, WITH INFECTION PROTECTION COATING (GOLD, SILVER AND PALLADIUM), 30-50 CM LONG WITH LATERAL EYES, BALLOON SIZE: 5-15 ML WITH FUNNEL END VALVE SUITABLE TO BE USED WITH SYRINGE LUER, LUER LOCK, CYLINDRICAL, SIZE: CH 16, DISPOSABLE, STERILE" | GENERAL MEDICAL SUPPLIES (NURSING AND BURN UNIT) SUPPLEMENTARY
251 | 4214270235300 | "CATHETER, FOLEY, 2-WAYS, SILICONE, WITH INFECTION PROTECTION COATING (GOLD, SILVER AND PALLADIUM), 30-50 CM LONG WITH LATERAL EYES, BALLOON SIZE: 5-15 ML WITH FUNNEL END VALVE SUITABLE TO BE USED WITH SYRINGE LUER, LUER LOCK, CYLINDRICAL, SIZE: CH 18, DISPOSABLE, STERILE" | GENERAL MEDICAL SUPPLIES (NURSING AND BURN UNIT) SUPPLEMENTARY
252 | 4214270235400 | "CATHETER, FOLEY, 2-WAYS, SILICONE, WITH INFECTION PROTECTION COATING (GOLD, SILVER AND PALLADIUM), 30-50 CM LONG WITH LATERAL EYES, BALLOON SIZE: 5-15 ML WITH FUNNEL END VALVE SUITABLE TO BE USED WITH SYRINGE LUER, LUER LOCK, CYLINDRICAL, SIZE: CH 20, DISPOSABLE, STERILE" | GENERAL MEDICAL SUPPLIES (NURSING AND BURN UNIT) SUPPLEMENTARY
253 | 4214270235500 | "CATHETER, FOLEY, 2-WAYS, SILICONE, WITH INFECTION PROTECTION COATING (GOLD, SILVER AND PALLADIUM), 30-50 CM LONG WITH LATERAL EYES, BALLOON SIZE: 5-15 ML WITH FUNNEL END VALVE SUITABLE TO BE USED WITH SYRINGE LUER, LUER LOCK, CYLINDRICAL, SIZE: CH 22, DISPOSABLE, STERILE" | GENERAL MEDICAL SUPPLIES (NURSING AND BURN UNIT) SUPPLEMENTARY
254 | 4214270235600 | "CATHETER, FOLEY, 2-WAYS, SILICONE, WITH INFECTION PROTECTION COATING (GOLD, SILVER AND PALLADIUM), 30-50 CM LONG WITH LATERAL EYES, BALLOON SIZE: 5-15 ML WITH FUNNEL END VALVE SUITABLE TO BE USED WITH SYRINGE LUER, LUER LOCK, CYLINDRICAL, SIZE: CH 24, DISPOSABLE, STERILE" | GENERAL MEDICAL SUPPLIES (NURSING AND BURN UNIT) SUPPLEMENTARY
255 | 4220340011100 | "CATHETER, FOLEY, 3-WAYS, PURE SILICONE, COUDE TIP (TIEMANN), 40-60 CM LONG WITH LATERAL EYES, BALLOON SIZE: 30-50 ML WITH FUNNEL END VALVE SUITABLE TO BE USED WITH SYRINGE LUER LOCK, CYLINDRICAL, SIZE: CH 18, DISPOSABLE, STERILE" | GENERAL MEDICAL SUPPLIES (NURSING AND BURN UNIT) SUPPLEMENTARY
256 | 4214270215400 | "CATHETER, FOLEY, 3-WAYS, PURE SILICONE, COUDE TIP (TIEMANN), 40-60 CM LONG WITH LATERAL EYES, BALLOON SIZE: 30-50 ML WITH FUNNEL END VALVE SUITABLE TO BE USED WITH SYRINGE LUER LOCK, CYLINDRICAL, SIZE: CH 20, DISPOSABLE, STERILE" | GENERAL MEDICAL SUPPLIES (NURSING AND BURN UNIT) SUPPLEMENTARY
257 | 4214270215300 | "CATHETER, FOLEY, 3-WAYS, PURE SILICONE, COUDE TIP (TIEMANN), 40-60 CM LONG WITH LATERAL EYES, BALLOON SIZE: 30-50 ML WITH FUNNEL END VALVE SUITABLE TO BE USED WITH SYRINGE LUER LOCK, CYLINDRICAL, SIZE: CH 22, DISPOSABLE, STERILE" | GENERAL MEDICAL SUPPLIES (NURSING AND BURN UNIT) SUPPLEMENTARY
258 | 4214270207800 | "CATHETER, FOLEY, 3-WAYS, PURE SILICONE, COUDE TIP (TIEMANN), 40-60 CM LONG WITH LATERAL EYES, BALLOON SIZE: 30-50 ML WITH FUNNEL END VALVE SUITABLE TO BE USED WITH SYRINGE LUER LOCK, CYLINDRICAL, SIZE: CH 24, DISPOSABLE, STERILE" | GENERAL MEDICAL SUPPLIES (NURSING AND BURN UNIT) SUPPLEMENTARY
259 | 4214270235700 | "CATHETER, FOLEY, 3-WAYS, SILICONE, WITH INFECTION PROTECTION COATING (GOLD, SILVER AND PALLADIUM), 30-50 CM LONG WITH LATERAL EYES, BALLOON SIZE: 5-15 ML WITH FUNNEL END VALVE SUITABLE TO BE USED WITH SYRINGE LUER, LUER LOCK, CYLINDRICAL, SIZE: CH 16, DISPOSABLE, STERILE" | GENERAL MEDICAL SUPPLIES (NURSING AND BURN UNIT) SUPPLEMENTARY
260 | 4214270235800 | "CATHETER, FOLEY, 3-WAYS, SILICONE, WITH INFECTION PROTECTION COATING (GOLD, SILVER AND PALLADIUM), 30-50 CM LONG WITH LATERAL EYES, BALLOON SIZE: 5-15 ML WITH FUNNEL END VALVE SUITABLE TO BE USED WITH SYRINGE LUER, LUER LOCK, CYLINDRICAL, SIZE: CH 18, DISPOSABLE, STERILE" | GENERAL MEDICAL SUPPLIES (NURSING AND BURN UNIT) SUPPLEMENTARY
261 | 4214270235900 | "CATHETER, FOLEY, 3-WAYS, SILICONE, WITH INFECTION PROTECTION COATING (GOLD, SILVER AND PALLADIUM), 30-50 CM LONG WITH LATERAL EYES, BALLOON SIZE: 5-15 ML WITH FUNNEL END VALVE SUITABLE TO BE USED WITH SYRINGE LUER, LUER LOCK, CYLINDRICAL, SIZE: CH 20, DISPOSABLE, STERILE" | GENERAL MEDICAL SUPPLIES (NURSING AND BURN UNIT) SUPPLEMENTARY
262 | 4214270236000 | "CATHETER, FOLEY, 3-WAYS, SILICONE, WITH INFECTION PROTECTION COATING (GOLD, SILVER AND PALLADIUM), 30-50 CM LONG WITH LATERAL EYES, BALLOON SIZE: 5-15 ML WITH FUNNEL END VALVE SUITABLE TO BE USED WITH SYRINGE LUER, LUER LOCK, CYLINDRICAL, SIZE: CH 22, DISPOSABLE, STERILE" | GENERAL MEDICAL SUPPLIES (NURSING AND BURN UNIT) SUPPLEMENTARY
263 | 4214270236100 | "CATHETER, FOLEY, 3-WAYS, SILICONE, WITH INFECTION PROTECTION COATING (GOLD, SILVER AND PALLADIUM), 30-50 CM LONG WITH LATERAL EYES, BALLOON SIZE: 5-15 ML WITH FUNNEL END VALVE SUITABLE TO BE USED WITH SYRINGE LUER, LUER LOCK, CYLINDRICAL, SIZE: CH 24, DISPOSABLE, STERILE" | GENERAL MEDICAL SUPPLIES (NURSING AND BURN UNIT) SUPPLEMENTARY
264 | 4214270201000 | "CATHETER, NELATON PVC, 40-50 CM LONG, SIZE: CH 18, DISPOSABLE, STERILE" | GENERAL MEDICAL SUPPLIES (NURSING AND BURN UNIT) SUPPLEMENTARY
265 | 4214270211400 | "CATHETER, HYDROPHILIC, SELF LUBRICATED, READY TO USE, FREE OF PVC, FEMALE CH 10, 15-20 CM WITH COATED EYE, DISPOSABLE, STERILE" | GENERAL MEDICAL SUPPLIES (NURSING AND BURN UNIT) SUPPLEMENTARY
266 | 4214270211200 | "CATHETER, HYDROPHILIC, SELF LUBRICATED, READY TO USE, FREE OF PVC, FEMALE, CH 12, 15-20 CM, WITH COATED EYE, DISPOSABLE, STERILE" | GENERAL MEDICAL SUPPLIES (NURSING AND BURN UNIT) SUPPLEMENTARY
267 | 4214270211300 | "CATHETER, HYDROPHILIC, SELF LUBRICATED, READY TO USE, FREE OF PVC, FEMALE, CH 14, 15-20 CM, WITH COATED EYE, DISPOSABLE, STERILE" | GENERAL MEDICAL SUPPLIES (NURSING AND BURN UNIT) SUPPLEMENTARY
268 | 4214270222300 | "CATHETER, HYDROPHILIC, SELF LUBRICATED, READY TO USE, FREE OF PVC, FEMALE, CH 8, 15-20 CM, WITH COATED EYE, DISPOSABLE, STERILE" | GENERAL MEDICAL SUPPLIES (NURSING AND BURN UNIT) SUPPLEMENTARY
269 | 4214270205400 | "CATHETER, HYDROPHILIC, SELF LUBRICATED, READY TO USE, FREE OF PVC, MALE, CH 08, 30-40 CM, WITH COATED EYE, DISPOSABLE, STERILE" | GENERAL MEDICAL SUPPLIES (NURSING AND BURN UNIT) SUPPLEMENTARY
270 | 4214270211500 | "CATHETER, HYDROPHILIC, SELF LUBRICATED, READY TO USE, FREE OF PVC, MALE, CH 10, 30-40 CM, WITH COATED EYE, DISPOSABLE, STERILE" | GENERAL MEDICAL SUPPLIES (NURSING AND BURN UNIT) SUPPLEMENTARY
271 | 4214270210600 | "CATHETER, HYDROPHILIC, SELF LUBRICATED, READY TO USE, FREE OF PVC, MALE, CH 12, 30-40 CM, WITH COATED EYE, DISPOSABLE, STERILE" | GENERAL MEDICAL SUPPLIES (NURSING AND BURN UNIT) SUPPLEMENTARY
272 | 4214270210700 | "CATHETER, HYDROPHILIC, SELF LUBRICATED, READY TO USE, FREE OF PVC, MALE, CH 14, 30-40 CM, WITH COATED EYE, DISPOSABLE, STERILE" | GENERAL MEDICAL SUPPLIES (NURSING AND BURN UNIT) SUPPLEMENTARY
273 | 4214270225500 | "CATHETER, HYDROPHILIC, SELF LUBRICATED, READY TO USE, FREE OF PVC, PEDIATRIC, CH 06, 15-20 CM, WITH COATED EYE, DISPOSABLE, STERILE" | GENERAL MEDICAL SUPPLIES (NURSING AND BURN UNIT) SUPPLEMENTARY
274 | 4214320300500 | CATHETER, HYDROPHILIC, SELF LUBRICATED, READY TO USE, MALE, CONNECTED WITH URINE BAG, DISPOSABLE, STERILE | GENERAL MEDICAL SUPPLIES (NURSING AND BURN UNIT) SUPPLEMENTARY
275 | 4214270200400 | "CATHETER, NELATON PVC, 40-50 CM LONG, SIZE: CH 06, DISPOSABLE, STERILE" | GENERAL MEDICAL SUPPLIES (NURSING AND BURN UNIT) SUPPLEMENTARY
276 | 4214270200500 | "CATHETER, NELATON PVC, 40-50 CM LONG, SIZE: CH 08, DISPOSABLE, STERILE" | GENERAL MEDICAL SUPPLIES (NURSING AND BURN UNIT) SUPPLEMENTARY
277 | 4214270200600 | "CATHETER, NELATON PVC, 40-50 CM LONG, SIZE: CH 10, DISPOSABLE, STERILE" | GENERAL MEDICAL SUPPLIES (NURSING AND BURN UNIT) SUPPLEMENTARY
278 | 4214270200700 | "CATHETER, NELATON PVC, 40-50 CM LONG, SIZE: CH 12, DISPOSABLE, STERILE" | GENERAL MEDICAL SUPPLIES (NURSING AND BURN UNIT) SUPPLEMENTARY
279 | 4214270200800 | "CATHETER, NELATON PVC, 40-50 CM LONG, SIZE: CH 14, DISPOSABLE, STERILE" | GENERAL MEDICAL SUPPLIES (NURSING AND BURN UNIT) SUPPLEMENTARY
280 | 4214270200900 | "CATHETER, NELATON PVC, 40-50 CM LONG, SIZE: CH 16, DISPOSABLE, STERILE" | GENERAL MEDICAL SUPPLIES (NURSING AND BURN UNIT) SUPPLEMENTARY
281 | 4214270201100 | "CATHETER, NELATON PVC, 40-50 CM LONG, SIZE: CH 20, DISPOSABLE, STERILE" | GENERAL MEDICAL SUPPLIES (NURSING AND BURN UNIT) SUPPLEMENTARY
282 | 4214270201200 | "CATHETER, NELATON PVC, 40-50 CM LONG, SIZE: CH 22, DISPOSABLE, STERILE" | GENERAL MEDICAL SUPPLIES (NURSING AND BURN UNIT) SUPPLEMENTARY
283 | 4214270201300 | "CATHETER, NELATON PVC, 40-50 CM LONG, SIZE: CH 24, DISPOSABLE, STERILE" | GENERAL MEDICAL SUPPLIES (NURSING AND BURN UNIT) SUPPLEMENTARY
284 | 4214270236600 | "CATHETER, NELATON, HYDROPHILIC COATED, 20-40 CM LONG, SIZE: CH 10, DISPOSABLE, STERILE" | GENERAL MEDICAL SUPPLIES (NURSING AND BURN UNIT) SUPPLEMENTARY
285 | 4214270222700 | "CATHETER, NELATON, HYDROPHILIC COATED, 20-40 CM LONG, SIZE: CH 6, DISPOSABLE, STERILE" | GENERAL MEDICAL SUPPLIES (NURSING AND BURN UNIT) SUPPLEMENTARY
286 | 4214270222800 | "CATHETER, NELATON, HYDROPHILIC COATED, 20-40 CM LONG, SIZE: CH 8, DISPOSABLE, STERILE" | GENERAL MEDICAL SUPPLIES (NURSING AND BURN UNIT) SUPPLEMENTARY
287 | 4214270222900 | "CATHETER, NELATON, HYDROPHILIC COATED, 30-50 CM LONG, SIZE: CH 12, DISPOSABLE, STERILE" | GENERAL MEDICAL SUPPLIES (NURSING AND BURN UNIT) SUPPLEMENTARY
288 | 4214270223000 | "CATHETER, NELATON, HYDROPHILIC COATED, 30-50 CM LONG, SIZE: CH 14, DISPOSABLE, STERILE" | GENERAL MEDICAL SUPPLIES (NURSING AND BURN UNIT) SUPPLEMENTARY
289 | 4214270234800 | "CATHETER, NELATON, HYDROPHILIC COATED, 30-50 CM LONG, SIZE: CH 16, DISPOSABLE, STERILE" | GENERAL MEDICAL SUPPLIES (NURSING AND BURN UNIT) SUPPLEMENTARY
290 | 4214270223100 | "CATHETER, NELATON, HYDROPHILIC COATED, 30-50 CM LONG, SIZE: CH 18, DISPOSABLE, STERILE" | GENERAL MEDICAL SUPPLIES (NURSING AND BURN UNIT) SUPPLEMENTARY
291 | 4214270200000 | "CATHETER, NELATON, PVC, TIEMANN, 40-50 CM LONG, SIZE: CH 10, DISPOSABLE, STERILE" | GENERAL MEDICAL SUPPLIES (NURSING AND BURN UNIT) SUPPLEMENTARY
292 | 4214270200100 | "CATHETER, NELATON, PVC, TIEMANN, 40-50 CM LONG, SIZE: CH 12, DISPOSABLE, STERILE" | GENERAL MEDICAL SUPPLIES (NURSING AND BURN UNIT) SUPPLEMENTARY
293 | 4214270236700 | "CATHETER, NELATON, PVC, TIEMANN, 40-50 CM LONG, SIZE: CH 14, DISPOSABLE, STERILE" | GENERAL MEDICAL SUPPLIES (NURSING AND BURN UNIT) SUPPLEMENTARY
294 | 4214270200200 | "CATHETER, NELATON, PVC, TIEMANN, 40-50 CM LONG, SIZE: CH 16, DISPOSABLE, STERILE" | GENERAL MEDICAL SUPPLIES (NURSING AND BURN UNIT) SUPPLEMENTARY
295 | 4214270200300 | "CATHETER, NELATON, PVC, TIEMANN, 40-50 CM LONG, SIZE: CH 18, DISPOSABLE, STERILE" | GENERAL MEDICAL SUPPLIES (NURSING AND BURN UNIT) SUPPLEMENTARY
296 | 4214272001800 | "CATHETER, PICC, SINGLE LUMEN, SILICONE, PERIPHERALLY INSERTED VENOUS ACCESS, FOR PREMATURE BABY AND NEONATE, 2 FRENCH, LENGTH 30-35 CM, PEEL PACK, DISPOSABLE, STERILE" | GENERAL MEDICAL SUPPLIES (NURSING AND BURN UNIT) SUPPLEMENTARY
297 | 4220340526500 | CATHETER PICC POLYURETHANE SINGLE LUMEN 1.2 FR LENGTH 20-25 CM NEEDLE SIZE 28 G WITH MICROFLASH INTRODUCER X - RAY OPAQUE CATHETER GRADUATIONS EVERY CM INTEGRAL EXTENSION WITH WING PERMITS SECURE CATHETER FIXATION UNIQUE SPLIT CANNULA AND EYELET GIVES RAPID VISIBILITY OF FLASHBACK DISPOSABLE STERILE | GENERAL MEDICAL SUPPLIES (NURSING AND BURN UNIT) SUPPLEMENTARY
298 | 4227201100000 | "CATHETER, SUCTION CATHETER, STRAIGHT, FINGER CONTROL VALVE, ROUND SOFT TIP, WITH TWO LATERAL EYES, AND ONE TERMINAL EYE, GRADUATION, LENGTH 30-50 CM, FG 05, DISPOSABLE, STERILE" | GENERAL MEDICAL SUPPLIES (NURSING AND BURN UNIT) SUPPLEMENTARY
299 | 4227201100100 | "CATHETER, SUCTION CATHETER, STRAIGHT, FINGER CONTROL VALVE, ROUND SOFT TIP, WITH TWO LATERAL EYES, AND ONE TERMINAL EYE, GRADUATION, LENGTH 30-50 CM, FG 06, DISPOSABLE, STERILE" | GENERAL MEDICAL SUPPLIES (NURSING AND BURN UNIT) SUPPLEMENTARY
300 | 4227201100200 | "CATHETER, SUCTION CATHETER, STRAIGHT, FINGER CONTROL VALVE, ROUND SOFT TIP, WITH TWO LATERAL EYES, AND ONE TERMINAL EYE, GRADUATION, LENGTH 30-50 CM, FG 08, DISPOSABLE, STERILE" | GENERAL MEDICAL SUPPLIES (NURSING AND BURN UNIT) SUPPLEMENTARY
301 | 4227201100300 | "CATHETER, SUCTION CATHETER, STRAIGHT, FINGER CONTROL VALVE, ROUND SOFT TIP, WITH TWO LATERAL EYES, AND ONE TERMINAL EYE, GRADUATION, LENGTH 30-50 CM, FG 10, DISPOSABLE, STERILE" | GENERAL MEDICAL SUPPLIES (NURSING AND BURN UNIT) SUPPLEMENTARY
302 | 4227201100400 | "CATHETER, SUCTION CATHETER, STRAIGHT, FINGER CONTROL VALVE, ROUND SOFT TIP, WITH TWO LATERAL EYES, AND ONE TERMINAL EYE, GRADUATION, LENGTH 30-50 CM, FG 12, DISPOSABLE, STERILE" | GENERAL MEDICAL SUPPLIES (NURSING AND BURN UNIT) SUPPLEMENTARY
303 | 4227201100500 | "CATHETER, SUCTION CATHETER, STRAIGHT, FINGER CONTROL VALVE, ROUND SOFT TIP, WITH TWO LATERAL EYES, AND ONE TERMINAL EYE, GRADUATION, LENGTH 30-50 CM, FG 14, DISPOSABLE, STERILE" | GENERAL MEDICAL SUPPLIES (NURSING AND BURN UNIT) SUPPLEMENTARY
304 | 4227201100600 | "CATHETER, SUCTION CATHETER, STRAIGHT, FINGER CONTROL VALVE, ROUND SOFT TIP, WITH TWO LATERAL EYES, AND ONE TERMINAL EYE, GRADUATION, LENGTH 30-50 CM, FG 16, DISPOSABLE, STERILE" | GENERAL MEDICAL SUPPLIES (NURSING AND BURN UNIT) SUPPLEMENTARY
305 | 4227201100700 | "CATHETER, SUCTION CATHETER, STRAIGHT, FINGER CONTROL VALVE, ROUND SOFT TIP, WITH TWO LATERAL EYES, AND ONE TERMINAL EYE, GRADUATION, LENGTH 30-50 CM, FG 18, DISPOSABLE, STERILE" | GENERAL MEDICAL SUPPLIES (NURSING AND BURN UNIT) SUPPLEMENTARY
306 | 4227201100800 | "CATHETER, SUCTION CATHETER, STRAIGHT, FINGER CONTROL VALVE, ROUND SOFT TIP, WITH TWO LATERAL EYES, AND ONE TERMINAL EYE, GRADUATION, LENGTH 30-50 CM, FG 20, DISPOSABLE, STERILE" | GENERAL MEDICAL SUPPLIES (NURSING AND BURN UNIT) SUPPLEMENTARY
307 | 4222150600100 | "CATHETER, UMBILICAL, ARTERIAL, RADIO-OPAQUE, GRADUATED WITH ROUND SOFT TIP AND PROTECTOR TRANSPARENT TUBE, FOR NEWBORN BABIES, SIZE: 06 CH, DISPOSABLE, STERILE" | GENERAL MEDICAL SUPPLIES (NURSING AND BURN UNIT) SUPPLEMENTARY
308 | 4222150600200 | "CATHETER, UMBILICAL, ARTERIAL, RADIO-OPAQUE, GRADUATED WITH ROUND SOFT TIP AND PROTECTOR TRANSPARENT TUBE, FOR NEWBORN BABIES, SIZE: FG 04, DISPOSABLE, STERILE" | GENERAL MEDICAL SUPPLIES (NURSING AND BURN UNIT) SUPPLEMENTARY
309 | 4222150600000 | "CATHETER, UMBILICAL, ARTERIAL, RADIO-OPAQUE, GRADUATED WITH ROUND SOFT TIP, AND PROTECTOR TRANSPARENT TUBE, FOR NEWBORN BABIES, SIZE: FG 05, D ISPOSABLE, STERILE" | GENERAL MEDICAL SUPPLIES (NURSING AND BURN UNIT) SUPPLEMENTARY
310 | 4110410503400 | "CATHETER UMBILICAL DOUBLE LUMEN 5 FR, TRANSPARENT POLYURETHANE, LENGTH 40 CM, FLOW RATE (PROXIMAL LUMEN 9 ML/MIN FLOW RATE DISTAL LUMEN 7 ML/MIN), RADIOPAQUE, WITH NUMERICAL GRADUATIONS BY CM FROM DISTAL TIP PROXIMAL, WITH 2 DISTAL OPENINGS, EXTENSION TUBES (PUR) LENGTH : 5 CM WITH CLAMPS, DISPOSABLE, STERILE" | GENERAL MEDICAL SUPPLIES (NURSING AND BURN UNIT) SUPPLEMENTARY
311 | 4110410504900 | "HOLDER, UMBILICAL CATHETER, FOR NEWBORN, SMALL, HYDROCOLLOID, UNIQUE SHAPE FLAPS, ACCOMMODATES TWO CATHETERS, PHTHALATE / DEHP, BPA FREE, EXTREME PRETERM, INDIVIDUALLY PACKED, DISPOSABLE, STERILE" | GENERAL MEDICAL SUPPLIES (NURSING AND BURN UNIT) SUPPLEMENTARY
312 | 4222150602500 | "CATHETER, UMBILICAL, SINGLE LUMEN, 4 FRENCH, LENGTH 35-40 CM, TRANSPARENT POLYURETHANE, OPEN END SIDE HOLE, RADIOPAQUE, NUMERICAL GRADUATIONS BY CM, ACTUAL DISTANCE FROM THE DISTAL TIP IS PRINTED NUMERICALLY FROM 4 TO 25 CM, CAN BE USED FOR VENOUS OR ARTERIAL ACCESS, SUPPLIED WITH A SMALL 2 WAY STOPCOCK AND IDENTIFICATION PLUGS (COLOR CODED, TWO DIFFERENT COLOR), DISPOSABLE, STERILE" | GENERAL MEDICAL SUPPLIES (NURSING AND BURN UNIT) SUPPLEMENTARY
313 | 4222150602600 | CATHETER UMBILICAL SINGLE LUMEN 2.5 FRENCH LENGTH 30 CM TRANSPARENT POLYURETHANE OPEN END SIDE HOLE RADIOPAQUE NUMERICAL GRADUATIONS BY CM ACTUAL DISTANCE FROM THE DISTAL TIP IS PRINTED NUMERICALLY FROM 4 TO 25 CM CAN BE USED FOR VENOUS OR ARTERIAL ACCESS SUPPLIED WITH A SMALL 2 WAY STOPCOCK AND IDENTIFICATION PLUGS (COLOR CODED TWO DIFFERENT COLOR) DISPOSABLE STERILE | GENERAL MEDICAL SUPPLIES (NURSING AND BURN UNIT) SUPPLEMENTARY
314 | 4222150603100 | "CATHETER, UMBILICAL, SINGLE LUMEN, 3.5 FRENCH, LENGTH 35-40 CM, TRANSPARENT POLYURETHANE, OPEN END SIDE HOLE, RADIOPAQUE, NUMERICAL GRADUATIONS BY CM, ACTUAL DISTANCE FROM THE DISTAL TIP IS PRINTED NUMERICALLY FROM 4 TO 25 CM, CAN BE USED FOR VENOUS OR ARTERIAL ACCESS, SUPPLIED WITH A SMALL 2 WAY STOPCOCK AND IDENTIFICATION PLUGS (COLOR CODED, TWO DIFFERENT COLOR), DISPOSABLE, STERILE" | GENERAL MEDICAL SUPPLIES (NURSING AND BURN UNIT) SUPPLEMENTARY
315 | 4222150603200 | "CATHETER, UMBILICAL, SINGLE LUMEN, 5 FRENCH, LENGTH 35-40 CM, TRANSPARENT POLYURETHANE, OPEN END SIDE HOLE, RADIOPAQUE, NUMERICAL GRADUATIONS BY CM, ACTUAL DISTANCE FROM THE DISTAL TIP IS PRINTED NUMERICALLY FROM 4 TO 25 CM, CAN BE USED FOR VENOUS OR ARTERIAL ACCESS, SUPPLIED WITH A SMALL 2 WAY STOPCOCK AND IDENTIFICATION PLUGS (COLOR CODED, TWO DIFFERENT COLOR), DISPOSABLE, STERILE" | GENERAL MEDICAL SUPPLIES (NURSING AND BURN UNIT) SUPPLEMENTARY
316 | 4214273303900 | "CATHETER, URETHRAL, ROBINSON, SOFT RED RUBBER, RADIOPAQUE, WITH 2 EYES FUNNEL END, SIZE: 10 FRENCH, 30-50 CM, DISPOSABLE, STERILE" | GENERAL MEDICAL SUPPLIES (NURSING AND BURN UNIT) SUPPLEMENTARY
317 | 4214273304600 | "CATHETER, URETHRAL, ROBINSON, SOFT RED RUBBER, RADIOPAQUE, WITH 2 EYES FUNNEL END, SIZE: 12 FRENCH, 30-50 CM, DISPOSABLE, STERILE" | GENERAL MEDICAL SUPPLIES (NURSING AND BURN UNIT) SUPPLEMENTARY
318 | 4214273304000 | "CATHETER, URETHRAL, ROBINSON, SOFT RED RUBBER, RADIOPAQUE, WITH 2 EYES FUNNEL END, SIZE: 14 FRENCH, 30-50 CM, DISPOSABLE, STERILE" | GENERAL MEDICAL SUPPLIES (NURSING AND BURN UNIT) SUPPLEMENTARY
319 | 4214273304100 | "CATHETER, URETHRAL, ROBINSON, SOFT RED RUBBER, RADIOPAQUE, WITH 2 EYES FUNNEL END, SIZE: 16 FRENCH, 30-50 CM, DISPOSABLE, STERILE" | GENERAL MEDICAL SUPPLIES (NURSING AND BURN UNIT) SUPPLEMENTARY
320 | 4214273304200 | "CATHETER, URETHRAL, ROBINSON, SOFT RED RUBBER, RADIOPAQUE, WITH 2 EYES FUNNEL END, SIZE: 18 FRENCH, 30-50 CM, DISPOSABLE, STERILE" | GENERAL MEDICAL SUPPLIES (NURSING AND BURN UNIT) SUPPLEMENTARY
321 | 4214273304300 | "CATHETER, URETHRAL, ROBINSON, SOFT RED RUBBER, RADIOPAQUE, WITH 2 EYES FUNNEL END, SIZE: 8 FRENCH, 30-50 CM, DISPOSABLE, STERILE" | GENERAL MEDICAL SUPPLIES (NURSING AND BURN UNIT) SUPPLEMENTARY
322 | 4231210402700 | "CLAMP, PLASTIC, DRAINABLE OSTOMY POUCH CLAMP, (WOUND AND OSTOMY CARE)" | GENERAL MEDICAL SUPPLIES (NURSING AND BURN UNIT) SUPPLEMENTARY
323 | 4713150200200 | "CLOTH, CLEANING, NON-WOVEN, BLUE, MICROFIBER, 60 X 32 CM (+/- 5CM), ABSORBING WATER WHEN USE ON SURFACES, AND REMOVE DUST" | GENERAL MEDICAL SUPPLIES (NURSING AND BURN UNIT) SUPPLEMENTARY
324 | 4713150200100 | "CLOTH, CLEANING, NON-WOVEN, PINK, MICROFIBER, 60 X 32 CM (+/- 5CM), ABSORBING WATER WHEN USE ON SURFACES, AND REMOVE DUST" | GENERAL MEDICAL SUPPLIES (NURSING AND BURN UNIT) SUPPLEMENTARY
325 | 4713150200000 | "CLOTH/ DRY WIPES, CLEANING FOR PATIENT, LINT FREE, SIZE: LARGE, 30 X 36 CM (+/- 5CM), 50 / PACKET, DISPOSABLE" | GENERAL MEDICAL SUPPLIES (NURSING AND BURN UNIT) SUPPLEMENTARY
326 | 4214160101300 | "COMB, PLASTIC, FINE, TOOTHED" | GENERAL MEDICAL SUPPLIES (NURSING AND BURN UNIT) SUPPLEMENTARY
327 | 4214272000600 | "CONDOM, SELF ADHESIVE WITH AN OPENING CONNECTED TO A URINE BAG, SIZE: LARGE = 35 MM, LATEX FREE, DISPOSABLE" | GENERAL MEDICAL SUPPLIES (NURSING AND BURN UNIT) SUPPLEMENTARY
328 | 4214272000700 | "CONDOM, SELF ADHESIVE WITH AN OPENING CONNECTED TO A URINE BAG, SIZE: MEDIUM = 30 MM, LATEX FREE, DISPOSABLE" | GENERAL MEDICAL SUPPLIES (NURSING AND BURN UNIT) SUPPLEMENTARY
329 | 4214272000800 | "CONDOM, SELF ADHESIVE WITH AN OPENING CONNECTED TO A URINE BAG, SIZE: SMALL = 25 MM, LATEX FREE, DISPOSABLE" | GENERAL MEDICAL SUPPLIES (NURSING AND BURN UNIT) SUPPLEMENTARY
330 | 4214272002900 | "CONDOM, SELF ADHESIVE WITH AN OPENING CONNECTED TO A URINE BAG, SIZE: EXTRA LARGE, 40 MM, LATEX FREE, DISPOSABLE" | GENERAL MEDICAL SUPPLIES (NURSING AND BURN UNIT) SUPPLEMENTARY
331 | 4227170500000 | "CONNECTING TUBE, HIGH PRESSURE, FLOW RATE 3-5 ML/SEC, 120-150 CM, DISPOSABLE, STERILE" | GENERAL MEDICAL SUPPLIES (NURSING AND BURN UNIT) SUPPLEMENTARY
332 | 4227170500100 | "CONNECTING TUBE, HIGH PRESSURE FLOW RATE 3-5 ML/SEC, 180-200 CM, DISPOSABLE, STERILE" | GENERAL MEDICAL SUPPLIES (NURSING AND BURN UNIT) SUPPLEMENTARY
333 | 4214000012100 | "CONNECTOR, CABLE TRUNK 3-LEAD, FOR ECG, IT SHOULD BE COMPATIBLE WITH THE HOSPITAL MACHINE" | GENERAL MEDICAL SUPPLIES (NURSING AND BURN UNIT) SUPPLEMENTARY
334 | 4227160019400 | "CONNECTOR, IV LUER LOCK, NEEDLE FREE, DISPOSABLE, STERILE" | GENERAL MEDICAL SUPPLIES (NURSING AND BURN UNIT) SUPPLEMENTARY
335 | 4222160408200 | CONNECTOR INFUSION ADAPTER CONNECTOR IV BAG TO NON- VENTED INFUSION SET | GENERAL MEDICAL SUPPLIES (NURSING AND BURN UNIT) SUPPLEMENTARY
336 | 4222170105400 | "BAG, INFUSION, IV FLUID EMPTY, 3000 ML, STERILE" | GENERAL MEDICAL SUPPLIES (NURSING AND BURN UNIT) SUPPLEMENTARY
337 | 4222170105500 | "BAG, INFUSION, IV FLUID EMPTY, 500 ML, STERILE" | GENERAL MEDICAL SUPPLIES (NURSING AND BURN UNIT) SUPPLEMENTARY
338 | 4111620001600 | "BEAKER, MEASURING, PLASTIC, LATEX FREE, TRANSPARENT, GRADUATED, 300-350 ML, DISPOSABLE" | GENERAL MEDICAL SUPPLIES (NURSING AND BURN UNIT) SUPPLEMENTARY
339 | 4222170105600 | "BEAKER, MEASURING, PLASTIC, LATEX FREE, TRANSPARENT, GRADUATED, 1 LITER, DISPOSABLE" | GENERAL MEDICAL SUPPLIES (NURSING AND BURN UNIT) SUPPLEMENTARY
340 | 4110411801700 | "BEDPAN, PANS, PLASTIC, MEASURING CONTAINER, URINE/STOOL, SIZE: 800-1000 ML" | GENERAL MEDICAL SUPPLIES (NURSING AND BURN UNIT) SUPPLEMENTARY
341 | 4112181900000 | "BOTTLE / JAR, PLASTIC, WHITE, NON-TRANSPARENT, 50 GM, WITH SCREW COVER, FOR OINTMENT, PACKING: 50 PIECES / PACK, DISPOSABLE" | GENERAL MEDICAL SUPPLIES (NURSING AND BURN UNIT) SUPPLEMENTARY
342 | 4214253101400 | "CONTAINER, SAFETY, PLASTIC, FOR DISPOSAL SHARP, DURABLE, STABLE, EASY HANDLING, PUNCTURE AND LEAK PROOF, WITH WARNING LABEL, YELLOW COLOR, FINA L CLOSURE MUST BE IRREVERSIBLE, 12 LITERS CAPACITY, 50/PACK, DISPOSABLE" | GENERAL MEDICAL SUPPLIES (NURSING AND BURN UNIT) SUPPLEMENTARY
343 | 4219280200900 | "CONTAINER, SAFETY, PLASTIC, FOR DISPOSAL SHARP, DURABLE, STABLE, EASY HANDLING, PUNCTURE AND LEAK PROOF, WITH WARNING LABEL, YELLOW COLOR, FINAL CLOSURE MUST BE IRREVERSIBLE, 21-23 LITERS CAPACITY, 50 / PACK, DISPOSABLE" | GENERAL MEDICAL SUPPLIES (NURSING AND BURN UNIT) SUPPLEMENTARY
344 | 4219280200600 | "CONTAINER, SAFETY, PLASTIC, FOR DISPOSAL SHARP, DURABLE, STABLE, EASY HANDLING, PUNCTURE AND LEAK PROOF, WITH WARNING LABEL, YELLOW COLOR, FINAL CLOSURE MUST BE IRREVERSIBLE, 30-35 LITERS CAPACITY, DISPOSABLE" | GENERAL MEDICAL SUPPLIES (NURSING AND BURN UNIT) SUPPLEMENTARY
345 | 4219280200800 | "CONTAINER, SAFETY, PLASTIC, FOR DISPOSAL SHARP, DURABLE, STABLE, EASY HANDLING, PUNCTURE AND LEAK PROOF, WITH WARNING LABEL, YELLOW COLOR, FINAL CLOSURE MUST BE IRREVERSIBLE, 5-6 LITERS CAPACITY, 50 / PACK, DISPOSABLE" | GENERAL MEDICAL SUPPLIES (NURSING AND BURN UNIT) SUPPLEMENTARY
346 | 4219280200400 | "CONTAINER, SAFETY, PLASTIC, FOR DISPOSAL SHARP, PORTABLE, DURABLE, STABLE, EASY HANDLING, PUNCTURE AND LEAK PROOF, WITH WARNING LABEL, YELLOW COLOR, FINAL CLOSURE MUST BE IRREVERSIBLE, 1.5 LITERS CAPACITY, 50 / PACK, DISPOSABLE" | GENERAL MEDICAL SUPPLIES (NURSING AND BURN UNIT) SUPPLEMENTARY
347 | 4219280200700 | "CONTAINER, SAFETY, PLASTIC, FOR DISPOSAL SHARP, STABLE, EASY HANDLING, PUNCTURE AND LEAK PROOF, WITH WARNING LABEL, RED COLOR, FINAL CLOSURE MUST BE IRREVERSIBLE, 60-65 LITERS CAPACITY, DISPOSABLE" | GENERAL MEDICAL SUPPLIES (NURSING AND BURN UNIT) SUPPLEMENTARY
348 | 4214253101500 | "CONTAINER, WASTE DISPOSAL UNIT, SHARPS/NEEDLE/SYRINGE WALL MOUNTED 4 LITER, RIGID, PLASTIC, YELLOW TRANSPARENT, LEAK PROOF, PUNCTURE RESISTANT, WITH HERMETICAL SEAL, POLYPROPYLENE 2 PART LID AND BASE, WITH LOGO ""BIOHAZARDOUS WASTE"", 9 X 10 X 4 INCH" | GENERAL MEDICAL SUPPLIES (NURSING AND BURN UNIT) SUPPLEMENTARY
349 | 4222161601800 | CONTROLLER INFUSION FLOW (FLOW RATE REGULATOR) GRAVITY TYPE ON/OFF MODE ADJUSTMENT KNOB (CLOCKWISE DIRECTION LOWER FLOW RATES ANTICLOCKWISE DIRECTION HIGHER FLOW RATES) SCALE RANGE FROM 2 ML TO 350 ML CONSTANT FLOW RATE Y - PORT INJECTION UNIVERSAL MALE AND FEMALE LUER CONNECTIONS LATEX FREE DEPH FREE TOTAL LENGTH 45 CM DISPOSABLE STERILE | GENERAL MEDICAL SUPPLIES (NURSING AND BURN UNIT) SUPPLEMENTARY
350 | 4214312900000 | "COROMETRICS, NAUTILUS, ULTRASOUND TRANSDUCER, COMPATIBLE TOCO" | GENERAL MEDICAL SUPPLIES (NURSING AND BURN UNIT) SUPPLEMENTARY
351 | 4215250700700 | COTTON, ABSORBENT, DENTAL, ROLL, SIZE: 2 (38-40 MM LONG X 10 MM DIAMETER) | GENERAL MEDICAL SUPPLIES (NURSING AND BURN UNIT) SUPPLEMENTARY
352 | 4214150000900 | COTTON, ABSORBENT, DENTAL, ROLL, SIZE: 3 (38-40 MM LONG X 12 MM DIAMETER) | GENERAL MEDICAL SUPPLIES (NURSING AND BURN UNIT) SUPPLEMENTARY
353 | 4214150102200 | "COTTON, BALL, 100% COTTON, SOFT AND ABSORBENT, 250 GM, ABOUT 1GM/BALL, NON STERILE" | GENERAL MEDICAL SUPPLIES (NURSING AND BURN UNIT) SUPPLEMENTARY
354 | 4214150100000 | "COTTON, BALL, 100% COTTON, SOFT AND ABSORBENT, 5 PIECES/PACK, STERILE" | GENERAL MEDICAL SUPPLIES (NURSING AND BURN UNIT) SUPPLEMENTARY
355 | 4214150102400 | "COTTON, MEDICAL ABSORBENT WITH ENTER LEAF, NET WEIGHT OF ROLL WITHOUT INTERLEAF 500GM, PACKING: INDIVIDUALLY IN PLASTIC BAG, RIGID OUTER PACKI NG CONTAINERS OF SUITABLE SIZE" | GENERAL MEDICAL SUPPLIES (NURSING AND BURN UNIT) SUPPLEMENTARY
356 | 4220170501400 | "COVER WITH ELASTIC BANDS, FOR ULTRASOUND ENDOCAVITARY/RECTAL TRANSDUCER, 3.5 CM X 20 CM, LATEX, NON-STERILE" | GENERAL MEDICAL SUPPLIES (NURSING AND BURN UNIT) SUPPLEMENTARY
357 | 4213160500100 | "COVER, BOOT COVER, FULL, UNIVERSAL GENEROUS SIZING, MADE OF HIGH-QUALITY THREE LAYER SMS, HEAVY-DUTY, THICK, COMPLETE BARRIER TO BLOOD AND BOD Y FLUIDS, BREATHABLE, KNEE HIGH, PRESENTED IN SMALL CARTOON DISPENSERS CAN TAKE UP TO 50 PCS PER DISPENSER." | GENERAL MEDICAL SUPPLIES (NURSING AND BURN UNIT) SUPPLEMENTARY
358 | 4219250100400 | "COVER, FOR OMNIBED HOOD, FOR GIRAFFE" | GENERAL MEDICAL SUPPLIES (NURSING AND BURN UNIT) SUPPLEMENTARY
359 | 4213170700000 | "COVER, HEAD, COTTON BASE, PEDIATRIC, DISPOSABLE" | GENERAL MEDICAL SUPPLIES (NURSING AND BURN UNIT) SUPPLEMENTARY
360 | 4219250100500 | "COVER, INCO, TO FIT GE GIRAFFE, OMNIBED OR EQUIVALENT" | GENERAL MEDICAL SUPPLIES (NURSING AND BURN UNIT) SUPPLEMENTARY
361 | 4213171600000 | "COVER, OVER SHOE, NON - WOVEN, FITS ALL SIZE S, BREATHABLE FABRIC TEAR/SLIP RESISTANT, DISPOSABLE" | GENERAL MEDICAL SUPPLIES (NURSING AND BURN UNIT) SUPPLEMENTARY
362 | 4214170500900 | "COVER, PRONE PLUS, POSITIONING AID, WITH KNOT, LARGE" | GENERAL MEDICAL SUPPLIES (NURSING AND BURN UNIT) SUPPLEMENTARY
363 | 4214170501000 | "COVER, PRONE, PLUS POSITIONING AID, WITH KNOT, MEDIUM" | GENERAL MEDICAL SUPPLIES (NURSING AND BURN UNIT) SUPPLEMENTARY
364 | 4214170501100 | "COVER, PRONE, PLUS POSITIONING AID, WITH KNOT, SMALL" | GENERAL MEDICAL SUPPLIES (NURSING AND BURN UNIT) SUPPLEMENTARY
365 | 4219221200000 | "COVER, TROLLEY, SHEET, HYGIENIC PROTECTIVE TRANSPORTATION BED, SOFT, NON-WOVEN, IMPERVIOUS PLASTIC BASE, WHITE COLOR, HIGH ABSORBANCE CAPACITY NOT LESS THAN TWO LITERS, PATIENT SURFACE REMAINS SOFT AND DRY, TEAR RESISTANCE (UP TO 150 KG WEIGHT LIFTING), SIZE 250 X 150 CM, INDIVIDUALLY PACKED, DISPOSABLE, NO STERILE" | GENERAL MEDICAL SUPPLIES (NURSING AND BURN UNIT) SUPPLEMENTARY
366 | 4213150405300 | "COVERALL, GENERAL PROTECTION, WHITE, T - STYLE DESIGN, MADE FORM NON - WOVEN SMS MATERIALS, WITH BARRIER TO BLOOD AND BODY FLUIDS, BREATHABLE AND COMFORTABLE, IGNITION RESISTANCE, WHEN DISPOSING SHOULD BE ENVIRONMENTAL FRIENDLY, LOW IN LINT GENERATION, GENEROUS SIZING, WITH ELASTIC CUFFS, ANKLE, HOOD, AND WAIST, QUALITY ZIPPER WITH FLAP COVERED, X - LARGE SIZE . MEETING OSHA RECOMMENDATION FOR THE PPE SAFETY USE WITHIN THE HEALTH CARE SETTING, DISPOSABLE" | GENERAL MEDICAL SUPPLIES (NURSING AND BURN UNIT) SUPPLEMENTARY
367 | 4213150405400 | "COVERALL, GENERAL PROTECTION, WHITE, T - STYLE DESIGN, MADE FROM NON - WOVEN SMS MATERIALS, WITH BARRIER TO BLOOD AND BODY FLUIDS, BREATHABLE AND COMFORTABLE, IGNITION RESISTANCE, WHEN DISPOSING SHOULD BE ENVIRONMENTAL FRIENDLY, LOW IN LINT GENERATION, GENEROUS SIZING, WITH ELASTIC CUFFS, ANKLE, HOOD, AND WAIST, QUALITY ZIPPER WITH FLAP COVERED, LARGE SIZE, MEETING OSHA RECOMMENDATION FOR THE SAFETY USE IN THE HEALTHCARE SETTING, DISPOSABLE" | GENERAL MEDICAL SUPPLIES (NURSING AND BURN UNIT) SUPPLEMENTARY
368 | 4213150405500 | "COVERALL, GENERAL PROTECTION, WHITE, T-STYLE DESIGN, MADE FROM NON-WOVEN SMS MATERIALS, WITH BARRIER TO BLOOD AND BODY FLUIDS, BREATHABLE AND COMFORTABLE, IGNITION RESISTANCE, WHEN DISPOSING SHOULD BE ENVIRONMENTAL FRIENDLY, LOW IN LINT GENERATION, GENEROUS SIZING, WITH ELASTIC CUFFS, ANKLE, HOOD, AND WAIST, QUALITY ZIPPER WITH FLAP COVERED, MEDIUM SIZE, MEETING OSHA RECOMMENDATION FOR THE PPE SAFETY USE WITHIN THE HEALTHCARE SETTING, DISPOSABLE" | GENERAL MEDICAL SUPPLIES (NURSING AND BURN UNIT) SUPPLEMENTARY
369 | 4213150405600 | "COVERALL, GENERAL PROTECTION, WHITE, T-STYLE DESIGN, MADE FROM NON-WOVEN SMS MATERIALS, WITH BARRIER TO BLOOD AND BODY FLUIDS, BREATHABLE AND COMFORTABLE, IGNITION RESISTANCE, WHEN DISPOSING SHOULD BE ENVIRONMENTAL FRIENDLY, LOW IN LINT GENERATION, GENEROUS SIZING, WITH ELASTIC CUFFS, ANKLE, HOOD, AND WAIST, QUALITY ZIPPER WITH FLAP COVERED, SMALL SIZE, MEETING OSHA RECOMMENDATION FOR THE PPE SAFETY USE WITHIN THE HEALTHCAR E SETTING, DISPOSABLE" | GENERAL MEDICAL SUPPLIES (NURSING AND BURN UNIT) SUPPLEMENTARY
370 | 4213150404900 | "COVERALL, GENERAL PROTECTION, WHITE, T-STYLE DESIGN, MADE FROM NON-WOVEN SMS MATERIALS, WITH BARRIER TO BLOOD AND BODY FLUIDS, BREATHABLE AND COMFORTABLE, IGNITION RESISTANCE, WHEN DISPOSING SHOULD BE ENVIRONMENTAL FRIENDLY, LOW IN LINT GENERATION, GENEROUS SIZING, WITH ELASTIC CUFFS, ANKLE, HOOD, AND WAIST, QUALITY ZIPPER WITH FLAP COVERED, XX-LARGE SIZE, MEETING OSHA RECOMMENDATION FOR THE PPE SAFETY USE WITHIN THE HEALTHCARE SETTING, DISPOSABLE" | GENERAL MEDICAL SUPPLIES (NURSING AND BURN UNIT) SUPPLEMENTARY
371 | 4213150405000 | "COVERS, FOR BILI BLANKET PLUS HIGH OUTPUT PHOTOTHERAPY SYS, DISPOSABLE" | GENERAL MEDICAL SUPPLIES (NURSING AND BURN UNIT) SUPPLEMENTARY
372 | 4213150405100 | "CREAM, ELECTRODE, ELECTROCARDIOGRAM, CONDUCTIVE, 100-150 GM, TUBE" | GENERAL MEDICAL SUPPLIES (NURSING AND BURN UNIT) SUPPLEMENTARY
373 | 4231210502300 | "CREAM, MOISTURIZING, THAT CONTAINS 10% UREA AND 4% LACTIC ACID, 100GM, MSDS SHOULD BE PROVIDED IN SOFT COPY, (WOUND AND OSTOMY CARE)" | GENERAL MEDICAL SUPPLIES (NURSING AND BURN UNIT) SUPPLEMENTARY
374 | 4231210502200 | "CREAM, SKIN NOURISHING, CONTAINS ALOE VERA, OLIVE OIL, AND WHEAT GERM OIL, FREE OF ALCOHOL AND UREA, 200-300GM, MSDS SHOULD BE PROVIDED IN SOFT COPY, (WOUND AND OSTOMY CARE)" | GENERAL MEDICAL SUPPLIES (NURSING AND BURN UNIT) SUPPLEMENTARY
375 | 4111620001700 | "CTG FETAL MONITORING BELT ABDOMINAL, BUTTON HOLES, COLOR CODED, MADE FROM A SOFT BELT MATERIAL, 1-1.5 M" | GENERAL MEDICAL SUPPLIES (NURSING AND BURN UNIT) SUPPLEMENTARY
376 | 4219260200200 | "CUP, FOR MEDICINE, DISPENSING, CLEAR, MEDICAL, PLASTIC, UNIVERSAL GRADUATION, 30 ML" | GENERAL MEDICAL SUPPLIES (NURSING AND BURN UNIT) SUPPLEMENTARY
377 | 4219260200300 | "CUP, FOR MOUTH RINSING, NOT LESS THAN 150 ML CAPACITY, DISPOSABLE" | GENERAL MEDICAL SUPPLIES (NURSING AND BURN UNIT) SUPPLEMENTARY
378 | 4218150100000 | "DEPRESSOR, TONGUE, WOODEN, WITH SMOOTH EDGES, INDIVIDUAL WRAP, 15CM (+/- 2CM), DISPOSABLE, STERILE" | GENERAL MEDICAL SUPPLIES (NURSING AND BURN UNIT) SUPPLEMENTARY
379 | 4229545307800 | "DRESSING SECUREMENT, FOR PICC, INDIVIDUALLY PACKAGE, DISPOSABLE, STERILE" | GENERAL MEDICAL SUPPLIES (NURSING AND BURN UNIT) SUPPLEMENTARY
380 | 4218150100500 | "DEVICE, SECUREMENT, WITH SWIVEL CLAMP, FOR LONG TERM GASTRIC FEEDING TUBE" | GENERAL MEDICAL SUPPLIES (NURSING AND BURN UNIT) SUPPLEMENTARY
381 | 4220341120100 | "DEVICE, SUCTION, ORAL AND NASAL SUCTION DEVICE AND PROTECTIVE COVER, FOR NEWBORN, STERILE" | GENERAL MEDICAL SUPPLIES (NURSING AND BURN UNIT) SUPPLEMENTARY
382 | 4214160101500 | "DIAPER, FROM APPROXIMATELY 25 TO 32 KG, HIGHLY ABSORBENT, ASSURES DRY SURFACE, RE-ADJUSTABLE, ADHESIVE TAPE, PACKING: WRAPPED IN A PLASTIC PACK" | GENERAL MEDICAL SUPPLIES (NURSING AND BURN UNIT) SUPPLEMENTARY
383 | 5310230500100 | "DIAPER, FROM APPROXIMATELY 10 TO 18 KG, HIGHLY ABSORBENT, ASSURES DRY SURFACE, RE-ADJUSTABLE, ADHESIVE TAPE, PACKING: WRAPPED IN A PLASTIC PACK" | GENERAL MEDICAL SUPPLIES (NURSING AND BURN UNIT) SUPPLEMENTARY
384 | 5310230500200 | "DIAPER, FROM APPROXIMATELY 18 TO 25 KG, HIGHLY ABSORBENT, ASSURES DRY SURFACE, RE-ADJUSTABLE, ADHESIVE TAPE, PACKING: WRAPPED IN A PLASTI C PACK" | GENERAL MEDICAL SUPPLIES (NURSING AND BURN UNIT) SUPPLEMENTARY
385 | 5310230500300 | "DIAPER, FROM APPROXIMATELY 3 TO 4.5 KG, HIGHLY ABSORBENT, ASSURES DRY SURFACE, RE-ADJUSTABLE, ADHESIVE TAPE, PACKING: WRAPPED IN A PLASTIC PACK" | GENERAL MEDICAL SUPPLIES (NURSING AND BURN UNIT) SUPPLEMENTARY
386 | 5310230500400 | "DIAPER, FROM APPROXIMATELY 4.5 TO 7.5 KG, HIGHLY ABSORBENT, ASSURES DRY SURFACE, RE-ADJUSTABLE, ADHESIVE TAPE, PACKING: WRAPPEDIN A PLASTIC PACK" | GENERAL MEDICAL SUPPLIES (NURSING AND BURN UNIT) SUPPLEMENTARY
387 | 5310230600000 | "DIAPER, WRAP AROUND, WAIST SIZE: APPROXIMATELY 44 INCH X 60 INCH, ADULT, LARGE, HIGHLY ABSORBENT, ASSURES DRY SURFACE, READJUSTABLE ADHESIVE TAPE, PACKING, WRAPPED IN A PLASTIC PACK" | GENERAL MEDICAL SUPPLIES (NURSING AND BURN UNIT) SUPPLEMENTARY
388 | 5310230600100 | "DIAPER, WRAP AROUND, WAIST SIZE: APPROXIMATELY 56 INCH X 64 INCH, ADULT, EXTRA LARGE, HIGHLY ABSORBENT, ASSURES DRY SURFACE, READJUSTABLE ADHESIVE TAPE, PACKING, WRAPPED IN A PLASTIC PACK" | GENERAL MEDICAL SUPPLIES (NURSING AND BURN UNIT) SUPPLEMENTARY
389 | 4214271500300 | "SYSTEM URINARY DRAINAGE CLOSED CONSISTENT OF: FOLEY CATHETER 2 - WAYS, PURE SILICON 30 - 50 CM LONG WITH TWO LATERAL EYES, BALLOON SIZE : 3 - 5 ML WITH VALVE SUITABLE, TO BE USED WITH SYRINGE LUER LOCK CYLINDRICAL SIZE : FR 20, ATTACHED TO URINE DRAINAGE BAG 2000 ML CAPACITY WITH ABOUT ONE METER LONG TUBE CLEAR AND FIXED NUMERICAL GRADUATION SAMPLE PORT SLIDING T - SHAPE DRAINAGE VALVE ANTI - REFLUX VALVE UNIVERSAL DOUBLE HOOK AND PLASTIC HANGER WITH KINK PREVENTION ROPE AND SHOULD PROVIDE SYRINGE COMPATIBLE WITH THE SAMPLE PORT SLIDE CLAMP SHAPE MUST ALLOW COMPLETE AND EFFICIENT DRAINAGE DISPOSABLE STERILE" | GENERAL MEDICAL SUPPLIES (NURSING AND BURN UNIT) SUPPLEMENTARY
390 | 4227190504700 | "DRAINAGE, TUBE CORRUGATED, RADIOPAQUE, SIZE: 25MM X 250MM, DISPOSABLE, STERILE" | GENERAL MEDICAL SUPPLIES (NURSING AND BURN UNIT) SUPPLEMENTARY
391 | 4231150525500 | "DRESSING KIT CONSISTS : GAUZE SWABS 10 X 10 CM (10 PCS), WASTE BAG PLASTIC, WITH WIRE TO CLOSE THE BAG, DIVIDING TRAY, WATERPROOF STERILE SHEET NON POROUS 30 X 50 CM, METALLIC FORCEPS, PLASTIC SCALP HOLDER" | GENERAL MEDICAL SUPPLIES (NURSING AND BURN UNIT) SUPPLEMENTARY
392 | 4229560108100 | "DRESSING SECUREMENT, FOR ADULT ARTERIAL CATHETER, INDIVIDUALLY PACKAGE, DISPOSABLE, STERILE" | GENERAL MEDICAL SUPPLIES (NURSING AND BURN UNIT) SUPPLEMENTARY
393 | 4229560108400 | "DRESSING SECUREMENT, FOR ADULT FOLEY CATHETER, INDIVIDUALLY PACKAGE, DISPOSABLE, STERILE" | GENERAL MEDICAL SUPPLIES (NURSING AND BURN UNIT) SUPPLEMENTARY
394 | 4229560108200 | "DRESSING SECUREMENT, FOR DIALYSIS FISTULA NEEDLE, INDIVIDUALLY PACKAGE, DISPOSABLE, STERILE" | GENERAL MEDICAL SUPPLIES (NURSING AND BURN UNIT) SUPPLEMENTARY
395 | 4222180302500 | "DRESSING SECUREMENT, FOR NEONATAL UMBILICAL CATHETER HYDROCOLLOID, INDIVIDUALLY PACKAGE, DISPOSABLE, STERILE" | GENERAL MEDICAL SUPPLIES (NURSING AND BURN UNIT) SUPPLEMENTARY
396 | 4222180302100 | "DRESSING SECUREMENT, FOR PEDIATRIC ARTERIAL CATHETER, INDIVIDUALLY PACKAGE, DISPOSABLE, STERILE" | GENERAL MEDICAL SUPPLIES (NURSING AND BURN UNIT) SUPPLEMENTARY
397 | 4222180302600 | "DRESSING SECUREMENT, FOR PEDIATRIC FOLEY CATHETER, INDIVIDUALLY PACKAGE, DISPOSABLE, STERILE" | GENERAL MEDICAL SUPPLIES (NURSING AND BURN UNIT) SUPPLEMENTARY
398 | 4222180302300 | "DRESSING SECUREMENT, FOR SMALL NASAL GASTRIC, HYDROCOLLOID, PLACED IN THE CHEEK, INDIVIDUALLY PACKAGE, DISPOSABLE, STERILE" | GENERAL MEDICAL SUPPLIES (NURSING AND BURN UNIT) SUPPLEMENTARY
399 | 4222180302400 | "DRESSING SECUREMENT, FOR SMALL NASAL GASTRIC, INDIVIDUALLY PACKAGE, DISPOSABLE, STERILE" | GENERAL MEDICAL SUPPLIES (NURSING AND BURN UNIT) SUPPLEMENTARY
400 | 4231152702000 | "DRESSING TRANSPARENT, FOR MEDICAL IV, LATEX FREE, BREATHABLE, WATERPROOF, WITH DOCUMENTATION LABEL, SIZE 6 X 7 CM, STERILE" | GENERAL MEDICAL SUPPLIES (NURSING AND BURN UNIT) SUPPLEMENTARY
401 | 4231154610600 | "DRESSING TRANSPARENT, FOR MEDICAL IV, LATEX FREE, BREATHABLE, WATERPROOF, WITH 2 PARTS (TRANSPARENT AND CLOTH LIKE), HAVING 2 SECURING STRIPS, WITH DOCUMENTATION LABEL, SIZE 7 X 8.5 CM, STERILE" | GENERAL MEDICAL SUPPLIES (NURSING AND BURN UNIT) SUPPLEMENTARY
402 | 4231150503800 | "DRESSING, ADHESIVE, BAND-AID, WATERPROOF, SIZE: 2.5 X 7.2 CM (+/- 0.5), PACKING: 100 PIECES/PACK" | GENERAL MEDICAL SUPPLIES (NURSING AND BURN UNIT) SUPPLEMENTARY
403 | 4231154613400 | "DRESSING, ADHESIVE, BAND-AID, WATERPROOF, ROUND, SIZE: 22 - 25 MM" | GENERAL MEDICAL SUPPLIES (NURSING AND BURN UNIT) SUPPLEMENTARY
404 | 4231150400000 | "DRESSING, BURN PAD, 45 X 45 CM, MADE OF COTTON TISSUE, ENCLOSED INTO NOT LESS THAN 20 THREAD/CM GAUZE, LOCK-STITCHED ALL EDGES, BUNDLED AND PROVIDED WITH SAFETY PINS, 1PC/PACK, DISPOSABLE, STERILE, (WOUND AND OSTOMY CARE)" | GENERAL MEDICAL SUPPLIES (NURSING AND BURN UNIT) SUPPLEMENTARY
405 | 4231150400100 | "DRESSING, BURN PAD, 45 X 75 CM, MADE OF COTTON TISSUE, ENCLOSED INTO NOT LESS THAN 20 THREAD/CM, GAUZE, LOCK-STITCHED ALL EDGES, BUNDLED AND PROVIDED WITH SAFETY PINS, 1PC/PACK, DISPOSABLE, STERILE, (WOUND AND OSTOMY CARE)" | GENERAL MEDICAL SUPPLIES (NURSING AND BURN UNIT) SUPPLEMENTARY
406 | 4231154503000 | "DRESSING, BURN PAD, 55 X 75 CM, MADE OF COTTON TISSUE, ENCLOSED INTO NOT LESS THAN 20 THREAD/CM, GAUZE, LOCK-STITCHED ALL EDGES, BUNDLED AND PROVIDED WITH SAFETY PINS, 1PC/PACK, DISPOSABLE, STERILE, (WOUND AND OSTOMY CARE)" | GENERAL MEDICAL SUPPLIES (NURSING AND BURN UNIT) SUPPLEMENTARY
407 | 4231154503100 | "DRESSING, BURN PAD, 75 X 90 CM, MADE OF COTTON TISSUE, ENCLOSED INTO NOT LESS THAN 20 THREAD/CM, GAUZE, LOCK-STITCHED ALL EDGES, BUNDLED AND PROVIDED WITH SAFETY PINS, 1PC/PACK, DISPOSABLE, STERILE, (WOUND AND OSTOMY CARE)" | GENERAL MEDICAL SUPPLIES (NURSING AND BURN UNIT) SUPPLEMENTARY
408 | 4222180300500 | "DRESSING, SECUREMENT PRODUCT, FOR LARGE UNIVERSAL SECUREMENT, INDIVIDUALLY PACKAGE, DISPOSABLE, STERILE" | GENERAL MEDICAL SUPPLIES (NURSING AND BURN UNIT) SUPPLEMENTARY
409 | 4222180304500 | "DRESSING, SECUREMENT PRODUCT, FOR MEDIUM UNIVERSAL SECUREMENT, INDIVIDUALLY PACKAGE, DISPOSABLE, STERILE" | GENERAL MEDICAL SUPPLIES (NURSING AND BURN UNIT) SUPPLEMENTARY
410 | 4222180302800 | "DRESSING, SECUREMENT PRODUCT, FOR EPIDURAL CATHETER SECUREMENT, INDIVIDUALLY PACKAGE, DISPOSABLE, STERILE" | GENERAL MEDICAL SUPPLIES (NURSING AND BURN UNIT) SUPPLEMENTARY
411 | 4231151546000 | "DRESSING, NANO-OLIGO SACCHARIDE FACTOR POLYACRYLATE POLY ABSORBENT FIBERS IMPREGNATED WITH LIPIDO-COLLOID, ADHESIVE SILICON BORDER, SIZE 10 X 10 CM (+/- 2 CM), (WOUND AND OSTOMY CARE)" | GENERAL MEDICAL SUPPLIES (NURSING AND BURN UNIT) SUPPLEMENTARY
412 | 4231151537800 | "DRESSING, NANO-OLIGO SACCHARIDE FACTOR POLYACRYLATE POLY ABSORBENT FIBERS IMPREGNATED WITH LIPIDO-COLLOID, WITHOUT SILICON BORDER, SIZE 10 X 10 CM (+/- 2 CM), (WOUND AND OSTOMY CARE)" | GENERAL MEDICAL SUPPLIES (NURSING AND BURN UNIT) SUPPLEMENTARY
413 | 4231151541900 | "DRESSING, NANO-OLIGO SACCHARIDE FACTOR POLYACRYLATE POLY ABSORBENT FIBERS IMPREGNATED WITH LIPIDO-COLLOID, WITHOUT SILICON BORDER, SIZE 6 X 6 CM (+/- 1 CM), (WOUND AND OSTOMY CARE)" | GENERAL MEDICAL SUPPLIES (NURSING AND BURN UNIT) SUPPLEMENTARY
414 | 4231150527100 | DRESSING PACK FOR HEAVY DRAINAGE CONTAINS: GAUZE SWAB 10 X 10 CM-8 PLY 20 X 40 CM ABDOMINAL PAD DISPOSABLE STERILE | GENERAL MEDICAL SUPPLIES (NURSING AND BURN UNIT) SUPPLEMENTARY
415 | 4229540605300 | "DRESSING, PAD, COMBINED, ABSORBENT, SIZE 10 X 10 CM (+/ - 2 CM), DISPOSABLE, NON-STERILE" | GENERAL MEDICAL SUPPLIES (NURSING AND BURN UNIT) SUPPLEMENTARY
416 | 4229540605700 | "DRESSING, PAD, COMBINED, ABSORBENT, SIZE 10 X 20 CM (+/ - 2 CM), DISPOSABLE, NON-STERILE, " | GENERAL MEDICAL SUPPLIES (NURSING AND BURN UNIT) SUPPLEMENTARY
417 | 4229540605800 | "DRESSING, PAD, COMBINED, ABSORBENT, SIZE 20 X 20 CM (+/ - 2 CM), DISPOSABLE, NON-STERILE" | GENERAL MEDICAL SUPPLIES (NURSING AND BURN UNIT) SUPPLEMENTARY
418 | 4231150504000 | "DRESSING, PIV TRANSPARENT, ANCHORING MEDICAL IV DRESSING, FOR FIXING THE PERIPHERAL LINE FOR PEDIATRIC, SIZE 5 X 6 CM (+/- 0.5 CM), LATEX FREE, BREATHAB LE, WATERPROOF, WITH 2 PARTS (TRANSPARENT AND CLOTH LIKE), 2 SECURING STERILE STRIPS, FUNNY LOGO, DISPOSABLE, STERILE" | GENERAL MEDICAL SUPPLIES (NURSING AND BURN UNIT) SUPPLEMENTARY
419 | 4231154610900 | "DRESSING, NEONATAL, TWO PARTS OF DRESSING, WATERPROOF, USED TO SECURE A MULTITUDE OF ITEMS TO SKIN, TRANSPARENT, REMOVABLE WITH ADHESIVE REMOVER, SIZE 5 X 5 CM (+/- 1.5 CM), INDIVIDUALLY PACKAGED, DISPOSABLE, STERILE" | GENERAL MEDICAL SUPPLIES (NURSING AND BURN UNIT) SUPPLEMENTARY
420 | 4231150504600 | "DRESSING, TRANSPARENT WITH LABEL, ADHESIVE WATER-PROOF, SEMI -PERMEABLE, CLEAR, THIN FILM, DESIGNED FOR I.V. CATHETER SITE, AND TO SECUREMENT OR COVER INTRAVASCULAR DEVICES, INDIVIDUALLY PACKED, SIZE 4.5 X 4.5 CM (+/- 0.5 CM), DISPOSABLE, STERILE" | GENERAL MEDICAL SUPPLIES (NURSING AND BURN UNIT) SUPPLEMENTARY
421 | 4222180303800 | "DRESSING, TRANSPARENT, I.V SECUREMENT, TRANSPARENT DRESSINGS, IMPREGNATED WITH 2-3% CHLORHEXIDINE GEL PAD FOR CENTRAL LINES, HIGHLY BREATHABLE FOR MOISTURE EVAPORATION, LATEX FREE, BREATHABLE, WATERPROOF, WITH 2 PARTS (TRANSPARENT AND CLOTH LIKE), 2 SECURING STRIP, DOCUMENTATION LABEL, ADULT SIZE: 10 X 15 CM (+/- 1CM), DISPOSABLE, STERILE, MSDS SHOULD BE PROVIDED IN SOFT COPY, (WOUND AND OSTOMY CARE)" | GENERAL MEDICAL SUPPLIES (NURSING AND BURN UNIT) SUPPLEMENTARY
422 | 5313150500100 | "PACIFIER, PREMATURE BABY, EXTRA SMALL" | GENERAL MEDICAL SUPPLIES (NURSING AND BURN UNIT) SUPPLEMENTARY
423 | 4229514318200 | ELECTRODE ECG. FOR CARDIAC MONITOR (3 LEAD) OR NEWBORN RADIOLUCENT 25 MM (1 INCH) CIRC RADIOLUCENT WILL NOT APPEAR ON X - RAY IMAGES PRE - WIRED ELECTRODES HYDROGEL CENTER HYDROCOLLOID BORDER MULTI - COLORED WIRES NOT MADE WITH NATURAL RUBBER LATEX OR PLASTICIZER DEHP SETS OF THREE INDIVIDUALLY PACKAGED COMPATIBLE WITH PHILIPS CARDIAC MONITOR | GENERAL MEDICAL SUPPLIES (NURSING AND BURN UNIT) SUPPLEMENTARY
424 | 4229514318300 | "ELECTRODE, ECG, SILVER GEL BASED, ADHESIVE, TAB TYPE, DISPOSABLE, STERILE" | GENERAL MEDICAL SUPPLIES (NURSING AND BURN UNIT) SUPPLEMENTARY
425 | 4229514318400 | "ELECTRODE, ELECTROCARDIOGRAPHIC, SILVER CHLORIDE, GEL BASED PREWIRED PREMIE, INFANT, PHILIPS OR EQUIVALENT, AGILENT" | GENERAL MEDICAL SUPPLIES (NURSING AND BURN UNIT) SUPPLEMENTARY
426 | 4229514318600 | "ELECTRODE, ELECTROCARDIOGRAPHIC, SILVER CHLORIDE, PREWIRED, PEDIATRIC" | GENERAL MEDICAL SUPPLIES (NURSING AND BURN UNIT) SUPPLEMENTARY
427 | 4214312100200 | "ELECTRODE, FOR ECG 4 MM SOCKET CONNECTOR, PIN TYPE, FOAM WET GEL, SIZE 32 X 45 MM (+/- 5MM)" | GENERAL MEDICAL SUPPLIES (NURSING AND BURN UNIT) SUPPLEMENTARY
428 | 4218170800200 | ELECTRODE FOR ECG. NEWBORN PRE - GELLED PACKED IN ALUMINUM FOIL DISPOSABLE | GENERAL MEDICAL SUPPLIES (NURSING AND BURN UNIT) SUPPLEMENTARY
429 | 4218170800900 | "ELECTRODE, FOR ECG MONITORING, AND STRESS TEST, ADULT, PLASTIC PRE GELLED, SILVER/SILVER CHLORIDE, 40-50 MM DIAMETER, STRONG ADHESIVE" | GENERAL MEDICAL SUPPLIES (NURSING AND BURN UNIT) SUPPLEMENTARY
430 | 4110411500200 | "FILTER 0.2-0.22 MICRON, EXTENSION TUBE, LOW PROTEIN BINDING, NEEDLE-FREE, DISPOSABLE, STERILE" | GENERAL MEDICAL SUPPLIES (NURSING AND BURN UNIT) SUPPLEMENTARY
431 | 4229610027100 | "EXTENSION TUBING CONNECTOR, PLASTIC, 1 SIDE NEEDLE FREE, 15-20 CM, STRAIGHT" | GENERAL MEDICAL SUPPLIES (NURSING AND BURN UNIT) SUPPLEMENTARY
432 | 4111620002300 | "EXTENSION, GASTROSTOMY BOLUS FEEDING EXTENSION SET, WITH CATH TIP, SECURE-LOC, STRAIGHT CONNECTOR AND CLAMP, 12 INCH, DISPOSABLE, STERILE" | GENERAL MEDICAL SUPPLIES (NURSING AND BURN UNIT) SUPPLEMENTARY
433 | 4227250010700 | "EXTENSION, TUBING, Y SHAPE, MICROBORE, 15 CM (+/- 1CM), APPROXIMATELY, WITH NEEDLE FREE CAP RIGID, DEHP FREE, DISPOSABLE, STERILE" | GENERAL MEDICAL SUPPLIES (NURSING AND BURN UNIT) SUPPLEMENTARY
434 | 4110410502900 | EXTRACTOR FOR MUCUS SPECIMEN TRAP PLASTIC TO COLLECT SPECIMENS USING ANY SUCTION PUMP OR DEVICE SIZE 40 CC WITH GRADUATIONS CLEARLY MARKED WITH REMOVABLE ADAPTER TO PREVENT CONTAMINATION FROM NON - STERILE SUCTION TUBE SCREW CAP THE PLASTIC CONTAINER CONNECTED WITH 5 INCH LONG HEAVY WALL TUBING ( NOT SUCTION CATHETER) PROVIDED WITH A TRANSPORT CAP INDIVIDUALLY PACKED DISPOSABLE STERILE | GENERAL MEDICAL SUPPLIES (NURSING AND BURN UNIT) SUPPLEMENTARY
435 | 4110410505000 | "EXTRACTOR FOR MUCUS SPECIMEN TRAP PLASTIC, TO COLLECT SPECIMENS USING ANY SUCTION PUMP OR DEVICE, SIZE 80 CC WITH GRADUATIONS CLEARLY MARKED, WITH REMOVABLE ADAPTER TO PREVENT CONTAMINATION FROM NON - STERILE SUCTION TUBE, SCREW CAP, THE PLASTIC CONTAINER CONNECTED WITH 5 INCH LONG HEAVY WALL TUBING ( NOT SUCTION CATHETER), PROVIDED WITH A TRANSPORT CAP, INDIVIDUALLY PACKED DISPOSABLE STERILE" | GENERAL MEDICAL SUPPLIES (NURSING AND BURN UNIT) SUPPLEMENTARY
436 | 4229210200000 | "EXTRACTOR, MUCOUS, WITH NON RETURN VALVE AND FILTER, 20-30 ML, CATHETER SIZE 10 FRENCH, DISPOSABLE, STERILE" | GENERAL MEDICAL SUPPLIES (NURSING AND BURN UNIT) SUPPLEMENTARY
437 | 4229210200100 | "EXTRACTOR, MUCOUS, WITH NON RETURN VALVE AND FILTER, 20-30 ML, CATHETER SIZE 12 FRENCH, DISPOSABLE, STERILE" | GENERAL MEDICAL SUPPLIES (NURSING AND BURN UNIT) SUPPLEMENTARY
438 | 4229210200200 | "EXTRACTOR, MUCOUS, WITH NON RETURN VALVE AND FILTER, 20-30 ML, CATHETER SIZE 14 FRENCH, DISPOSABLE, STERILE" | GENERAL MEDICAL SUPPLIES (NURSING AND BURN UNIT) SUPPLEMENTARY
439 | 4229210201400 | "EXTRACTOR, MUCUS, CATHETER SIZE 16 FRENCH, SINGLE CHAMBER, 60-80 ML, DISPOSABLE, STERILE" | GENERAL MEDICAL SUPPLIES (NURSING AND BURN UNIT) SUPPLEMENTARY
440 | 4229495400900 | "EXTRACTOR, VACUUM, FOR FETAL DELIVERY SYSTEM, LATEX FREE, DISPOSABLE, STERILE" | GENERAL MEDICAL SUPPLIES (NURSING AND BURN UNIT) SUPPLEMENTARY
441 | 4111620002200 | "FACE MASK, 3-LAYERS, BLACK, WITH EAR LOOP" | GENERAL MEDICAL SUPPLIES (NURSING AND BURN UNIT) SUPPLEMENTARY
442 | 4214272001900 | "FEMALE EXTERNAL CATHETER, FOR EXTERNAL URINE MANAGEMENT SYSTEM" | GENERAL MEDICAL SUPPLIES (NURSING AND BURN UNIT) SUPPLEMENTARY
443 | 4229495401000 | "FILM, DRY IMAGING, LASER, TO BE USED WITH DRYPIX 7000 AND DRYPIX 4000 LASER PRINTER, OR EQUIVALENT (DI - HL) LUE BASE : SIZE 20 X 25 CM (8 INCH X 10 INCH) 50 FILM/PACK" | GENERAL MEDICAL SUPPLIES (NURSING AND BURN UNIT) SUPPLEMENTARY
444 | 4229495401100 | "FILM, DRY IMAGING, LASER, TO BE USED WITH DRYPIX 7000 AND DRYPIX 4000 LASER PRINTER, OR EQUIVALENT (DI - HL) LUE BASE : SIZE 26 X 36 CM (10 INCH X 14 INCH) 50 FILM/PACK" | GENERAL MEDICAL SUPPLIES (NURSING AND BURN UNIT) SUPPLEMENTARY
445 | 4220181000800 | "FILM, DRY IMAGING, LASER, TO BE USED WITH DRYPIX 7000 AND DRYPIX 4000 LASER PRINTER, OR EQUIVALENT (DI-HL) LUE BASE: SIZE 35 X 43 CM(14 INCH X 17 INCH), 100 FILM / PACK" | GENERAL MEDICAL SUPPLIES (NURSING AND BURN UNIT) SUPPLEMENTARY
446 | 4229480500300 | "FILTER, INCUBATOR AIR FILTER, IT SHOULD BE COMPATIBLE WITH HOSPITAL MACHINE" | GENERAL MEDICAL SUPPLIES (NURSING AND BURN UNIT) SUPPLEMENTARY
447 | 4110411500100 | "FILTER, NON-PYROGENIC FLUID PATH NYLON, 1.2 MICRON, FOR FAT EMULSION, STERILE" | GENERAL MEDICAL SUPPLIES (NURSING AND BURN UNIT) SUPPLEMENTARY
448 | 4214270233400 | "FOLEY CATHETER TRAY, CONSISTENT OF: FOLEY CATHETER 2-WAYS PURE SILICON CH 14, 30-50 CM LONG WITH TWO LATERAL EYES, BALLOON SIZE: 5-15 ML WITH VALVE SUITABLE TO BE USED WITH SYRINGE LUER LOCK, URINE DRAINAGE BAG 2000 ML CAPACITY WITH DOUBLE PLASTIC HANGER AND ABOUT ONE METER LONG TUBE (CLEAR AND FIXED NUMERICAL GRADUATION WITH ANTI-REFLUX VALVE), PACKET POVIDONE-IODINE SWABSTICKS, 2 DRY SWABS, 10CC SYRINGE (PRE-FILLED WITH STERILE WATER), LATEX-FREE AND POWDER-FREE GLOVES REGULAR SIZE, LUBE JELLY, SECUREMENT DEVICE, UNDERPAD, STERILE" | GENERAL MEDICAL SUPPLIES (NURSING AND BURN UNIT) SUPPLEMENTARY
449 | 4214270233500 | "FOLEY CATHETER TRAY, CONSISTENT OF: FOLEY CATHETER 2-WAYS PURE SILICON CH 16, 30-50 CM LONG WITH TWO LATERAL EYES, BALLOON SIZE: 5-15 ML WITH VALVE SUITABLE TO BE USED WITH SYRINGE LUER LOCK, URINE DRAINAGE BAG 2000 ML CAPACITY WITH DOUBLE PLASTIC HANGER AND ABOUT ONE METER LONG TUBE (CLEAR AND FIXED NUMERICAL GRADUATION WITH ANTI-REFLUX VALVE), PACKET POVIDONE-IODINE SWABSTICKS, 2 DRY SWABS, 10CC SYRINGE (PRE-FILLED WITH STERILE WATER), LATEX-FREE AND POWDER-FREE GLOVES REGULAR SIZE, LUBE JELLY, SECUREMENT DEVICE, UNDERPAD, STERILE" | GENERAL MEDICAL SUPPLIES (NURSING AND BURN UNIT) SUPPLEMENTARY
450 | 4111620004200 | "FOLEY CATHETER TRAY, CONSISTENT OF: FOLEY CATHETER 2-WAYS PURE SILICON CH 18, 30-50 CM LONG WITH TWO LATERAL EYES, BALLOON SIZE: 5-15 ML WITH VALVE SUITABLE TO BE USED WITH SYRINGE LUER LOCK, URINE DRAINAGE BAG 2000 ML CAPACITY WITH DOUBLE PLASTIC HANGER AND ABOUT ON E METER LONG TUBE (CLEAR AND FIXED NUMERICAL GRADUATION WITH ANTI-REFLUX VALVE), PACKET POVIDONE-IODINE SWABSTICKS, 2 DRY SWABS, 10CC SYRINGE (PRE-FILLED WITH STERILE WATER), LATEX-FREE AND POWDER-FREE GLOVES REGULAR SIZE, LUBE JELLY, SECUREMENT DEVICE, UNDERPAD, STERILE" | GENERAL MEDICAL SUPPLIES (NURSING AND BURN UNIT) SUPPLEMENTARY
451 | 4214160500400 | "GALLIPOTS, 250-300 ML, POLYETHYLENE, PLASTIC CONTAINER, NON STERILE" | GENERAL MEDICAL SUPPLIES (NURSING AND BURN UNIT) SUPPLEMENTARY
452 | 4110411803800 | "GALLIPOTS, 70 ML, POLY WHITE, PLASTIC CONTAINER, USED FOR ALIQUOTES, INDIVIDUALLY PACKED, DISPOSABLE, STERILE" | GENERAL MEDICAL SUPPLIES (NURSING AND BURN UNIT) SUPPLEMENTARY
453 | 4229540604200 | GAUZE BALLS, X-RAY DETECTABLE, MADE FROM 2PLY OF NOT LESS THAN 20 THREAD/CM, GAUZE, ROLLED WITH CUT EDGES ARE SECURED IN, UNFOLDED DIMENSION IS 5 X 5 CM, 5 PCS/PIN/PACKET, DOUBLE WRAPPED, STERILE | GENERAL MEDICAL SUPPLIES (NURSING AND BURN UNIT) SUPPLEMENTARY
454 | 4229540604300 | "GAUZE BALLS, X-RAY DETECTABLE, MADE FROM 2PLY OF NOT LESS THAN 20 THREAD/CM, GAUZE, ROLLED WITH CUT EDGES ARE SECURED IN, UNFOLDED DIMENSION IS 20 X 20 CM, 5 PCS/PIN/PACKET, DOUBLE WRAPPED, STERILE" | GENERAL MEDICAL SUPPLIES (NURSING AND BURN UNIT) SUPPLEMENTARY
455 | 4229540604400 | "GAUZE BALLS, X-RAY DETECTABLE, MADE FROM 2PLY OF NOT LESS THAN 20 THREAD/CM, GAUZE, ROLLED WITH CUT EDGES ARE SECURED IN, UNFOLDED DIMENSION IS 30 X 30 CM, 5 PCS/PIN/PACKET, DOUBLE WRAPPED, STERILE" | GENERAL MEDICAL SUPPLIES (NURSING AND BURN UNIT) SUPPLEMENTARY
456 | 4231151200200 | "GAUZE, SWAB, (100% COTTON), 16 PLY, WHITE, FOLDED EDGES, NOT LESS THAN 15 THREADS/CM2, BLEACHED, DOUBLE WRAPPED, SIZE: 10 X 10 CM, PACKING 5 PIECES/PACK, DISPOSABLE, STERILE" | GENERAL MEDICAL SUPPLIES (NURSING AND BURN UNIT) SUPPLEMENTARY
457 | 4231151205200 | "GAUZE, ABSORBENT (100% COTTON), WHITE OF PLAIN WEAVE, (14 TO 15) THREADS/CM 2, BLEACHED, SIZE: 90 CM X 90 M, PACKING : IN A RIGID OUTER PACKING CONTAINER OF SUITABLE SIZE, DISPOSABLE, NON - STERILE" | GENERAL MEDICAL SUPPLIES (NURSING AND BURN UNIT) SUPPLEMENTARY
458 | 4229540606700 | "SPONGE, SYNTHETIC WITH X - RAY DETECTABLE, VERY SOFT AND HIGHLY ABSORBENT (NOT LESS THAN 5 TIMES ITS WEIGHT) OR NEUROSURGERY, SIZE: 1 X 3 INCH, DISPOSABLE, STERILE" | GENERAL MEDICAL SUPPLIES (NURSING AND BURN UNIT) SUPPLEMENTARY
459 | 4229540607800 | "GAUZE, SWAB, (100% COTTON), 16 PLY, X - RAY DETECTABLE, WHITE, FOLDED EDGES AND STITCHES TO ALL SIDES, NOT LESS THAN 15 THREADS/CM2, BLEACHED, DOUBLE WRAPPED, SIZE: 10 X 10 CM, PACKING: 10 PIECES/PACK, DISPOSABLE, STERILE" | GENERAL MEDICAL SUPPLIES (NURSING AND BURN UNIT) SUPPLEMENTARY
460 | 4229540607900 | "GAUZE, SURGICAL, ABSORBENT, X-RAY DETECTABLE, RIBBON, COTTON, 5 CM X 5 M, NON-STERILE" | GENERAL MEDICAL SUPPLIES (NURSING AND BURN UNIT) SUPPLEMENTARY
461 | 4229540608000 | "GAUZE, SURGICAL, ABSORBENT, X-RAY DETECTABLE, RIBBON, COTTON, 7.5 CM X 5 M, STERILE" | GENERAL MEDICAL SUPPLIES (NURSING AND BURN UNIT) SUPPLEMENTARY
462 | 4229540602900 | "GAUZE, SURGICAL, ABSORBENT, X-RAY DETECTABLE, RIBBON, COTTON, 2 CM X 5 M, STERILE" | GENERAL MEDICAL SUPPLIES (NURSING AND BURN UNIT) SUPPLEMENTARY
463 | 4229540608100 | "GAUZE, SURGICAL, ABSORBENT, X-RAY DETECTABLE, RIBBON, COTTON, 2.5 CM X 2 M, STERILE" | GENERAL MEDICAL SUPPLIES (NURSING AND BURN UNIT) SUPPLEMENTARY
464 | 4231151200000 | "GAUZE, SWAB, (100% COTTON), 12 PLY, GREEN, FOLDED EDGES, NOT LESS THAN 15 THREADS/CM2, SIZE: 10 X 10 CM, DISPOSABLE, NON-STERILE" | GENERAL MEDICAL SUPPLIES (NURSING AND BURN UNIT) SUPPLEMENTARY
465 | 4231151205400 | "GAUZE, SWAB, (100% COTTON), 32 PLY, X - RAY DETECTABLE, WHITE, FOLDED EDGES AND STITCHES TO ALL SIDES, NOT LESS THAN 15 THREADS/CM2, BLEACHED, DOUBLE WRAPPED, SIZE: 10 X 10 CM, DISPOSABLE, STERILE" | GENERAL MEDICAL SUPPLIES (NURSING AND BURN UNIT) SUPPLEMENTARY
466 | 4231151205500 | "GAUZE, SWAB, 6 PLY, PRE - CUT, T - SLIT, FOLDED EDGES, SIZE: 10 X 10 CM, 2 PIECES / PACKET, STERILE" | GENERAL MEDICAL SUPPLIES (NURSING AND BURN UNIT) SUPPLEMENTARY
467 | 4231151204600 | "GAUZE, SWAB, (100% COTTON), 8 PLY, WHITE, FOLDED EDGES, NOT LESS THAN 15 THREADS/CM 2, BLEACHED, SIZE: 10 X 10 CM, DISPOSABLE, NON - STERILE" | GENERAL MEDICAL SUPPLIES (NURSING AND BURN UNIT) SUPPLEMENTARY
468 | 4231240500200 | "GAUZE, SWAB, (100% COTTON), 16 PLY, WHITE, FOLDED EDGES, NOT LESS THAN 15 THREADS/CM2, BLEACHED, DOUBLE WRAPPED, SIZE: 10 X 10 CM, PACKING 2 PIECES/PACK, DISPOSABLE, STERILE" | GENERAL MEDICAL SUPPLIES (NURSING AND BURN UNIT) SUPPLEMENTARY
469 | 4231240500300 | "GAUZE, SWAB, (100% COTTON), 16 PLY, X - RAY DETECTABLE, WHITE, FOLDED EDGES AND STITCHES TO ALL SIDES, NOT LESS THAN 15 THREADS/CM2, BLEACHED, DOUBLE WRAPPED, SIZE: 10 X 10 CM, PACKING: 5 PIECES/PACK, DISPOSABLE, STERILE" | GENERAL MEDICAL SUPPLIES (NURSING AND BURN UNIT) SUPPLEMENTARY
470 | 4214361200400 | GEL PAD LATERAL COMFORT POSITIONER | GENERAL MEDICAL SUPPLIES (NURSING AND BURN UNIT) SUPPLEMENTARY
471 | 4214361200800 | "GEL PAD POSITIONER, DOME SHAPED POSITIONER, SIZE APPROX. 14 IN L X 6 IN W (+/-1)" | GENERAL MEDICAL SUPPLIES (NURSING AND BURN UNIT) SUPPLEMENTARY
472 | 4214361200500 | "GEL PAD POSITIONER, FLAT BOTTOMED CHEST ROLL, SIZE APPROX. 12 IN L X 4 IN W (+/-1)" | GENERAL MEDICAL SUPPLIES (NURSING AND BURN UNIT) SUPPLEMENTARY
473 | 4214361200600 | "GEL PAD POSITIONER, FLAT BOTTOMED CHEST ROLL, SIZE APPROX. 16 IN L X 4 IN W (+/-1)" | GENERAL MEDICAL SUPPLIES (NURSING AND BURN UNIT) SUPPLEMENTARY
474 | 4214361200700 | "GEL PAD POSITIONER, FLAT BOTTOMED CHEST ROLL, SIZE APPROX. 20 IN L X 4 IN W (+/-1)" | GENERAL MEDICAL SUPPLIES (NURSING AND BURN UNIT) SUPPLEMENTARY
475 | 4214170502500 | "GEL POSITIONER, CLOSED HEAD RING ADULT" | GENERAL MEDICAL SUPPLIES (NURSING AND BURN UNIT) SUPPLEMENTARY
476 | 4214361201000 | "GEL POSITIONER, CLOSED HEAD RING INFANT" | GENERAL MEDICAL SUPPLIES (NURSING AND BURN UNIT) SUPPLEMENTARY
477 | 4214170502700 | "GEL POSITIONER, CONTOURED ARM BOARD PAD LARGE" | GENERAL MEDICAL SUPPLIES (NURSING AND BURN UNIT) SUPPLEMENTARY
478 | 4214170502800 | "GEL POSITIONER, CONTOURED ARM BOARD PAD MEDIUM" | GENERAL MEDICAL SUPPLIES (NURSING AND BURN UNIT) SUPPLEMENTARY
479 | 4214361200900 | "GEL POSITIONER, CONTOURED ARM BOARD PAD SMALL" | GENERAL MEDICAL SUPPLIES (NURSING AND BURN UNIT) SUPPLEMENTARY
480 | 4214210803600 | "GEL POSITIONER, HEEL PAD (LARGE)" | GENERAL MEDICAL SUPPLIES (NURSING AND BURN UNIT) SUPPLEMENTARY
481 | 4214210803900 | "GEL POSITIONER, HEEL PAD (SMALL)" | GENERAL MEDICAL SUPPLIES (NURSING AND BURN UNIT) SUPPLEMENTARY
482 | 4231151205700 | "GEL, HIGH CONDUCTIVITY WATER SOLUBLE, FOR DEFIBRILLATION, 60 GRAM, TUBE" | GENERAL MEDICAL SUPPLIES (NURSING AND BURN UNIT) SUPPLEMENTARY
483 | 4231151205800 | GEL PREP CHLORIDE AND ACETONE FREE 4-4.5 OZ TUBE | GENERAL MEDICAL SUPPLIES (NURSING AND BURN UNIT) SUPPLEMENTARY
484 | 4220170800800 | "GEL, ULTRASOUND TRANSMISSION, 250 GM / TUBE" | GENERAL MEDICAL SUPPLIES (NURSING AND BURN UNIT) SUPPLEMENTARY
485 | 4220170800500 | GEL, ULTRASOUND, TRANSMISSION, FOIL POUCH, 15-20 GM, STERILE | GENERAL MEDICAL SUPPLIES (NURSING AND BURN UNIT) SUPPLEMENTARY
486 | 5124129902200 | "GEL, WATER BASED, VAGINAL EXAMINATION, HYPOALLERGENIC, SINGLE PACKED, IN 5 GM EACH, STERILE" | GENERAL MEDICAL SUPPLIES (NURSING AND BURN UNIT) SUPPLEMENTARY
487 | 4214160105400 | "GENERAL PATIENT CARE KIT 1, TRANSPARENT BAG WITH THE LOGO ON THE SIDE, IT CONTAINS: A LOOFAH WITH A BACK STRAP OF RUBBER, SHAMPOO AND CONDITIONER 20 ML CONTAINS SODIUM CHLORIDE AND COCONUT DIETHANOL, SHOWER GEL 20 ML CONTAINS GLYCERIN AND SODIUM CHLORIDE AND CITRIC ACID, BODY CREAM 20 ML CONTAINS LIQUID PARAFFIN AND GLYCERIN AND TRIETHANOLAMINE, ROUND AND WRAPPED SOAP 30 GM CONTAINING SODIUM PALM AND GLYCERIN AND SODIUM CHLORIDE, DENTAL CARE SUPPLIES (A SOFT BRUSH AND TOOTHPASTE 10 GM), WIDE BRUSH COMB WITH HANDLE, ALL COVERED WITH SNOW COVER, VANITY KIT (EARBUDS, ROUND COTTON BALLS, AND A SMALL WOODEN NAIL FILE).ALL ITEMS CONTAIN THE ORGANIZATION'S LOGO." | GENERAL MEDICAL SUPPLIES (NURSING AND BURN UNIT) SUPPLEMENTARY
488 | 4213220507900 | "GLOVES, BATHING, PREMOISTENED, MICROWAVABLE, ALCOHOL FREE, FRAGRANCE FREE, 8-12 GLOVES PER PACK, DISPOSABLE" | GENERAL MEDICAL SUPPLIES (NURSING AND BURN UNIT) SUPPLEMENTARY
489 | 4213220305800 | "GLOVES, EXAMINATION, LATEX, NON - POWDER, THICK (13 MIL THICKNESS), LONG CUFFS (MORE THAN 290 MM FROM THE INDEX FINGER), SIZE: LARGE, DISPOSABLE, NON - STERILE (PACKET)" | GENERAL MEDICAL SUPPLIES (NURSING AND BURN UNIT) SUPPLEMENTARY
490 | 4213220306200 | GLOVES EXAMINATION LATEX NON - POWDERED THICK (13 MIL THICKNESS) LONG CUFFS (MORE THAN 290 MM FROM THE INDEX FINGER) SIZE: SMALL DISPOSABLE NON - STERILE (PACKET) | GENERAL MEDICAL SUPPLIES (NURSING AND BURN UNIT) SUPPLEMENTARY
491 | 4213220306300 | "GLOVES, EXAMINATION, LATEX, NON - POWDERED, THICK (13 MIL THICKNESS), LONG CUFFS (MORE THAN 290 MM FROM THE INDEX FINGER), SIZE: MEDIUM, DISPOSABLE, NON - STERILE (PACKET)" | GENERAL MEDICAL SUPPLIES (NURSING AND BURN UNIT) SUPPLEMENTARY
492 | 4213220304100 | "GLOVES, MEDICAL, ETHYLENE, COPOLYMER, NON - POWDERED, SIZE: LARGE, 100 PIECES / PACKET" | GENERAL MEDICAL SUPPLIES (NURSING AND BURN UNIT) SUPPLEMENTARY
493 | 4213220304200 | "GLOVES, MEDICAL, ETHYLENE, COPOLYMER, NON - POWDERED, SIZE: MEDIUM, 100 PIECES / PACKET" | GENERAL MEDICAL SUPPLIES (NURSING AND BURN UNIT) SUPPLEMENTARY
494 | 4213220304300 | "GLOVES, MEDICAL, ETHYLENE, COPOLYMER, NON - POWDERED, SIZE: SMALL, 100 PIECES / PACKET" | GENERAL MEDICAL SUPPLIES (NURSING AND BURN UNIT) SUPPLEMENTARY
495 | 4213220306500 | "GLOVES, EXAMINATION, NITRILE, NON-POWDERED, LONG SLEEVE WITH MINIMUM LENGTH 300-350 MM, SIZE: SMALL, (PACKET)" | GENERAL MEDICAL SUPPLIES (NURSING AND BURN UNIT) SUPPLEMENTARY
496 | 4213220306700 | "GLOVES, EXAMINATION, NITRILE, NON-POWDERED, LONG SLEEVE, WITH MINIMUM LENGTH 300-350 MM, SIZE: EXTRA LARGE, (PACKET)" | GENERAL MEDICAL SUPPLIES (NURSING AND BURN UNIT) SUPPLEMENTARY
497 | 4213220306600 | "GLOVES, EXAMINATION, NITRILE, NON-POWDERED, LONG SLEEVE, WITH MINIMUM LENGTH 300-350 MM, SIZE: LARGE, (PACKET)" | GENERAL MEDICAL SUPPLIES (NURSING AND BURN UNIT) SUPPLEMENTARY
498 | 4213220306400 | "GLOVES, EXAMINATION, NITRILE, NON-POWDERED, LONG SLEEVE, WITH MINIMUM LENGTH 300-350 MM, SIZE: MEDIUM, (PACKET)" | GENERAL MEDICAL SUPPLIES (NURSING AND BURN UNIT) SUPPLEMENTARY
499 | 4213220304700 | "GLOVES, EXAMINATION, VINYL, NON-POWDERED, SIZE: LARGE, PACKING: 100 PIECES / PACKET)" | GENERAL MEDICAL SUPPLIES (NURSING AND BURN UNIT) SUPPLEMENTARY
500 | 4213220304800 | "GLOVES, EXAMINATION, VINYL, NON-POWDERED, SIZE: MEDIUM, PACKING: 100 PIECES / PACKET)" | GENERAL MEDICAL SUPPLIES (NURSING AND BURN UNIT) SUPPLEMENTARY
501 | 4213220304900 | "GLOVES, EXAMINATION, VINYL, NON-POWDERED, SIZE: SMALL, PACKING: 100 PIECES / PACKET)" | GENERAL MEDICAL SUPPLIES (NURSING AND BURN UNIT) SUPPLEMENTARY
502 | 4618180800000 | "GOGGLES, ULTRAVIOLET, FOR COMPLETE EYE PROTECTION, DURING ACTUAL UVA OR UVB TREATMENTS" | GENERAL MEDICAL SUPPLIES (NURSING AND BURN UNIT) SUPPLEMENTARY
503 | 4213161200400 | "GOWN, CHEMOTHERAPY, SERVE AS BARRIER AGAINST WATER AND CHEMICAL PROOF AND PERFORATED OPEN BACK DESIGN, SIZE LARGE, NON STERILE" | GENERAL MEDICAL SUPPLIES (NURSING AND BURN UNIT) SUPPLEMENTARY
504 | 4213161200300 | "GOWN, CHEMOTHERAPY, SERVE AS BARRIER AGAINST WATER AND CHEMICAL PROOF AND PERFORATED OPEN BACK DESIGN, SIZE MEDIUM, NON STERILE" | GENERAL MEDICAL SUPPLIES (NURSING AND BURN UNIT) SUPPLEMENTARY
505 | 4213161200600 | "GOWN, CHEMOTHERAPY, SERVE AS BARRIER AGAINST WATER AND CHEMICAL PROOF AND PERFORATED OPEN BACK DESIGN, SIZE SMALL, NON STERILE" | GENERAL MEDICAL SUPPLIES (NURSING AND BURN UNIT) SUPPLEMENTARY
506 | 4213170202000 | "GOWN, CHEMOTHERAPY, SERVE AS BARRIER AGAINST WATER AND CHEMICAL PROOF AND PERFORATED OPEN BACK DESIGN, SIZE XL, NON STERILE" | GENERAL MEDICAL SUPPLIES (NURSING AND BURN UNIT) SUPPLEMENTARY
507 | 4213170203900 | "GOWN, FOR PATIENT, DARK BLUE, WITH NECK AND BACK TIES, LONG SLEEVES WITH CUFF, LENGTH: BELOW KNEE, STANDARD SIZE, DISPOSABLE" | GENERAL MEDICAL SUPPLIES (NURSING AND BURN UNIT) SUPPLEMENTARY
508 | 4213160400000 | "HAIR CAP, FOR NURSE, BOUFFANT HEAD, NON-WOVEN, ADJUSTABLE, 18-20 GSM, FITS ALL SIZES, BLUE OR GREEN, DISPOSABLE" | GENERAL MEDICAL SUPPLIES (NURSING AND BURN UNIT) SUPPLEMENTARY
509 | 4213150200000 | "HAIR CAP, FOR PATIENT, ADJUSTABLE, FITS ALL SIZES, WHITE" | GENERAL MEDICAL SUPPLIES (NURSING AND BURN UNIT) SUPPLEMENTARY
510 | 4213161100200 | "HAIR CAP, FOR SURGEON, HOOD TYPE, WITH TIES, FITS ALL SIZES, BLUE OR GREEN, DISPOSABLE" | GENERAL MEDICAL SUPPLIES (NURSING AND BURN UNIT) SUPPLEMENTARY
511 | 4213161100000 | "HAIR CAP, FOR SURGEON, WITH TIES, FITS ALL SIZE, BLUE OR GREEN, DISPOSABLE" | GENERAL MEDICAL SUPPLIES (NURSING AND BURN UNIT) SUPPLEMENTARY
512 | 4110410300000 | "HEEL WARMER, CONFORMS TO INFANT'S HEEL, COMPLETELY COVERS HEEL STICK AREA, DUAL ADHESIVE STRAPS KEEPS WARMER IN PLACE, TEMPERATURE 40 C(+/- 2), FOR 3-5 MINUTES, LATEX-FREE AND NON-TOXIC INGREDIENTS MAKE IT SAFE TO USE" | GENERAL MEDICAL SUPPLIES (NURSING AND BURN UNIT) SUPPLEMENTARY
513 | 4111620002500 | "I.V. PUMP BLOOD SET, Y-TUBING 170-210 MICRON FILTER, NON PVC, LATEX FREE, NEEDLE FREE, NON DEHP, SPLIT SEPTUM PORTS, NO PORTS BELOW FILTER, COMPATABLE WITH HOSPITAL MACHINE, STERILE. DISPOSABLE" | GENERAL MEDICAL SUPPLIES (NURSING AND BURN UNIT) SUPPLEMENTARY
514 | 4229553701600 | "INCUBATOR, ISOLETTE, ENTRY PORT SLEEVES, DISPOSABLE" | GENERAL MEDICAL SUPPLIES (NURSING AND BURN UNIT) SUPPLEMENTARY
515 | 4229553701700 | "INNER LINER, FOR SUCTION CANISTER, 1.0 LITER, (IT SHOULD BE COMPATIBLE WITH EXISTING SUCTION SYSTEM), (ONE CANISTER, DELIVERED FREE OF CHARGE, WITH EVERY 20 PIECES)" | GENERAL MEDICAL SUPPLIES (NURSING AND BURN UNIT) SUPPLEMENTARY
516 | 4229553701800 | "INNER LINER, FOR SUCTION CANISTER, 1.5 LITER, (IT SHOULD BE COMPATIBLE WITH EXISTING SUCTION SYSTEM), (ONE CANISTER, DELIVERED FREE OF CHARGE, WITH EVERY 20 PIECES)" | GENERAL MEDICAL SUPPLIES (NURSING AND BURN UNIT) SUPPLEMENTARY
517 | 4214240300200 | "INNER LINER, FOR SUCTION CANISTER, 2.0 LITER, (IT SHOULD BE COMPATIBLE WITH EXISTING SUCTION SYSTEM), (ONE CANISTER, DELIVERED FREE OF CHARGE, WITH EVERY 20 PIECES)" | GENERAL MEDICAL SUPPLIES (NURSING AND BURN UNIT) SUPPLEMENTARY
518 | 4229553701900 | "INNER LINER, FOR SUCTION CANISTER, 3.0 LITER, (IT SHOULD BE COMPATIBLE WITH EXISTING SUCTION SYSTEM), (ONE CANISTER, DELIVERED FREE OF CHARGE, WITH EVERY 20 PIECES)" | GENERAL MEDICAL SUPPLIES (NURSING AND BURN UNIT) SUPPLEMENTARY
519 | 4222161601900 | "IV EXTENSION TUBE ( 250 CM), INTERNAL DIAMETER 2.5 MM, MALE LUER-LOCK CAP, FREE OF ( DEHP AND LATEX) STERILE, DISPOSABLE, SINGLE USE, INDIVIDUALIZED PACKAGING, ENDS MUST NOT FIT ENTERAL TUBING" | GENERAL MEDICAL SUPPLIES (NURSING AND BURN UNIT) SUPPLEMENTARY
520 | 4222151200700 | "IV SET ULTRABLOCK, UV RESISTANT TUBING PROTECTS LIGHT SENSITIVE IV FLUIDS FROM UV EXPOSURE, FEMALE LUER LOCK CONNECTOR, FREE FLOW PROTECTOR CLIP, ULTRASITE INJECTION SITE 6 AND IN DISTAL END, SPIN LOCK CONNECTOR, LATEX FREE, PRIMING VOLUME:11 ML, LENGTH 89 IN ( 226 CM), STERILE, INDIVIDUALLY PACKED, DISPOSABLE" | GENERAL MEDICAL SUPPLIES (NURSING AND BURN UNIT) SUPPLEMENTARY
521 | 4219261200800 | "JAR, OINTMENT, WHITE, WITH SECURED CAP, 170 GM / ML" | GENERAL MEDICAL SUPPLIES (NURSING AND BURN UNIT) SUPPLEMENTARY
522 | 4219261200900 | "JAR, OINTMENT, WHITE, WITH SECURED CAP, 250 GM / ML" | GENERAL MEDICAL SUPPLIES (NURSING AND BURN UNIT) SUPPLEMENTARY
523 | 4219261201000 | "JAR, OINTMENT, WHITE, WITH SECURED CAP, 500 GM / ML" | GENERAL MEDICAL SUPPLIES (NURSING AND BURN UNIT) SUPPLEMENTARY
524 | 4219261201400 | "KIT, BLADDER IRRIGATION, WITH SYRINGE TIP BULB 60 ML, 1200 ML BASIN AND 500 ML SOLUTION CONTAINER, STERILE" | GENERAL MEDICAL SUPPLIES (NURSING AND BURN UNIT) SUPPLEMENTARY
525 | 4214160102500 | "KIT, ENEMA, CONTAINS: 50-60 INCH TUBING WITH PRELUBRICATED TIP, ADJUSTABLE CLAMP, BAG 1500-2000 ML, UNDERPAD, CASTILE SOAP PACKET, " | GENERAL MEDICAL SUPPLIES (NURSING AND BURN UNIT) SUPPLEMENTARY
526 | 4215190202000 | "KIT, ORAL CARE, CONTAIN GAUZE BOLE, CLIPCE, LINN, PASIN, TRACH PAGE, SPONGE TIPPED MOUTH SWAB GAUZE BADE, PETROLEUM GEL, HYDROGEN PEROXIDE SOLUTION NOT MORE THAN 3%, BITE BLOCK, DISPOSABLE, STERILE" | GENERAL MEDICAL SUPPLIES (NURSING AND BURN UNIT) SUPPLEMENTARY
527 | 4214160105100 | "KIT, PATIENT CARE (COMB, LOTION, POWDER, NAIL CUTTER)" | GENERAL MEDICAL SUPPLIES (NURSING AND BURN UNIT) SUPPLEMENTARY
528 | 4111620501300 | "KIT, TEST, GASTRIC PH" | GENERAL MEDICAL SUPPLIES (NURSING AND BURN UNIT) SUPPLEMENTARY
529 | 4224151100100 | "KIT, TRACTION KIT SKIN, HYPOALLERGENIC, NON-ADHESIVE, FOR ADULT" | GENERAL MEDICAL SUPPLIES (NURSING AND BURN UNIT) SUPPLEMENTARY
530 | 4224151100000 | "KIT, TRACTION KIT SKIN, HYPOALLERGENIC, NON-ADHESIVE, FOR CHILDREN" | GENERAL MEDICAL SUPPLIES (NURSING AND BURN UNIT) SUPPLEMENTARY
531 | 4224151100700 | "KIT, TURN OVER, AND CLEAN UP" | GENERAL MEDICAL SUPPLIES (NURSING AND BURN UNIT) SUPPLEMENTARY
532 | 4214230102600 | "LABEL, HEPATITIS, RISK, BIOHAZARD, AND LOGO RED, ON YELLOW" | GENERAL MEDICAL SUPPLIES (NURSING AND BURN UNIT) SUPPLEMENTARY
533 | 4214230102900 | "LABEL, WHITE, 3 IN X 1 - 1/2 IN, ROLL" | GENERAL MEDICAL SUPPLIES (NURSING AND BURN UNIT) SUPPLEMENTARY
534 | 4214230100000 | "LABELS, BLANK PACKAGED AS ROLL, WHITE, SELF ADHESIVE, ALL PURPOSE, DISPOSABLE" | GENERAL MEDICAL SUPPLIES (NURSING AND BURN UNIT) SUPPLEMENTARY
535 | 4222170104300 | "TPN TUBES, WITH 0.2MICRON FILTER DHEP LATEX FREE, KINK RESISTANT HYPOALLERGENIC, COMPATIBLE WITH MICREL, STERILE" | GENERAL MEDICAL SUPPLIES (NURSING AND BURN UNIT) SUPPLEMENTARY
536 | 4222170105300 | "LIPID TUBES, WITH 1.2MICRON FILTER DHEP LATEX FREE, KINK RESISTANT HYPOALLERGENIC, COMPATIBLE WITH MICREL, STERILE" | GENERAL MEDICAL SUPPLIES (NURSING AND BURN UNIT) SUPPLEMENTARY
537 | 4222170102300 | TPN PUMP BACK BAGS | GENERAL MEDICAL SUPPLIES (NURSING AND BURN UNIT) SUPPLEMENTARY
538 | 4214160104000 | "LOTION, BABY HAND AND BODY, 150-200 ML BOTTLES, FREE FROM FRAGRANCE AND ALCOHOL, DISPOSABLE" | GENERAL MEDICAL SUPPLIES (NURSING AND BURN UNIT) SUPPLEMENTARY
539 | 5124190000600 | "LOTION, BABY HAND AND BODY, 50 ML BOTTLES, FREE FROM FRAGRANCE AND ALCOHOL, DISPOSABLE" | GENERAL MEDICAL SUPPLIES (NURSING AND BURN UNIT) SUPPLEMENTARY
540 | 4215246500600 | "LUBRICANT, WATER, SOLUBLE, 2 - 5 GM, FOIL, STERILE" | GENERAL MEDICAL SUPPLIES (NURSING AND BURN UNIT) SUPPLEMENTARY
541 | 4214311500800 | "MANOMETER, CONNECTING TUBE, 150 CM LONG DIAMETER 1 X 2 MM, CAPACITY 1.30 ML, DISPOSABLE, STERILE" | GENERAL MEDICAL SUPPLIES (NURSING AND BURN UNIT) SUPPLEMENTARY
542 | 4618170200400 | "MASK, EARLOOP, BLUE, PACKING: 50 PIECES / PACKET" | GENERAL MEDICAL SUPPLIES (NURSING AND BURN UNIT) SUPPLEMENTARY
543 | 4618200500900 | "FACE MASK, CHILD WITH EARLOOP, 3 LAYERS (THE INNER LAYER IS FILTER), COLORFUL." | GENERAL MEDICAL SUPPLIES (NURSING AND BURN UNIT) SUPPLEMENTARY
544 | 4618170200100 | "MASK, SURGICAL, WRAP AROUND, SPLASH GUARD, VISOR, FOG FREE, WITH TIES, DISPOSABLE" | GENERAL MEDICAL SUPPLIES (NURSING AND BURN UNIT) SUPPLEMENTARY
545 | 4618170200500 | "MAT, PREP, NON - LINTING, COMPRISED OF 3 LAYERS (PENETRABLE MESH/ABSORBENT GAUZE/NON - PERMEABLE PLASTIC BACKING), DISPOSABLE" | GENERAL MEDICAL SUPPLIES (NURSING AND BURN UNIT) SUPPLEMENTARY
546 | 4618170200600 | "MATTRESS, EGG CRATE (CONVOLUTED FOAM PAD), 34 X 72 X 2 INCH, (WOUND AND OSTOMY CARE)" | GENERAL MEDICAL SUPPLIES (NURSING AND BURN UNIT) SUPPLEMENTARY
547 | 4618170200700 | MATTRESS, NEONATAL, TOTAL BODY COOLING COMPATIBLE WITH TECOTHERM NEO 44X65CM (+/- 3 CM), 5L COOLANT FLUID FOR NEONATAL NEW BOTTLE FREE OF CHARGE ON DEMAND, DISPOSABLE | GENERAL MEDICAL SUPPLIES (NURSING AND BURN UNIT) SUPPLEMENTARY
548 | 4219180200100 | "MATTRESS, WARMING : (NEONATE) : BASED ON A 24 C/ 75 F START TEMPERATURE, THE MATTRESS REACHES A PEAK TEMPERATURE OF 40 C/ 104 F IN LESS THAN 60 SECONDS, LATEX AND PVC FREE, MADE WITH NONTOXIC, FOOD - GRADE MATERIALS, TRANSWARMER MINIMIZES THE RISK OF HYPOTHERMIA IN CESAREAN DELIVERIES, PATENTED GEL AND SOFT NON - WOVEN SURFACE, DISPOSABLE HEAT PACK, 10 INCH X 16 INCH, PROVIDES WARMTH FOR UP TO 2 HOURS (DEPENDING ON AMBIENT TEMPERATURE)" | GENERAL MEDICAL SUPPLIES (NURSING AND BURN UNIT) SUPPLEMENTARY
549 | 4219260201100 | "BOTTLE, MEDICINE, AMBER, GRADUATED, EMPTY, WITH CHILD RESISTANT, PLASTIC, SCREW CAP, 120-130 ML" | GENERAL MEDICAL SUPPLIES (NURSING AND BURN UNIT) SUPPLEMENTARY
550 | 4219260201200 | "BOTTLE, MEDICINE, AMBER, GRADUATED, EMPTY, WITH CHILD RESISTANT, PLASTIC, SCREW CAP, 60-70 ML" | GENERAL MEDICAL SUPPLIES (NURSING AND BURN UNIT) SUPPLEMENTARY
551 | 4214360300000 | "MITTEN, MADE OF SOFT FABRIC, SECURE ALL FINGER CONTROL, AIR-COOLED, LATEX-FREE, ADULT, CONTROL MITT RESTRAINT" | GENERAL MEDICAL SUPPLIES (NURSING AND BURN UNIT) SUPPLEMENTARY
552 | 4618190200100 | "MUFFS, EARMUFFS, NEONATAL, NOISE ATTENUATORS, PROVIDES A QUIET HOUR FOR PREMATURE BABIES IN THE NICU, REDUCES SURROUNDING ENVIRONMENT NOISE LE VEL BY AT LEAST 7DB, RESULTS IN REDUCTION OF SOUND PRESSURE LEVEL OF MORE THAN 50%, DISPOSABLE" | GENERAL MEDICAL SUPPLIES (NURSING AND BURN UNIT) SUPPLEMENTARY
553 | 4223170200200 | "NASAL FEEDING TUBE, PVC, RADIO-OPAQUE, 10FR X 200-240 CM, STERILE, DISPOSABLE" | GENERAL MEDICAL SUPPLIES (NURSING AND BURN UNIT) SUPPLEMENTARY
554 | 4223170200300 | "NASAL FEEDING TUBE, PVC, RADIO-OPAQUE, 8FR X 200-240 CM, STERILE, DISPOSABLE" | GENERAL MEDICAL SUPPLIES (NURSING AND BURN UNIT) SUPPLEMENTARY
555 | 4214254700000 | "NEEDLE, BUTTERFLY, SIZE 23G X 3/4 INCH, WITH TUBE 10-14 INCH, RETRACTABLE NEEDLE, DISPOSABLE, STERILE" | GENERAL MEDICAL SUPPLIES (NURSING AND BURN UNIT) SUPPLEMENTARY
556 | 4111620004100 | "NEEDLE, BUTTERFLY, SIZE 25G X 3/4 INCH, WITH TUBE 10-14 INCH, RETRACTABLE NEEDLE, DISPOSABLE, STERILE" | GENERAL MEDICAL SUPPLIES (NURSING AND BURN UNIT) SUPPLEMENTARY
557 | 4111620004000 | "NEEDLE, BUTTERFLY, SIZE 25G X 3/4 INCH, WITH TUBE 6-8 INCH, RETRACTABLE NEEDLE, DISPOSABLE, STERILE" | GENERAL MEDICAL SUPPLIES (NURSING AND BURN UNIT) SUPPLEMENTARY
558 | 4218154101000 | "NEEDLE, ELECTRODE NEEDLE, LOW IMPEDANCE, COMPLETE WITH OLYMPIC BRAINZ MONITOR (OBM), DISPOSABLE, STERILE" | GENERAL MEDICAL SUPPLIES (NURSING AND BURN UNIT) SUPPLEMENTARY
559 | 4218191700700 | "NEEDLE, FILTER, BLUNT, 5 MICRON, 18 G X 1 - 1/2 INCH" | GENERAL MEDICAL SUPPLIES (NURSING AND BURN UNIT) SUPPLEMENTARY
560 | 4214251000000 | "NEEDLE, FILTER, BLUNT, 5 MICRON, 19 G X 1-1/2 INCH" | GENERAL MEDICAL SUPPLIES (NURSING AND BURN UNIT) SUPPLEMENTARY
561 | 4214252313700 | "NEEDLE, HYPODERMIC, SIZE: G30 X 0.5 INCH, PACKING: INDIVIDUALLY WRAPPED, DISPOSABLE, STERILE" | GENERAL MEDICAL SUPPLIES (NURSING AND BURN UNIT) SUPPLEMENTARY
562 | 4214252306000 | "NEEDLE, HYPODERMIC, SIZE: G18 X 1.5 INCH, PACKING: INDIVIDUALLY WRAPPED, DISPOSABLE, STERILE" | GENERAL MEDICAL SUPPLIES (NURSING AND BURN UNIT) SUPPLEMENTARY
563 | 4214252311800 | "NEEDLE, HYPODERMIC, SIZE: G19 X 1.5 INCH, PACKING: INDIVIDUALLY WRAPPED, DISPOSABLE, STERILE" | GENERAL MEDICAL SUPPLIES (NURSING AND BURN UNIT) SUPPLEMENTARY
564 | 4214252305900 | "NEEDLE, HYPODERMIC, SIZE: G20 X 1.5 INCH, PACKING: INDIVIDUALLY WRAPPED, DISPOSABLE, STERILE" | GENERAL MEDICAL SUPPLIES (NURSING AND BURN UNIT) SUPPLEMENTARY
565 | 4214252305800 | "NEEDLE, HYPODERMIC, SIZE: G21X 1.5 INCH, PACKING: INDIVIDUALLY WRAPPED, DISPOSABLE, STERILE" | GENERAL MEDICAL SUPPLIES (NURSING AND BURN UNIT) SUPPLEMENTARY
566 | 4214252305600 | "NEEDLE, HYPODERMIC, SIZE: G22 X 1.5 INCH, PACKING: INDIVIDUALLY WRAPPED, DISPOSABLE, STERILE" | GENERAL MEDICAL SUPPLIES (NURSING AND BURN UNIT) SUPPLEMENTARY
567 | 4222160406300 | "NEEDLE, HYPODERMIC, SIZE: G25 X 1 INCH, PACKING: INDIVIDUALLY WRAPPED, DISPOSABLE, STERILE" | GENERAL MEDICAL SUPPLIES (NURSING AND BURN UNIT) SUPPLEMENTARY
568 | 4214252312200 | "NEEDLE, HYPODERMIC, SIZE: G25 X 1.5 INCH, PACKING: INDIVIDUALLY WRAPPED, DISPOSABLE, STERILE" | GENERAL MEDICAL SUPPLIES (NURSING AND BURN UNIT) SUPPLEMENTARY
569 | 4214252312100 | "NEEDLE, HYPODERMIC, SIZE: G25 X 5/8 INCH, PACKING: INDIVIDUALLY WRAPPED, DISPOSABLE, STERILE" | GENERAL MEDICAL SUPPLIES (NURSING AND BURN UNIT) SUPPLEMENTARY
570 | 4214252305300 | "NEEDLE, HYPODERMIC, SIZE: G26 X 0.5 INCH, PACKING: INDIVIDUALLY WRAPPED, DISPOSABLE, STERILE" | GENERAL MEDICAL SUPPLIES (NURSING AND BURN UNIT) SUPPLEMENTARY
571 | 4214252312400 | "NEEDLE, HYPODERMIC, SIZE: G27 X 0.5 INCH, PACKING: INDIVIDUALLY WRAPPED, DISPOSABLE, STERILE" | GENERAL MEDICAL SUPPLIES (NURSING AND BURN UNIT) SUPPLEMENTARY
572 | 4214252312500 | "NEEDLE, HUBER, SAFTEY, 20 G X 1 INCH, 90 DEGREE, WITH WINGS, WITH SHORT TUBING, STERILE" | GENERAL MEDICAL SUPPLIES (NURSING AND BURN UNIT) SUPPLEMENTARY
573 | 4214252312600 | NEEDLE HUBER SAFTEY 22 G X 0.75 INCH 90 DEGREE WITH WINGS WITH SHORT TUBING STERILE | GENERAL MEDICAL SUPPLIES (NURSING AND BURN UNIT) SUPPLEMENTARY
574 | 5118150604500 | "NEEDLE, INSULIN, FOR PEN, 31 G X 5 MM, DISPOSABLE, STERILE" | GENERAL MEDICAL SUPPLIES (NURSING AND BURN UNIT) SUPPLEMENTARY
575 | 5118150604400 | "NEEDLE, INSULIN, FOR PEN, 31 G X 6 MM, DISPOSABLE, STERILE" | GENERAL MEDICAL SUPPLIES (NURSING AND BURN UNIT) SUPPLEMENTARY
576 | 4110410201000 | "NEEDLE, INSULIN, FOR PEN, 31 G X 8 MM, DISPOSABLE, STERILE" | GENERAL MEDICAL SUPPLIES (NURSING AND BURN UNIT) SUPPLEMENTARY
577 | 4214252306500 | "NEEDLE, INSULIN, FOR PEN, 32 G X 4MM, DISPOSABLE, STERILE" | GENERAL MEDICAL SUPPLIES (NURSING AND BURN UNIT) SUPPLEMENTARY
578 | 4222160406900 | "NEEDLE, SAFE, SHIELDED BLUNT, FOR USE WITH ARTERY BLOOD SAMPLING" | GENERAL MEDICAL SUPPLIES (NURSING AND BURN UNIT) SUPPLEMENTARY
579 | 4222160407200 | "NEEDLE, SAFETY, LUER LOCK, SIZE: G18 X 1-1.5 INCH, PACKING: INDIVIDUALLY WRAPPED, DISPOSABLE, STERILE" | GENERAL MEDICAL SUPPLIES (NURSING AND BURN UNIT) SUPPLEMENTARY
580 | 4222160407100 | "NEEDLE, SAFETY, LUER LOCK, SIZE: G19 X 1 INCH, PACKING: INDIVIDUALLY WRAPPED, DISPOSABLE, STERILE" | GENERAL MEDICAL SUPPLIES (NURSING AND BURN UNIT) SUPPLEMENTARY
581 | 4222160407300 | "NEEDLE, SAFETY, LUER LOCK, SIZE: G20 X 1.5 INCH, PACKING: INDIVIDUALLY WRAPPED, DISPOSABLE, STERILE" | GENERAL MEDICAL SUPPLIES (NURSING AND BURN UNIT) SUPPLEMENTARY
582 | 4222160407400 | "NEEDLE, SAFETY, LUER LOCK, SIZE: G21 X 1.5 INCH, PACKING: INDIVIDUALLY WRAPPED, DISPOSABLE, STERILE" | GENERAL MEDICAL SUPPLIES (NURSING AND BURN UNIT) SUPPLEMENTARY
583 | 4222160407500 | "NEEDLE, SAFETY, LUER LOCK, SIZE: G22 X 1.5 INCH, PACKING: INDIVIDUALLY WRAPPED, DISPOSABLE, STERILE" | GENERAL MEDICAL SUPPLIES (NURSING AND BURN UNIT) SUPPLEMENTARY
584 | 4222160407600 | "NEEDLE, SAFETY, LUER LOCK, SIZE: G23 X 1.5 INCH, PACKING: INDIVIDUALLY WRAPPED, DISPOSABLE, STERILE" | GENERAL MEDICAL SUPPLIES (NURSING AND BURN UNIT) SUPPLEMENTARY
585 | 4214252311700 | NEEDLE, SAFETY , MUST BE SAFE WITH UNIVERSAL CONNECTORS, MUST NOT FIT ENTERED TUBING, INDIVIDUAL PACKAGING, SIZE 18 G, DISPOSABLE, STERILE | GENERAL MEDICAL SUPPLIES (NURSING AND BURN UNIT) SUPPLEMENTARY
586 | 4214252309300 | "NEEDLE, SAFETY - NEONATE, MUST BE SAFE WITH UNIVERSAL CONNECTORS, MUST NOT FIT ENTERED TUBING, INDIVIDUAL PACKAGING, SIZE 25 G, DISPOSABLE, STERILE" | GENERAL MEDICAL SUPPLIES (NURSING AND BURN UNIT) SUPPLEMENTARY
587 | 4214253606100 | "NEEDLE, SCALPEL TIP, THIN WALL, 16G X 1 INCH, DISPOSABLE, STERILE" | GENERAL MEDICAL SUPPLIES (NURSING AND BURN UNIT) SUPPLEMENTARY
588 | 4214253606000 | "NEEDLE, SCALPEL TIP, THIN WALL, 18G X 1 1/2 INCH, DISPOSABLE, STERILE" | GENERAL MEDICAL SUPPLIES (NURSING AND BURN UNIT) SUPPLEMENTARY
589 | 4218240500700 | "NEWBORN HEARING SCREENING SET : EARPHONES, SENSORS, BABY PREPARATION GUIDE, COMPATIBLE WITH (GSI) HEARING SCREENING SYSTEM, DISPOSABLE, STERILE." | GENERAL MEDICAL SUPPLIES (NURSING AND BURN UNIT) SUPPLEMENTARY
590 | 4218240000200 | NEWBORN HEARING SCREENING SET : EARPHONES, SENSORS, BABY PREPARATION GUIDE, COMPATIBLE WITH ALGO (NATUS) HEARING SCREENING SYSTEM, DISPOSABLE, STERILE. | GENERAL MEDICAL SUPPLIES (NURSING AND BURN UNIT) SUPPLEMENTARY
591 | 4223180700100 | "NIPPLE, FEEDING BOTTLE, NON LATEX, STERILE" | GENERAL MEDICAL SUPPLIES (NURSING AND BURN UNIT) SUPPLEMENTARY
592 | 4214150200500 | "ORAL SWABS FOAM, ADDED DENTIFRICE, TOOTHETTES, WRAPPED INDIVIDUALLY, DISPOSABLE" | GENERAL MEDICAL SUPPLIES (NURSING AND BURN UNIT) SUPPLEMENTARY
593 | 4214160101900 | "PACIFIER, INFANT, ORAL PLASTIC WITH SILICONE TEAT, LARGE" | GENERAL MEDICAL SUPPLIES (NURSING AND BURN UNIT) SUPPLEMENTARY
594 | 4214000065400 | "PACIFIER, NEONATE, ORAL PLASTIC WITH SILICONE TEAT, MEDIUM" | GENERAL MEDICAL SUPPLIES (NURSING AND BURN UNIT) SUPPLEMENTARY
595 | 5313150500300 | "PACIFIERS, PREEMIE, PREMATURE BABY'S SIZE, SMALL, 100% SILICONE - WILL NOT CRACK, BREAK OR PEEL, SOFT AND FLEXIBLE, NO HARD INNER GUARD, CURVED SHAPE FITS BABY'S FACE, NATURAL SHAPE, TEXTURED NIPPLE BABIES, EASY-TO-HOLD LOOP SHAPED HANDLE WITH NUBS" | GENERAL MEDICAL SUPPLIES (NURSING AND BURN UNIT) SUPPLEMENTARY
596 | 4214210000600 | "PACK INSTANT WARM, MEDIUM, DISPOSABLE" | GENERAL MEDICAL SUPPLIES (NURSING AND BURN UNIT) SUPPLEMENTARY
597 | 4214210000300 | "PACK, COLD, INSTANT ICE COMPRESS, 15 X 28 CM (+/- 2 CM)" | GENERAL MEDICAL SUPPLIES (NURSING AND BURN UNIT) SUPPLEMENTARY
598 | 4214210000400 | "PACK, COLD/HOT, GEL, REUSABLE, SIZE 15 X 25 CM (+/- 3 CM)" | GENERAL MEDICAL SUPPLIES (NURSING AND BURN UNIT) SUPPLEMENTARY
599 | 4219181000000 | "PAD, ANTI-DECUBITUS, SIZE: 75 X 145 CM (+/- 10 CM), (WOUND AND OSTOMY CARE)" | GENERAL MEDICAL SUPPLIES (NURSING AND BURN UNIT) SUPPLEMENTARY
600 | 4231151800700 | "PAD, EYE OVAL, ADHESIVE, SIZE: 5.5 X 7.5 CM (+/- 0.5 CM), PACKING: INDIVIDUALLY WRAPPED, DISPOSABLE, STERILE" | GENERAL MEDICAL SUPPLIES (NURSING AND BURN UNIT) SUPPLEMENTARY
601 | 4231151800500 | "PAD, EYE OVAL, NON ADHESIVE, SIZE: 5.5 X 7.5 CM (+/- 0.5 CM), PACKING: INDIVIDUALLY WRAPPED, DISPOSABLE, STERILE" | GENERAL MEDICAL SUPPLIES (NURSING AND BURN UNIT) SUPPLEMENTARY
602 | 4213210100700 | "UNDERPAD, INCONTINENCE, ABSORBENT, CELLULOSE, WATERPROOF, STRONG AND CLEAR IMPOSING, ASSURE DRY SURFACE, SIZE: 40 X 60 CM ( +/- 2 CM ), PACKING: WRAPPED IN A PLASTIC PACK" | GENERAL MEDICAL SUPPLIES (NURSING AND BURN UNIT) SUPPLEMENTARY
603 | 4214310601100 | "PAD, SANITARY, NON-STERILE" | GENERAL MEDICAL SUPPLIES (NURSING AND BURN UNIT) SUPPLEMENTARY
604 | 4213151000000 | "PANTS, NET, ELASTIC, LARGE, FOR KEEPING INCONTINENT PADS IN PLACE" | GENERAL MEDICAL SUPPLIES (NURSING AND BURN UNIT) SUPPLEMENTARY
605 | 4227160009400 | "PAPER CHART, ECG, FOR HP 43100 AND 78600 DEFIBRILLATOR, SIZE APPROX. 50 MM X 30 M" | GENERAL MEDICAL SUPPLIES (NURSING AND BURN UNIT) SUPPLEMENTARY
606 | 4218172302200 | "PAPER, ECG, FOR WELCH ALLYN CP100 / CP200, SIZE APPROX. 210 MM X 280 MM" | GENERAL MEDICAL SUPPLIES (NURSING AND BURN UNIT) SUPPLEMENTARY
607 | 4218172302500 | "PAPER, ECG, FOR WELCH ALLYN CP50, SIZE APPROX. 114 MM X 70 MM" | GENERAL MEDICAL SUPPLIES (NURSING AND BURN UNIT) SUPPLEMENTARY
608 | 4218172302300 | "PAPER, RECORDING, ECG, FOR EDAN SE-1200 / SE-12, SIZE APPROX. 210 MM X 295 MM" | GENERAL MEDICAL SUPPLIES (NURSING AND BURN UNIT) SUPPLEMENTARY
609 | 4218172302600 | "PAPER, ECG, FOR LIFEPAK 11 / 12, SIZE APPROX. 107 MM X 25 M" | GENERAL MEDICAL SUPPLIES (NURSING AND BURN UNIT) SUPPLEMENTARY
610 | 4218172305700 | "PAPER, ECG, FOR ZOLL X SERIES DEFIBRILLATOR, SIZE APPROX. 90 MM X 90 MM" | GENERAL MEDICAL SUPPLIES (NURSING AND BURN UNIT) SUPPLEMENTARY
611 | 4219181301100 | "PAPER, FOR EXAMINATION COUCH, WITH ONE PLASTIC SIDE AND OTHER CELLULOSE SIDE, WITH PERFORATION EVERY 60 CM, SIZE: 60 - 80 CM X 30 YARDS/ROLL" | GENERAL MEDICAL SUPPLIES (NURSING AND BURN UNIT) SUPPLEMENTARY
612 | 4219181300300 | "PAPER, PRINT TYPE IV (HIGH DENSITY), 110 MM X 20 M ROLL, FOR ULTRASOUND DIAGNOSTIC EQUIPMENT" | GENERAL MEDICAL SUPPLIES (NURSING AND BURN UNIT) SUPPLEMENTARY
613 | 4219181300400 | "PAPER, RECORDING CONTINUOUS, CTG, FOR HP M1911A / M1913A, SIZE APPROX. 151 MM X 100 MM" | GENERAL MEDICAL SUPPLIES (NURSING AND BURN UNIT) SUPPLEMENTARY
614 | 4219181300500 | "PAPER, PRINT TYPE I (STANDARD DENSITY), 110 MM X 20 M ROLL, FOR ULTRASOUND DIAGNOSTIC EQUIPMENT" | GENERAL MEDICAL SUPPLIES (NURSING AND BURN UNIT) SUPPLEMENTARY
615 | 4219181300600 | "PAPER, ECG, FOR LIFEPAK 6 / 10 / 12 / 20, SIZE APPROX. 50 MM X 30 M" | GENERAL MEDICAL SUPPLIES (NURSING AND BURN UNIT) SUPPLEMENTARY
616 | 4229540021100 | "PATIENT PROTECTION KIT, INCLUDING SIDEPRONE HEADREST, 3 DUAL LAYERS PADS, 2 ARCS, FOR ICU POSITIONING" | GENERAL MEDICAL SUPPLIES (NURSING AND BURN UNIT) SUPPLEMENTARY
617 | 4227250010800 | "PENLIGHT, DIAGNOSTIC LIGHTWEIGHT, RE - USABLE, WITHOUT BATTERIES, OR WITH SEPARATE BATTERIES" | GENERAL MEDICAL SUPPLIES (NURSING AND BURN UNIT) SUPPLEMENTARY
618 | 4222150400400 | CATHETER PICC SINGLE LUMEN BASIC KIT 1.9 FRENCH CATHETER SILICONE PERIPHERALLY INSERTED VENOUS ACCESS PARENTERAL NUTRITION ADMINISTRATION OF MEDIC ATION IN PREMATURE BABY AND NEONATE LENGTH 50 CM PEEL PACK SIZE THE CONTENTS ARE 1.9 FRENCH INTRODUCE DISPOSABLE STERILE | GENERAL MEDICAL SUPPLIES (NURSING AND BURN UNIT) SUPPLEMENTARY
619 | 4214170501400 | "PILLOW POSITIONING, PILLOW FOR MULTI PURPOSE POSITIONING FOAM (TRIANGULAR SHAPE), ADULT, MEDIUM" | GENERAL MEDICAL SUPPLIES (NURSING AND BURN UNIT) SUPPLEMENTARY
620 | 4214170508800 | "PILLOW POSITIONING, PILLOW FOR MULTI PURPOSE POSITIONING FOAM (TRIANGULAR SHAPE), ADULT, SMALL" | GENERAL MEDICAL SUPPLIES (NURSING AND BURN UNIT) SUPPLEMENTARY
621 | 4218201500400 | "PILLOW, CASE, NON - WOVEN, FABRIC, 20 X 30 INCH, APPROXIMATELY, DISPOSABLE" | GENERAL MEDICAL SUPPLIES (NURSING AND BURN UNIT) SUPPLEMENTARY
622 | 4231151304000 | "CASTING, PLASTER OF FIBERGLASS ( MADE OF PURE FIBERGLASS ), SIZE: 10 CM X 3.6-4 M, PACKING: KNITTED/POLYURETHANE COMFORTABLE FOIL PACK" | GENERAL MEDICAL SUPPLIES (NURSING AND BURN UNIT) SUPPLEMENTARY
623 | 4231151304100 | "CASTING, PLASTER OF FIBERGLASS ( MADE OF PURE FIBERGLASS ), SIZE: 12.5 CM X 3.6-4 M, PACKING: KNITTED/POLYURETHANE COMFORTABLE FOIL PACK" | GENERAL MEDICAL SUPPLIES (NURSING AND BURN UNIT) SUPPLEMENTARY
624 | 4224150606100 | "CASTING, PLASTER OF FIBERGLASS ( MADE OF PURE FIBERGLASS ), SIZE: 5 CM X 3.6-4 M, PACKING: KNITTED/POLYURETHANE COMFORTABLE FOIL PACK" | GENERAL MEDICAL SUPPLIES (NURSING AND BURN UNIT) SUPPLEMENTARY
625 | 4224150605700 | "CASTING, PLASTER OF FIBERGLASS ( MADE OF PURE FIBERGLASS ), SIZE: 7.5 CM X 3.6-4 M, PACKING: KNITTED/POLYURETHANE COMFORTABLE FOIL PACK" | GENERAL MEDICAL SUPPLIES (NURSING AND BURN UNIT) SUPPLEMENTARY
626 | 4224150605400 | "CAST, PLASTER OF PARIS, ORTHOPEDIC, 10 CM X 20 M, SLAB DISPENSER" | GENERAL MEDICAL SUPPLIES (NURSING AND BURN UNIT) SUPPLEMENTARY
627 | 4224150605500 | "CAST, PLASTER OF PARIS, ORTHOPEDIC, 20 CM X 20 M, SLAB DISPENSER" | GENERAL MEDICAL SUPPLIES (NURSING AND BURN UNIT) SUPPLEMENTARY
628 | 4224150605600 | "CAST, PLASTER OF PARIS, ORTHOPEDIC, SIZE: 5 X 270 CM, INDIVIDUALLY WRAPPED" | GENERAL MEDICAL SUPPLIES (NURSING AND BURN UNIT) SUPPLEMENTARY
629 | 4224150606200 | "CAST, PLASTER OF PARIS, ORTHOPEDIC, SIZE: 10 X 270CM, INDIVIDUALLY WRAPPED" | GENERAL MEDICAL SUPPLIES (NURSING AND BURN UNIT) SUPPLEMENTARY
630 | 4224150606300 | "CAST, PLASTER OF PARIS, ORTHOPEDIC, SIZE: 15 X 270CM, INDIVIDUALLY WRAPPED" | GENERAL MEDICAL SUPPLIES (NURSING AND BURN UNIT) SUPPLEMENTARY
631 | 4224150606400 | "CAST, PLASTER OF PARIS, ORTHOPEDIC, SIZE: 20 X 270CM, INDIVIDUALLY WRAPPED" | GENERAL MEDICAL SUPPLIES (NURSING AND BURN UNIT) SUPPLEMENTARY
632 | 4224150606500 | "CAST, PLASTER OF PARIS, ORTHOPEDIC, SIZE:7.5 X 270CM, , INDIVIDUALLY WRAPPED" | GENERAL MEDICAL SUPPLIES (NURSING AND BURN UNIT) SUPPLEMENTARY
633 | 4229180220700 | "FORCEPS, TWEEZERS, PLASTIC, 15CM (+ \-2), DISPOSABLE, STERILE" | GENERAL MEDICAL SUPPLIES (NURSING AND BURN UNIT) SUPPLEMENTARY
634 | 4220400400100 | "PLUG, EAR, NOISE PROTECTION, LATEX FREE" | GENERAL MEDICAL SUPPLIES (NURSING AND BURN UNIT) SUPPLEMENTARY
635 | 4713191000300 | "PORT, HOLES - NEONATE GIRAFFE INCUBATOR, FOR GIRAFFE" | GENERAL MEDICAL SUPPLIES (NURSING AND BURN UNIT) SUPPLEMENTARY
636 | 4229541512100 | "POWDER, BABY, 100 GM, BOTTLE, FRAGMENT FREE" | GENERAL MEDICAL SUPPLIES (NURSING AND BURN UNIT) SUPPLEMENTARY
637 | 4222160500400 | PRIMARY SELECTOR VALVE WITH 24 INLET AND LARGE-BORE OUTLET CONNECTOR FOR BAG | GENERAL MEDICAL SUPPLIES (NURSING AND BURN UNIT) SUPPLEMENTARY
638 | 4412190500000 | "PRINTER, FOOT PRINTER, PROVIDES POSITIVE INFANT IDENTIFICATION WITHOUT MESS, SIMPLY PRESS NEWBORNS FOOT TO THIN SHEET OF MYLAR FILM (ONE SIDE COATED WITH NON-TOXIC BLACK OR BLUE INK) AND LARGE ENOUGH FOR MOTHERS FINGER PRINT, DISPOSABLE" | GENERAL MEDICAL SUPPLIES (NURSING AND BURN UNIT) SUPPLEMENTARY
639 | 4219181400600 | "PROBE, FOR TEMPERATURE, FOR PEDIATRIC SKIN, IT SHOULD BE COMPATIBLE WITH DRAGER, DISPOSABLE" | GENERAL MEDICAL SUPPLIES (NURSING AND BURN UNIT) SUPPLEMENTARY
640 | 4219181400100 | "PROBE, FOR TEMPERATURE, NEONATE, COMPATIBLE WITH GIRAFFE INCUBATOR, DISPOSABLE" | GENERAL MEDICAL SUPPLIES (NURSING AND BURN UNIT) SUPPLEMENTARY
641 | 4219181401600 | "PROBE, FOR TEMPERATURE, SKIN, COMPATIBLE WITH NEONATAL TOTAL BODY COOLING, COMPATIBLE WITH TECOTHERM, NEONATE, DISPOSABLE, STERILE" | GENERAL MEDICAL SUPPLIES (NURSING AND BURN UNIT) SUPPLEMENTARY
642 | 4219181401700 | "PROBE, ORAL TEMPERATURE, FOR THERMOMETER, ELECTRONIC, COMPATIBLE WITH WELCH ALLYN" | GENERAL MEDICAL SUPPLIES (NURSING AND BURN UNIT) SUPPLEMENTARY
643 | 4218220501200 | "PROBE, TEMPERATURE, FOR ESOPHAGEAL OR RECTAL, FOR INTRAVASCULAR TEMPERATURE MANAGEMENT MACHINE, DISPOSABLE, STERILE" | GENERAL MEDICAL SUPPLIES (NURSING AND BURN UNIT) SUPPLEMENTARY
644 | 4218220501400 | "COVER, PLASTIC, FOR ELECTRONIC THERMOMETER PROBE, ONE ELECTRONIC THERMOMETER PER 10000 PROBE MUST BE PROVIDED FREE OF CHARGE" | GENERAL MEDICAL SUPPLIES (NURSING AND BURN UNIT) SUPPLEMENTARY
645 | 4214370500100 | "PROTECTOR, FOR EYE, NEONATAL PHOTOTHERAPY, (MEDIUM), HYDROGEL ADHESIVE, ""KEEPER STRAP"", MADE OF A VERY SOFT FOAM FABRIC, INFANTS MORE THAN 1500 GRAMS, LATEX AND DEHP FREE" | GENERAL MEDICAL SUPPLIES (NURSING AND BURN UNIT) SUPPLEMENTARY
646 | 4214370500000 | "PROTECTOR, EYE, NEONATAL PHOTOTHERAPY, (SMALL), HYDROGEL ADHESIVE, ""KEEPER STRAP"", MADE OF A VERY SOFT FOAM FABRIC, INFANTS LESS THAN 1500 GRAMS, LATEX AND DEHP FREE" | GENERAL MEDICAL SUPPLIES (NURSING AND BURN UNIT) SUPPLEMENTARY
647 | 4214370500200 | "PROTECTOR, HEEL, COTTON STRAP WITH HOOK AND LOOP CLOSURE, UNIVERSAL SIZE, (WOUND AND OSTOMY CARE)" | GENERAL MEDICAL SUPPLIES (NURSING AND BURN UNIT) SUPPLEMENTARY
648 | 4214370500400 | PUMP BREAST MANUAL WASHABLE WITHOUT TUBE BOTTLES FOR MILK STORAGE SHOULD BE PROVIDED AND COMPATIBLE WITH NIPPLES INDIVIDUALLY PACKAGED DISPOSABLE STERILE | GENERAL MEDICAL SUPPLIES (NURSING AND BURN UNIT) SUPPLEMENTARY
649 | 4223150000400 | "PUMP, ENTERAL FEEDING PUMP SET, WITH TUBE, 500 ML, IT SHOULD BE COMPATIBLE WITH HOSPITAL MACHINE" | GENERAL MEDICAL SUPPLIES (NURSING AND BURN UNIT) SUPPLEMENTARY
650 | 4220340330400 | "RAZOR, BLADE, FOR SHAVING, NON-STERILE, DISPOSABLE" | GENERAL MEDICAL SUPPLIES (NURSING AND BURN UNIT) SUPPLEMENTARY
651 | 4214254500100 | "SELF - RIGHTING LUER TIP CAP : LUER SELF - RIGHTING DESIGN FOR SECURE CAPPING OF SYRINGES NON - LATEX MATERIAL, WITHSTANDS FREEZING. RECLOSED AND STORED IN HOOD FOR LATER USE, SPECIFICATIONS : TPE (THERMOPLASTIC ELASTOMERIC)." | GENERAL MEDICAL SUPPLIES (NURSING AND BURN UNIT) SUPPLEMENTARY
652 | 4218232600600 | "SENSOR, HYDROGEL, FOR NEONATAL COMPATIBLE WITH CFM MONITORING OR EQUIVALENT, DISPOSABLE, STERILE" | GENERAL MEDICAL SUPPLIES (NURSING AND BURN UNIT) SUPPLEMENTARY
653 | 4218232600500 | "SENSOR, HYDROGEL, FOR NEONATAL COMPATIBLE WITH OLYMPIC BRAINZ MONITOR (OBM), DISPOSABLE" | GENERAL MEDICAL SUPPLIES (NURSING AND BURN UNIT) SUPPLEMENTARY
654 | 4214271202500 | "SENSOR, SEMI-INVASIVE FOR MONITORING CARDIAC OUTPUT, SHOULD BE COMPATIBLE WITH HOSPITAL MACHINE" | GENERAL MEDICAL SUPPLIES (NURSING AND BURN UNIT) SUPPLEMENTARY
655 | 4222161605200 | "SET EXTENSION, 0.2U AIR ELIMINATING FILTER WITH MALE LEUR CLAMP, STERILE" | GENERAL MEDICAL SUPPLIES (NURSING AND BURN UNIT) SUPPLEMENTARY
656 | 4227250011100 | "SET, ADMINISTRATION, INTRAVENOUS, 68 INCH, TUBING 15 / 20 DROPS / ML, NON VENTED, WITH NEEDLE ADAPTOR LUER LOCK, DISPOSABLE, STERILE" | GENERAL MEDICAL SUPPLIES (NURSING AND BURN UNIT) SUPPLEMENTARY
657 | 4227250011200 | "SET, ADMINISTRATION, ISL LIGHT-SENSITIVE, INFUSION SOLUTION OPAQUE, 250 CM, IT SHOULD BE COMPATIBLE WITH HOSPITAL MACHINE, DISPOSABLE, STERILE" | GENERAL MEDICAL SUPPLIES (NURSING AND BURN UNIT) SUPPLEMENTARY
658 | 4227250011300 | "SET, ADMINISTRATION, NON-VENTED / VENTED, ADD-IMED PRIMARY WITH CHECK VALVE 20 DROPS / ML, IT SHOULD BE COMPATIBLE WITH HOSPITAL MACHINE, STERILE" | GENERAL MEDICAL SUPPLIES (NURSING AND BURN UNIT) SUPPLEMENTARY
659 | 4222230800500 | "SET, BLOOD EXCHANGE TRANSFUSION : 2 SYRINGE 20 ML, 1STOPCOCK 4 - WAYS, 2 CATHETER UMBILICAL, 3 GAUZE SPONGE 50 X 50 MM, 1 SET TRANSFUSION, 1 SYR INGE LUER 10 ML, 1 TUBE EXTENSION FOR EVACUATION OF DISCARDED BLOOD, 1 RULER 15 CM FOR VENOUS PRESSURE MEASUREMENT, 1 DRAPE FENESTRATED, 1 CONTAINER PLASTIC, DISPOSABLE, STERILE" | GENERAL MEDICAL SUPPLIES (NURSING AND BURN UNIT) SUPPLEMENTARY
660 | 4222150403400 | "SET, CATHETER, THERAPY, PERIPHERALLY INSERTED CENTRAL CATHETER (PICC LINE), 4 FRENCH, SINGLE LUMEN, 50-60 CM LENGTH, PEEL AWAY SHEATH 5FRENCH, 21 G NEEDLE, 0.018 INCH GUIDE WIRE, DISPOSABLE, STERILE" | GENERAL MEDICAL SUPPLIES (NURSING AND BURN UNIT) SUPPLEMENTARY
661 | 4222150403500 | "SET, CATHETER, THERAPY, PERIPHERALLY INSERTED CENTRAL CATHETER (PICC LINE), 5 FRENCH, DOUBLE LUMEN, 50-60 CM LENGTH, PEEL AWAY SHEATH 6 FRENCH, 21 G NEEDLE, 0.018 INCH GUIDEWIRE, DISPOSABLE, STERILE" | GENERAL MEDICAL SUPPLIES (NURSING AND BURN UNIT) SUPPLEMENTARY
662 | 4229460601200 | "SET, EXTENSION, LUER LOCK, WITH 3 WAY STOPCOCK, 50 CM, DISPOSABLE, STERILE" | GENERAL MEDICAL SUPPLIES (NURSING AND BURN UNIT) SUPPLEMENTARY
663 | 4229460601300 | SET EXTENSION TUBING FOR PERFUSOR SYRINGE PUMP 1.5 MM 4-4.5 ML PRIMING VOLUME IT SHOULD BE COMPATIBLE WITH HOSPITAL MACHINE D = ISPOSABLE STERILE | GENERAL MEDICAL SUPPLIES (NURSING AND BURN UNIT) SUPPLEMENTARY
664 | 4222230800600 | "SET, FOR BLOOD ADMINISTRATION, PYROGEN FREE, COMPLETE WITH 100 ML GRADUATED CHAMBER, WITH FILTER 180-200MICRON DISPOSABLE, STERILE" | GENERAL MEDICAL SUPPLIES (NURSING AND BURN UNIT) SUPPLEMENTARY
665 | 4222230800700 | "SET, FOR BLOOD ADMINISTRATION, PYROGEN FREE, SUITABLE FOR USE WITH BLOOD BAG, PACKING: EACH SET INDIVIDUALLY PACKED, DISPOSABLE, STERILE" | GENERAL MEDICAL SUPPLIES (NURSING AND BURN UNIT) SUPPLEMENTARY
666 | 4222230100000 | "SET, FOR BLOOD TRANSFUSION, MUST HAVE VENTED SPIKE FOR GLASS BOTTLES, SHARP PIERCING SPIKE: EASY PENETRATION, EMPTIES LEAVING NO RESIDUE, BACT ERIA TIGHT VENTING, DRIP CHAMBER, LATEX-FREE AND EO STERILIZED, FILTER AREA 10 CM" | GENERAL MEDICAL SUPPLIES (NURSING AND BURN UNIT) SUPPLEMENTARY
667 | 4223161300100 | "SET, FOR GASTRIC LAVAGE, TUBE 36 FRENCH, CLOSED END, 4 NON-OPPOSING EYE, 150 CM, DISPOSABLE, STERILE" | GENERAL MEDICAL SUPPLIES (NURSING AND BURN UNIT) SUPPLEMENTARY
668 | 4215190202100 | "SET, FOR ORAL CARE, CONSIST OF : ONE TRAY COMPARTMENTS, 10 ORAL COTTON SWABS, ONE WOODEN SPATULA, TWO GAUZE SWABS 10 X 10 CM, DISPOSABLE BAG W ITH PLASTIC TIE" | GENERAL MEDICAL SUPPLIES (NURSING AND BURN UNIT) SUPPLEMENTARY
669 | 4215190201900 | SET FOR ORAL CARE : CLEANS AND MOISTURIZE THE ORAL CAVITY UP TO THREE TIMES A DAY THE SYSTEM IS CONVENIENTLY DIVIDED INTO PULL AWAY SECTIONS THAT CONTAIN THE SUCTION TOOLS APPLICATOR SWABS ANTISEPTIC RINSES AND MOUTH MOISTURIZERS NEEDED FOR EACH SESSION OF ORAL CARE USED IN OR /ICU./ER PATIENT WITH CONTINUE VENTILATOR MOSTLY SYSTEM INCLUDE : 1 - COVERED YANKAUER 3 - PACKAGES OF 1 SUCTION TOOTHBRUSH WITH SODIUM BICARBONATE ANTISEPTIC ORAL RINSE MOUTH MOISTURIZER AND APPLICATOR SWAB | GENERAL MEDICAL SUPPLIES (NURSING AND BURN UNIT) SUPPLEMENTARY
670 | 4214270212100 | "SET, FOR URINARY CATHETER: SIZE 5.0 FRENCH (WITHOUT IODINE) WITH SILICONE URINARY CATHETER, MUST BE ENCASED RADIOPAQUE STRIPE, SOFT, ROUNDED TI P, STOPCOCK WITH LATEX-FREE, INJECTION SITE, 150 ML COLLECTION BURETTE WITH DRAINAGE STOPCOCK, SET CONTENTS, PRE-ASSEMBLED SET (WITH SILICONE URINARY CATHETER 5FR AND BURETTE) POVIDONE-IODINE SWABSTICKS, STERILE SURGICAL LUBRICANT, TOWEL, FENESTRATED DRAPE." | GENERAL MEDICAL SUPPLIES (NURSING AND BURN UNIT) SUPPLEMENTARY
671 | 4214270224100 | SET I.V. ADMINISTRATION FOR BAXTER INFUSION PUMP DISPOSABLE STERILE | GENERAL MEDICAL SUPPLIES (NURSING AND BURN UNIT) SUPPLEMENTARY
672 | 4214270224200 | "SET, IV ADMINISTRATION, SCALP VEIN, 21 G X 3 / 4 TUBING 7-12 INCH, WITH LUER LOCK, DISPOSABLE, STERILE" | GENERAL MEDICAL SUPPLIES (NURSING AND BURN UNIT) SUPPLEMENTARY
673 | 4214270224300 | "SET, IV EXTENSION, 30 CM, WITH INTEGRATED 0.2 MICRON MEDICATION FILTER, LATEX FREE, NEEDLE FREE, NON DEHP SPLIT SEPTUM PORTS, STERILE, DISPOSABLE" | GENERAL MEDICAL SUPPLIES (NURSING AND BURN UNIT) SUPPLEMENTARY
674 | 4214270224400 | "SET, IV EXTENSION, 30 CM, WITH INTEGRATED 1.2 MICRON LIPID COMPATIBLE FILTER, LATEX FREE, NEEDLE FREE NONDEHP SPLIT SEPTUM PORTS, STERILE, DISPOSABLE" | GENERAL MEDICAL SUPPLIES (NURSING AND BURN UNIT) SUPPLEMENTARY
675 | 4214270224500 | SET, IV EXTENSION, SECONDARY MEDICATION LINE, LATEX FREE, NEEDLE FREE, NON DEHP, DISPOSABLE, STERILE | GENERAL MEDICAL SUPPLIES (NURSING AND BURN UNIT) SUPPLEMENTARY
676 | 4222161605800 | "SET, IV, EXTENSION, TUBE, PVC, LENGTH 100CM, MALE AND FEMALE LUER LOCK, STERILE, DISPOSABLE" | GENERAL MEDICAL SUPPLIES (NURSING AND BURN UNIT) SUPPLEMENTARY
677 | 4214270224600 | "SET, I.V. PUMP BURETTE, 150 ML, VENTED, LATEX FREE, NEEDLE FREE, NON DEHP SPLIT SEPTUM PORTS, COMPATIBLE WITH HOSPITAL MACHINE, DISPOSABLE, STERILE" | GENERAL MEDICAL SUPPLIES (NURSING AND BURN UNIT) SUPPLEMENTARY
678 | 4214270224700 | "SET, IV PUMP, CHEMOTHERAPY, SECONDARY MEDICATION LOCKING LUER CONNECTOR, LIGHT-SENSITIVE, NON PVC, LATEX FREE, NEEDLE FREE, NON DEHP, WITH MIXING ACCESS, DISPOSABLE, STERILE" | GENERAL MEDICAL SUPPLIES (NURSING AND BURN UNIT) SUPPLEMENTARY
679 | 4214270224800 | "SET, IV PUMP, FOR CHEMOTHERAPY, 4 LOCKING LUER ACCESS PORTS, ABOVE THE DRIP CHAMBER, LIGHT-SENSITIVE, NON PVC, LATEX FREE, NEEDLE FREE, NONDEHP SPLIT SEPTUM PORTS, DISPOSABLE, STERILE" | GENERAL MEDICAL SUPPLIES (NURSING AND BURN UNIT) SUPPLEMENTARY
680 | 4222151209700 | "SET, IV SOLUTION ADMINISTRATION PVC, MACRODRIP 20 DROPS / 1 ML, PYROGEN FREE HYDROPHOBIC ADEQUATE AIR VENT, FILTER 15 MICRON, FLOW CONTRO L ROLLER CLAMP, TUBING NOT LESS THAN 1.8 METER AND DIAMETER I.D 3MM AND O.D 4.1 MM, FITTED WITH NEEDLE G21 TO LUER LOCK DEVICE FOR INJECTION OF DRUGS WITH Y-INJECTION SITE PORT, WITH PEAL OFF PACKING, DISPOSABLE, STERILE" | GENERAL MEDICAL SUPPLIES (NURSING AND BURN UNIT) SUPPLEMENTARY
681 | 4222151213200 | "SET, IV SOLUTION ADMINISTRATION PVC, MICRODRIP, PYROGEN FREE WITH SAFETY VALVE AND 100 ML MEASURING CHAMBER, LUER LOCK DEVICE, FOR INJECTION OF DRUGS, DISPOSABLE, STERILE" | GENERAL MEDICAL SUPPLIES (NURSING AND BURN UNIT) SUPPLEMENTARY
682 | 4222151213300 | "SET, IV SOLUTION ADMINISTRATION PVC, MICRODRIP, PYROGEN FREE WITH SAFETY VALVE AND 150 ML MEASURING CHAMBER, LUER LOCK DEVICE FOR INJECTI ON OF DRUGS, DISPOSABLE, STERILE" | GENERAL MEDICAL SUPPLIES (NURSING AND BURN UNIT) SUPPLEMENTARY
683 | 4222151210800 | "SET, IV SOLUTION ADMINISTRATION PVC, TUBING WITH VENTED DRIPPING CHAMBER MICRODRIP 60 DROPS / 1ML, PYROGEN FREE, COMPLETE, LENGTH NOT LESS THAN 120 CM, LUER LOCK DEVICE FOR INJECTION OF DRUGS, DISPOSABLE, STERILE" | GENERAL MEDICAL SUPPLIES (NURSING AND BURN UNIT) SUPPLEMENTARY
684 | 4222151213400 | "NEEDLE, BUTTERFLY, 23 G X 0.75 INCH, WINGED, WITH SAFETY, LUER LOCK ADAPTOR, STERILE" | GENERAL MEDICAL SUPPLIES (NURSING AND BURN UNIT) SUPPLEMENTARY
685 | 4222151211300 | "EXTENSION TUBE, 30CM LENGTH, WITH SLIDE CLAMP AND SECURE LOCK, MALE ADAPTOR, DISPOSABLE, STERILE" | GENERAL MEDICAL SUPPLIES (NURSING AND BURN UNIT) SUPPLEMENTARY
686 | 4222151211400 | EXTENSION TUBE (T CONNECTOR), MICROBORE, NONPYROGENIC, WITH SLIDE CLAMP, LENGTH 10-20 CM, DISPOSABLE, STERILE | GENERAL MEDICAL SUPPLIES (NURSING AND BURN UNIT) SUPPLEMENTARY
687 | 4218192001700 | "SET, INTRA - ABDOMINAL PRESSURE, COMPLETE (IAP MONITORING DEVICE MUST BE PROVIDED FREE OF CHARGE), AUTO VALVE, 20 ML, 3 RING SYRINGE WITH PROTECTIVE SILICONE SLAVE, DOUBLE CHECK VALVE, TUBING AND SPIKE FOR STERILE BAG CONNECTION, INFUSION AND PRESSURE TRANSDUCER TUBING, ZEROING STOPCOCK, STERILE DRAPE, LATEX FREE, DISPOSABLE, STERILE" | GENERAL MEDICAL SUPPLIES (NURSING AND BURN UNIT) SUPPLEMENTARY
688 | 4218190800800 | SET MIXING GRAVITY 3-WAY FILLING WITH BAG 1000 ML PARENTERAL NUTRITION DISPOSABLE STERILE | GENERAL MEDICAL SUPPLIES (NURSING AND BURN UNIT) SUPPLEMENTARY
689 | 4222150500600 | "NEEDLE, SCALP VEIN INFUSION (I.V. BUTTERFLY WITH WINGS) NEEDLE 24 G, LUER SLIP AND LOCK, POLYPROPYLENE NEEDLE HUB, NON-TOXIC, NON-PYROGENIC, DISPOSABLE, STERILE" | GENERAL MEDICAL SUPPLIES (NURSING AND BURN UNIT) SUPPLEMENTARY
690 | 4222150500500 | "NEEDLE, SCALP VEIN INFUSION (I.V. BUTTERFLY WITH WINGS) NEEDLE 26 G, LUER SLIP AND LOCK, POLYPROPYLENE NEEDLE HUB, NON-TOXIC, NON-PYROGENIC, DISPOSABLE, STERILE" | GENERAL MEDICAL SUPPLIES (NURSING AND BURN UNIT) SUPPLEMENTARY
691 | 4214273100600 | "NEEDLE, HUBER, SAFETY, FOR INFUSION, 22G X 1 INCH, DISPOSABLE, STERILE" | GENERAL MEDICAL SUPPLIES (NURSING AND BURN UNIT) SUPPLEMENTARY
692 | 4222150500000 | "NEEDLE, SCALP VEIN, 1-2 CM, LUER LOCK, 30 CM LONG TUBE AND PLUG, SIZE: G 19, PEEL PACK PACKING, DISPOSABLE, STERILE" | GENERAL MEDICAL SUPPLIES (NURSING AND BURN UNIT) SUPPLEMENTARY
693 | 4222150500100 | "NEEDLE, SCALP VEIN, 1-2 CM, LUER LOCK, 30 CM LONG TUBE AND PLUG, SIZE: G 21, PEEL PACK PACKING, DISPOSABLE, STERILE" | GENERAL MEDICAL SUPPLIES (NURSING AND BURN UNIT) SUPPLEMENTARY
694 | 4222150500200 | "NEEDLE, SCALP VEIN, 1-2 CM, LUER LOCK, 30 CM LONG TUBE AND PLUG, SIZE: G 23, PEEL PACK PACKING, DISPOSABLE, STERILE" | GENERAL MEDICAL SUPPLIES (NURSING AND BURN UNIT) SUPPLEMENTARY
695 | 4222150500300 | "NEEDLE, SCALP VEIN, 1-2 CM, LUER LOCK, 30 CM LONG TUBE AND PLUG, SIZE: G 25, PEEL PACK PACKING, DISPOSABLE, STERILE" | GENERAL MEDICAL SUPPLIES (NURSING AND BURN UNIT) SUPPLEMENTARY
696 | 4222150500400 | "NEEDLE, SCALP VEIN, 1-2 CM, LUER LOCK, 30 CM LONG TUBE AND PLUG, SIZE: G 27, PEEL PACK PACKING, DISPOSABLE, STERILE" | GENERAL MEDICAL SUPPLIES (NURSING AND BURN UNIT) SUPPLEMENTARY
697 | 4229542801300 | "SET, SUCTION, YANKAUER CROWN TIP, WITH CONTROL VALVE, AND TUBING FUNNEL TIP, TUBE LENGTH 180-200 CM, DISPOSABLE, STERILE" | GENERAL MEDICAL SUPPLIES (NURSING AND BURN UNIT) SUPPLEMENTARY
698 | 4231220701400 | SET, SUTURE, REMOVAL, CONSISTS OF: 1 PLASTIC FORCEP, 1 STITCH SCISSORS, 3 SWAB GAUZE 5 X 5 CM, DISPOSABLE, STERILE | GENERAL MEDICAL SUPPLIES (NURSING AND BURN UNIT) SUPPLEMENTARY
699 | 5313162800000 | "SHAMPOO, BABY, HYPOALLERGENIC, PH-NEUTRAL, ALCOHOL FREE, 50 ML, INDIVIDUALLY PACKED" | GENERAL MEDICAL SUPPLIES (NURSING AND BURN UNIT) SUPPLEMENTARY
700 | 4213210300000 | "SHEET, ABSORBENT, BABY RECEIVING BLANKET FOR USE WITH C - SECTIONS, DOUBLE LAYER, 52 X 70 INCH OR 132 X 178 CM, 1 PER PACKAGE, DISPOSABLE, STERILE" | GENERAL MEDICAL SUPPLIES (NURSING AND BURN UNIT) SUPPLEMENTARY
701 | 4229511600100 | "SHEET, STICKY MAT, BLUE, SIZE 90X 60 CM (+/- 10CM)" | GENERAL MEDICAL SUPPLIES (NURSING AND BURN UNIT) SUPPLEMENTARY
702 | 4618180300000 | "SHIELD, EYE SHIELD CARTELLA, NON-ALLERGENIC, MADE OF CLEAR, PERFORATED, PLASTIC, DISPOSABLE" | GENERAL MEDICAL SUPPLIES (NURSING AND BURN UNIT) SUPPLEMENTARY
703 | 4221161100000 | "SITZ BATH GOLD COLOUR, HARD PLASTIC WITH 2000CC BAG GRADUATED WITH LONG TUBING FOR PERSONAL USE OF MATERNITY PATIENTS, INDIVIDUALLY PACKED, SINGLE USE" | GENERAL MEDICAL SUPPLIES (NURSING AND BURN UNIT) SUPPLEMENTARY
704 | 4229480500500 | "SLING, ARM, VERSATILE MATERIAL, SOFT FOAM WITH FASTENERS COLLAR AND CUFF, 5-7 CM X 6 M, 2 ROLL, " | GENERAL MEDICAL SUPPLIES (NURSING AND BURN UNIT) SUPPLEMENTARY
705 | 4229480500900 | "SLIPPER, NON - SKID, RUBBER SOLE, STRETCHABLE, LIGHT WEIGHT, WASHABLE, ADULT, SIZE: XX- LARGE, DISPOSABLE" | GENERAL MEDICAL SUPPLIES (NURSING AND BURN UNIT) SUPPLEMENTARY
706 | 4229480501000 | "SLIPPER, NON - SKID, RUBBER SOLE, STRETCHABLE, LIGHT WEIGHT, WASHABLE, ADULT, SIZE: X-LARGE, DISPOSABLE" | GENERAL MEDICAL SUPPLIES (NURSING AND BURN UNIT) SUPPLEMENTARY
707 | 4229480501100 | "SLIPPER, NON - SKID, RUBBER SOLE, STRETCHABLE, LIGHT WEIGHT, WASHABLE, ADULT, SIZE: LARGE, DISPOSABLE" | GENERAL MEDICAL SUPPLIES (NURSING AND BURN UNIT) SUPPLEMENTARY
708 | 4229480501200 | "SLIPPER, NON - SKID, RUBBER SOLE, STRETCHABLE, LIGHT WEIGHT, WASHABLE, ADULT, SIZE: MEDIUM, DISPOSABLE" | GENERAL MEDICAL SUPPLIES (NURSING AND BURN UNIT) SUPPLEMENTARY
709 | 4229480501300 | "SLIPPER, NON - SKID, RUBBER SOLE, STRETCHABLE, LIGHT WEIGHT, WASHABLE, ADULT, SIZE: SMALL, DISPOSABLE" | GENERAL MEDICAL SUPPLIES (NURSING AND BURN UNIT) SUPPLEMENTARY
710 | 4229480501400 | "SLIPPER, NON - SKID, RUBBER SOLE, STRETCHABLE, LIGHT WEIGHT, WASHABLE, PEDIATRIC, SIZE: X- LARGE, DISPOSABLE" | GENERAL MEDICAL SUPPLIES (NURSING AND BURN UNIT) SUPPLEMENTARY
711 | 4229480501500 | "SLIPPER, NON - SKID, RUBBER SOLE, STRETCHABLE, LIGHT WEIGHT, WASHABLE, PEDIATRIC, SIZE: LARGE, DISPOSABLE" | GENERAL MEDICAL SUPPLIES (NURSING AND BURN UNIT) SUPPLEMENTARY
712 | 4229480501600 | "SLIPPER, NON - SKID, RUBBER SOLE, STRETCHABLE, LIGHT WEIGHT, WASHABLE, PEDIATRIC, SIZE: MEDIUM, DISPOSABLE" | GENERAL MEDICAL SUPPLIES (NURSING AND BURN UNIT) SUPPLEMENTARY
713 | 4229480501700 | "SLIPPER, NON - SKID, RUBBER SOLE, STRETCHABLE, LIGHT WEIGHT, WASHABLE, PEDIATRIC, SIZE: SMALL, DISPOSABLE" | GENERAL MEDICAL SUPPLIES (NURSING AND BURN UNIT) SUPPLEMENTARY
714 | 4229480501900 | "SNUGGLE - UPS, MEDIUM, SOFT FIBER, COTTON, INTERLOCK KNOT, REUSABLE, WASHABLE" | GENERAL MEDICAL SUPPLIES (NURSING AND BURN UNIT) SUPPLEMENTARY
715 | 4229480502000 | "SNUGGLE - UPS, SMALL, SOFT FIBER, COTTON, INTERLOCK KNOT, REUSABLE, WASHABLE" | GENERAL MEDICAL SUPPLIES (NURSING AND BURN UNIT) SUPPLEMENTARY
716 | 4222160500600 | SPIKE FOR I.V BAG WITH CHECK VALVE LATEX FREE DISPOSABLE STERILE | GENERAL MEDICAL SUPPLIES (NURSING AND BURN UNIT) SUPPLEMENTARY
717 | 4713190500000 | "SPILL ABSORBENT PAD 45X45CM OR EQUIVALENT WITH INSTANT ABSORPTION CAPACITY OF 1 LITER. USED TO ABSORB BODILY SPILLS ON SURFACES AND FLOORS. PERACETIC ACID GENERATING AND ACTIVE AGAINST ALL KNOWN MICROORGANISMS ASSOCIATED WITH BLOOD, URINE AND FECAL SPILLS INCLUDING BACTERIAL ENDOSPORES AND NON-ENVELOPED VIRUSES, SAFE TO USE ON URINE SPILLS. CONFIRMS TO EN1275, EN1276, EN13/04, EN14348, EN14476, EN14561, EN14562, EN14563 STANDARD'S FOR PATHOGENS ASSOCIATED WITH BODILY SPILLS." | GENERAL MEDICAL SUPPLIES (NURSING AND BURN UNIT) SUPPLEMENTARY
718 | 4218201300900 | "SPLINT, CARDBOARD, 28 - 32 CM, DISPOSABLE" | GENERAL MEDICAL SUPPLIES (NURSING AND BURN UNIT) SUPPLEMENTARY
719 | 4218201301000 | "SPLINT, CARDBOARD, 45 - 48 CM, DISPOSABLE" | GENERAL MEDICAL SUPPLIES (NURSING AND BURN UNIT) SUPPLEMENTARY
720 | 4218201301100 | "SPLINT, CARDBOARD, 60 - 65 CM, DISPOSABLE" | GENERAL MEDICAL SUPPLIES (NURSING AND BURN UNIT) SUPPLEMENTARY
721 | 4224170309000 | "SPONGE, BODY, NO RINSE, ONE STEP CLEANSING, DISPOSABLE, STERILE" | GENERAL MEDICAL SUPPLIES (NURSING AND BURN UNIT) SUPPLEMENTARY
722 | 4229540608400 | "SPONGE, LAPAROTOMY, (100% COTTON), 10 PLY, X-RAY DETECTABLE, WHITE, FOLDED EDGES, NOT LESS THAN 15 THREADS/CM2, BLEACHED, WITH TAIL AND STITCHES TO ALL SIDES, DOUBLE WRAPPED, SIZE: 45 X 45 CM, PACKING: 5 PIECES/PACK, DISPOSABLE, STERILE" | GENERAL MEDICAL SUPPLIES (NURSING AND BURN UNIT) SUPPLEMENTARY
723 | 4229540608600 | "SPONGE, LAPAROTOMY, (100% COTTON), 2 PLY, X-RAY DETECTABLE, WHITE, FOLDED EDGES, NOT LESS THAN 15 THREADS/CM2, BLEACHED, WITH TAIL AND STITCHES TO ALL SIDES, DOUBLE WRAPPED, SIZE: 45 X 45 CM, PACKING: 5 PIECES/PACK, DISPOSABLE, STERILE" | GENERAL MEDICAL SUPPLIES (NURSING AND BURN UNIT) SUPPLEMENTARY
724 | 4229540608500 | "SPONGE, LAPAROTOMY, (100% COTTON), 4 PLY, X-RAY DETECTABLE, WHITE, FOLDED EDGES, NOT LESS THAN 15 THREADS/CM2, BLEACHED, WITH TAIL AND STITCHES TO ALL SIDES, DOUBLE WRAPPED, SIZE: 30 X 30 CM, PACKING: 5 PIECES/PACK, DISPOSABLE, STERILE" | GENERAL MEDICAL SUPPLIES (NURSING AND BURN UNIT) SUPPLEMENTARY
725 | 4229540608700 | "SPONGE, LAPAROTOMY, (100% COTTON), 4 PLY, X-RAY DETECTABLE, WHITE, FOLDED EDGES, NOT LESS THAN 15 THREADS/CM2, BLEACHED, WITH TAIL AND STITCHES TO ALL SIDES, DOUBLE WRAPPED, SIZE: 45 X 45 CM, PACKING: 5 PIECES/PACK, DISPOSABLE, STERILE" | GENERAL MEDICAL SUPPLIES (NURSING AND BURN UNIT) SUPPLEMENTARY
726 | 4231240501000 | "SPONGE, LAPAROTOMY, (100% COTTON), 12 PLY, X-RAY DETECTABLE, WHITE, FOLDED EDGES, NOT LESS THAN 15 THREADS/CM2, BLEACHED, WITH TAIL AND STITCHES TO ALL SIDES, DOUBLE WRAPPED, SIZE: 30 X 30 CM, PACKING: 5 PIECES/PACK, DISPOSABLE, STERILE" | GENERAL MEDICAL SUPPLIES (NURSING AND BURN UNIT) SUPPLEMENTARY
727 | 4229540603700 | "SPONGE, LAPAROTOMY, (100% COTTON), 8 PLY, X-RAY DETECTABLE, WHITE, FOLDED EDGES, NOT LESS THAN 15 THREADS/CM2, BLEACHED, WITH TAIL AND STITCHES TO ALL SIDES, DOUBLE WRAPPED, SIZE: 45 X 45 CM, PACKING: 5 PIECES/PACK, DISPOSABLE, STERILE" | GENERAL MEDICAL SUPPLIES (NURSING AND BURN UNIT) SUPPLEMENTARY
728 | 4229540606500 | SPONGE SYNTHETIC WITH X - RAY DETECTABLE VERY SOFT AND HIGHLY ABSORBENT (NOT LESS THAN 5 TIMES ITS WEIGHT) OR NEUROSURGERY SIZE: 3 X 1/4 INCH DISPOSABLE STERILE | GENERAL MEDICAL SUPPLIES (NURSING AND BURN UNIT) SUPPLEMENTARY
729 | 4229540604900 | "SPONGE, SYNTHETIC WITH X-RAY DETECTABLE, VERY SOFT AND HIGHLY ABSORBENT (NOT LESS THAN 5 TIMES ITS WEIGHT) OR NEUROSURGERY, SIZE: 1 X 1 INCH, D ISPOSABLE, STERILE" | GENERAL MEDICAL SUPPLIES (NURSING AND BURN UNIT) SUPPLEMENTARY
730 | 4229540605900 | "SPONGE, SYNTHETIC WITH X - RAY DETECTABLE, VERY SOFT AND HIGHLY ABSORBENT (NOT LESS THAN 5 TIMES ITS WEIGHT) OR NEUROSURGERY, SIZE: 1/2 X 1/2 IN CH, DISPOSABLE, STERILE" | GENERAL MEDICAL SUPPLIES (NURSING AND BURN UNIT) SUPPLEMENTARY
731 | 4229540604600 | SPONGE SYNTHETIC WITH X-RAY DETECTABLE VERY SOFT AND HIGHLY ABSORBENT (NOT LESS THAN 5 TIMES ITS WEIGHT) OR NEUROSURGERY SIZE: 1/4 X 1/4 IN CH DISPOSABLE STERILE | GENERAL MEDICAL SUPPLIES (NURSING AND BURN UNIT) SUPPLEMENTARY
732 | 4229540605000 | "SPONGE, SYNTHETIC WITH X - RAY DETECTABLE, VERY SOFT AND HIGHLY ABSORBENT (NOT LESS THAN 5 TIMES ITS WEIGHT) OR NEUROSURGERY, SIZE: 2 X 1/2 INCH, DISPOSABLE, STERILE" | GENERAL MEDICAL SUPPLIES (NURSING AND BURN UNIT) SUPPLEMENTARY
733 | 4229540606400 | SPONGE SYNTHETIC WITH X - RAY DETECTABLE VERY SOFT AND HIGHLY ABSORBENT (NOT LESS THAN 5 TIMES ITS WEIGHT) OR NEUROSURGERY SIZE: 3 X 1/2 INCH DISPOSABLE STERILE | GENERAL MEDICAL SUPPLIES (NURSING AND BURN UNIT) SUPPLEMENTARY
734 | 4229540602800 | "SPONGE, SYNTHETIC WITH X - RAY DETECTABLE, VERY SOFT AND HIGHLY ABSORBENT (NOT LESS THAN 5 TIMES ITS WEIGHT) OR NEUROSURGERY, SIZE: 3/4 X 3/4 IN CH, DISPOSABLE, STERILE" | GENERAL MEDICAL SUPPLIES (NURSING AND BURN UNIT) SUPPLEMENTARY
735 | 4229540606800 | SPONGE SYNTHETIC WITH X - RAY DETECTABLE VERY SOFT AND HIGHLY ABSORBENT (NOT LESS THAN 5 TIMES ITS WEIGHT) OR NEUROSURGERY SIZE: 3 X 3 INCH D ISPOSABLE STERILE | GENERAL MEDICAL SUPPLIES (NURSING AND BURN UNIT) SUPPLEMENTARY
736 | 4229451000000 | SPONGE SPEAR FOR MICRO EYE FITTED WITH PLASTIC HANDLE FOR ABSORPTION OF EYE SECRETION ABOUT 10 MM LENGTH STERILE | GENERAL MEDICAL SUPPLIES (NURSING AND BURN UNIT) SUPPLEMENTARY
737 | 4229540601800 | "SPONGE, SYNTHETIC, WITH X-RAY DETECTABLE, VERY SOFT AND HIGHLY ABSORBENT (NOT LESS THAN 5 TIMES ITS WEIGHT) OR NEUROSURGERY, SIZE: 1 X 1/2 INCH, DISPOSABLE, STERILE" | GENERAL MEDICAL SUPPLIES (NURSING AND BURN UNIT) SUPPLEMENTARY
738 | 4220341212200 | "STETHOSCOPE, ADULT, DOUBLE TUBE, CARDIOLOGY, DUAL HEAD, U SHAPE, SOFT SILICONE EAR TIPS, LENGTH 50 -70 CM" | GENERAL MEDICAL SUPPLIES (NURSING AND BURN UNIT) SUPPLEMENTARY
739 | 4220341212300 | "STETHOSCOPE, ADULT, DUAL TUBE, U SHAPE, SOFT SILICONE EAR TIPS, LENGTH 50 -70 CM" | GENERAL MEDICAL SUPPLIES (NURSING AND BURN UNIT) SUPPLEMENTARY
740 | 4220341212400 | "STETHOSCOPE, INFANT, DUAL HEAD, U SHAPE, SOFT SILICONE EAR TIPS, DIAMETER 23MM (+/- 2MM), LENGTH 50 -70 CM" | GENERAL MEDICAL SUPPLIES (NURSING AND BURN UNIT) SUPPLEMENTARY
741 | 4218210300000 | "STETHOSCOPE, LIGHT WEIGHT FOR COMFORT, REMARKABLY DURABLE, YELLOW TUBING, OVERALL LENGTH NOT MORE THAN 35 INCH, INDIVIDUALLY PACKAGED IN A SEALED POLY BAG, DISPOSABLE" | GENERAL MEDICAL SUPPLIES (NURSING AND BURN UNIT) SUPPLEMENTARY
742 | 4221181214600 | "STOCKING, ANTI-EMBOLISM, (OPEN TOES) THIGH LENGTH FOR ADULT, SIZE: LARGE" | GENERAL MEDICAL SUPPLIES (NURSING AND BURN UNIT) SUPPLEMENTARY
743 | 4221181214700 | "STOCKING, ANTI-EMBOLISM, (OPEN TOES) THIGH LENGTH FOR ADULT, SIZE: MEDIUM" | GENERAL MEDICAL SUPPLIES (NURSING AND BURN UNIT) SUPPLEMENTARY
744 | 4221181214300 | "STOCKING, ANTI-EMBOLISM, BELOW KNEE, LARGE" | GENERAL MEDICAL SUPPLIES (NURSING AND BURN UNIT) SUPPLEMENTARY
745 | 4221181212100 | "STOCKING, ANTI-EMBOLISM, BELOW KNEE, MEDIUM" | GENERAL MEDICAL SUPPLIES (NURSING AND BURN UNIT) SUPPLEMENTARY
746 | 4214280210900 | "STOCKING, ANTI-EMBOLISM, BELOW KNEE, SMALL" | GENERAL MEDICAL SUPPLIES (NURSING AND BURN UNIT) SUPPLEMENTARY
747 | 4221181214500 | "STOCKING, ANTI-EMBOLISM, BELOW KNEE, WITH INSPECTION TOE, SIZE: EXTRA LARGE" | GENERAL MEDICAL SUPPLIES (NURSING AND BURN UNIT) SUPPLEMENTARY
748 | 4214280211000 | "STOCKING, ANTI-EMBOLISM, BELOW KNEE, WITH INSPECTION TOE, SIZE: SMALL" | GENERAL MEDICAL SUPPLIES (NURSING AND BURN UNIT) SUPPLEMENTARY
749 | 4214280211100 | "STOCKING, ANTI-EMBOLISM, BELOW KNEE, X-LARGE" | GENERAL MEDICAL SUPPLIES (NURSING AND BURN UNIT) SUPPLEMENTARY
750 | 4214280211600 | "STOCKING, ANTI-EMBOLISM, BELOW KNEE, XX-LARGE" | GENERAL MEDICAL SUPPLIES (NURSING AND BURN UNIT) SUPPLEMENTARY
751 | 4214280211700 | "STOCKING, ANTI-EMBOLISM, BELOW KNEE, XXX-LARGE" | GENERAL MEDICAL SUPPLIES (NURSING AND BURN UNIT) SUPPLEMENTARY
752 | 4214280210000 | "STOCKING, ANTI-EMBOLISM, THIGH LENGTH, LARGE" | GENERAL MEDICAL SUPPLIES (NURSING AND BURN UNIT) SUPPLEMENTARY
753 | 4214280211900 | "STOCKING, ANTI - EMBOLISM, THIGH LENGTH, WITH INSPECTION TOE, SIZE: LARGE" | GENERAL MEDICAL SUPPLIES (NURSING AND BURN UNIT) SUPPLEMENTARY
754 | 4214280212000 | "STOCKING, ANTI - EMBOLISM, THIGH LENGTH, WITH INSPECTION TOE, SIZE: MEDIUM" | GENERAL MEDICAL SUPPLIES (NURSING AND BURN UNIT) SUPPLEMENTARY
755 | 4214280212100 | "STOCKING, ANTI-EMBOLISM, THIGH LENGTH, XX-LARGE" | GENERAL MEDICAL SUPPLIES (NURSING AND BURN UNIT) SUPPLEMENTARY
756 | 4222161201600 | "STOPCOCK, 3-WAYS, HIGH PRESSURE (UP TO 1200 PSI), TRANSPARENT LUER LOCK, WITH TWO FEMALE AND ONE MALE, DISPOSABLE, STERILE" | GENERAL MEDICAL SUPPLIES (NURSING AND BURN UNIT) SUPPLEMENTARY
757 | 4222161200100 | "STOPCOCK, 3-WAYS, TRANSPARENT, LUER LOCK, WITH 10 CM EXTENSION TUBE, KINK RESISTANCE, DISPOSABLE, STERILE" | GENERAL MEDICAL SUPPLIES (NURSING AND BURN UNIT) SUPPLEMENTARY
758 | 4222161900000 | "STOPCOCK, 3-WAYS, TRANSPARENT, LUER LOCK, WITH 25 CM EXTENSION TUBE, KINK RESISTANCE, DISPOSABLE, STERILE" | GENERAL MEDICAL SUPPLIES (NURSING AND BURN UNIT) SUPPLEMENTARY
759 | 4222161200000 | "STOPCOCK, 3-WAYS, TRANSPARENT, LUER LOCK, WITH 30 CM EXTENSION TUBE, KINK RESISTANCE, DISPOSABLE, STERILE" | GENERAL MEDICAL SUPPLIES (NURSING AND BURN UNIT) SUPPLEMENTARY
760 | 4222161900100 | "STOPCOCK, 3-WAYS, TRANSPARENT, LUER LOCK, WITH 80 CM EXTENSION TUBE, KINK RESISTANCE, DISPOSABLE, STERILE" | GENERAL MEDICAL SUPPLIES (NURSING AND BURN UNIT) SUPPLEMENTARY
761 | 4214360500000 | "STRAP, RESTRAINT BODY, DISPOSABLE" | GENERAL MEDICAL SUPPLIES (NURSING AND BURN UNIT) SUPPLEMENTARY
762 | 4214360500100 | "STRAP, RESTRAINT FOR CHEST, DISPOSABLE" | GENERAL MEDICAL SUPPLIES (NURSING AND BURN UNIT) SUPPLEMENTARY
763 | 4110413800300 | "STRAP, RESTRAINT FOR LIMBS, CUFF DIMENSIONS: 13 INCHES LENGTH X 3 INCHES WIDTH, CUFF THICKNESS: 3/8 INCH, STRAP LENGTH: 53 INCHES, MATERIAL: FOAM, WRIST CLOSURE: D-RING, WRIST SIZES: 4 TO 12 INCHES IN CIRCUMFERENCE" | GENERAL MEDICAL SUPPLIES (NURSING AND BURN UNIT) SUPPLEMENTARY
764 | 4220340328700 | "STRAP, RESTRAINT FOR LIMBS, FOAM LINED, VELCRO CLOSURE ADJUSTABLE, INFANT, DISPOSABLE" | GENERAL MEDICAL SUPPLIES (NURSING AND BURN UNIT) SUPPLEMENTARY
765 | 4227201101200 | "SUCTION, CONNECTING, TUBE, UNIVERSAL, WITH INTEGRAL CONNECTORS, FUNNEL ENDS, FEMALE CONNECTORS, NON-CONDUCTIVE, SIZE: I.D.5 MM X 180-200 CM, DISPOSABLE, STERILE" | GENERAL MEDICAL SUPPLIES (NURSING AND BURN UNIT) SUPPLEMENTARY
766 | 4227201101100 | "SUCTION, CONNECTING, TUBE, UNIVERSAL, WITH INTEGRAL CONNECTORS, FUNNEL ENDS, FEMALE CONNECTORS, NON-CONDUCTIVE, SIZE: I.D.7 MM X 180-200 CM, DISPOSABLE, STERILE" | GENERAL MEDICAL SUPPLIES (NURSING AND BURN UNIT) SUPPLEMENTARY
767 | 4227201104500 | "SUCTION, HANDLE, YANKAUER, PLAIN, OPEN TIP, UNVENTED, CLEAR, DISPOSABLE, STERILE" | GENERAL MEDICAL SUPPLIES (NURSING AND BURN UNIT) SUPPLEMENTARY
768 | 4229542800700 | "SET, SUCTION, YANKAUER PLAIN TIP, WITH CONTROL VALVE, AND TUBING FUNNEL TIP, TUBE LENGTH 180-200 CM, DISPOSABLE, STERILE" | GENERAL MEDICAL SUPPLIES (NURSING AND BURN UNIT) SUPPLEMENTARY
769 | 4229542801800 | "SUCTION, TOOTHBRUSH, FOR USE WITH ORAL CARE, PREP" | GENERAL MEDICAL SUPPLIES (NURSING AND BURN UNIT) SUPPLEMENTARY
770 | 4231250300100 | "SUPPORT, SCROTAL WITH LEG STRAPS, COTTON AND RAYON, EXTRA LARGE" | GENERAL MEDICAL SUPPLIES (NURSING AND BURN UNIT) SUPPLEMENTARY
771 | 4231250300200 | "SUPPORT, SCROTAL WITH LEG STRAPS, COTTON AND RAYON, LARGE" | GENERAL MEDICAL SUPPLIES (NURSING AND BURN UNIT) SUPPLEMENTARY
772 | 4231250300000 | "SUPPORT, SCROTAL WITH LEG STRAPS, COTTON AND RAYON, MEDIUM" | GENERAL MEDICAL SUPPLIES (NURSING AND BURN UNIT) SUPPLEMENTARY
773 | 4214280212500 | "SUPPORT, SCROTAL WITH LEG STRAPS, COTTON AND RAYON, SMALL" | GENERAL MEDICAL SUPPLIES (NURSING AND BURN UNIT) SUPPLEMENTARY
774 | 4231151202000 | "GAUZE, SWAB, (100% COTTON), 12 PLY, WHITE, FOLDED EDGES, NOT LESS THAN 15 THREADS/CM 2, BLEACHED, SIZE: 10 X 10 CM, DISPOSABLE, NON - STERILE" | GENERAL MEDICAL SUPPLIES (NURSING AND BURN UNIT) SUPPLEMENTARY
775 | 4231151200100 | "GAUZE, SWAB, (100% COTTON), 12 PLY, WHITE, FOLDED EDGES, NOT LESS THAN 15 THREADS/CM2, BLEACHED, DOUBLE WRAPPED, SIZE: 10 X 10 CM, PACKING 5 PIECES/PACK, DISPOSABLE, STERILE" | GENERAL MEDICAL SUPPLIES (NURSING AND BURN UNIT) SUPPLEMENTARY
776 | 4231250300600 | "GAUZE, SWAB, (100% COTTON), 12 PLY, WHITE, FOLDED EDGES, NOT LESS THAN 15 THREADS/CM2, BLEACHED, DOUBLE WRAPPED, SIZE: 7.5 X 7.5 CM, DISPOSABLE, STERILE" | GENERAL MEDICAL SUPPLIES (NURSING AND BURN UNIT) SUPPLEMENTARY
777 | 4231151200400 | "GAUZE, SWAB, (100% COTTON) 8 PLY, WHITE, FOLDED EDGES, NOT LESS THAN 15 THREADS/CM2, BLEACHED, DOUBLE WRAPPED, SIZE 5 X 5 CM, PACKING 5 PIECES/PACK, DISPOSABLE, STERILE" | GENERAL MEDICAL SUPPLIES (NURSING AND BURN UNIT) SUPPLEMENTARY
778 | 4231151203300 | "SPONGE, LAPAROTOMY, (100% COTTON), 12 PLY, X-RAY DETECTABLE, WHITE, FOLDED EDGES, NOT LESS THAN 15 THREADS/CM2, BLEACHED, WITH TAIL AND STITCHES TO ALL SIDES, DOUBLE WRAPPED, SIZE: 45 X 45 CM, PACKING: 5 PIECES/PACK, DISPOSABLE, STERILE" | GENERAL MEDICAL SUPPLIES (NURSING AND BURN UNIT) SUPPLEMENTARY
779 | 4231151206700 | "GAUZE, SWAB, (100% COTTON), 12 PLY, WHITE, FOLDED EDGES, NOT LESS THAN 15 THREADS/CM 2, BLEACHED, SIZE: 5 X 5 CM, DISPOSABLE, NON - STERILE" | GENERAL MEDICAL SUPPLIES (NURSING AND BURN UNIT) SUPPLEMENTARY
780 | 4231151202900 | "GAUZE, SWAB, (100% COTTON), 12 PLY, WHITE, FOLDED EDGES, NOT LESS THAN 15 THREADS/CM2, BLEACHED, DOUBLE WRAPPED, SIZE: 5 X 5 CM, DISPOSABLE, STERILE" | GENERAL MEDICAL SUPPLIES (NURSING AND BURN UNIT) SUPPLEMENTARY
781 | 4231240500400 | "GAUZE, SWAB, (100% COTTON) 16 PLY, WHITE, FOLDED EDGES, NOT LESS THAN 15 THREADS/CM2, BLEACHED, SIZE: 10 X 10 CM, DISPOSABLE, NON-STERILE" | GENERAL MEDICAL SUPPLIES (NURSING AND BURN UNIT) SUPPLEMENTARY
782 | 4231154507900 | "GAUZE, SWAB, (100% COTTON), 16 PLY, X - RAY DETECTABLE, WHITE, FOLDED EDGES AND STITCHES TO ALL SIDES, NOT LESS THAN 15 THREADS/CM2, BLEACHED, DOUBLE WRAPPED, SIZE: 5 X 5 CM, DISPOSABLE, STERILE" | GENERAL MEDICAL SUPPLIES (NURSING AND BURN UNIT) SUPPLEMENTARY
783 | 4231151206800 | "GAUZE, SWAB, (100% COTTON), 16 PLY, WHITE, FOLDED EDGES, NOT LESS THAN 15 THREADS/CM 2, BLEACHED, SIZE: 5 X 5 CM, DISPOSABLE, NON - STERILE" | GENERAL MEDICAL SUPPLIES (NURSING AND BURN UNIT) SUPPLEMENTARY
784 | 4231151206900 | "GAUZE, SWAB, (100% COTTON), 8 PLY, WHITE, FOLDED EDGES, NOT LESS THAN 15 THREADS/CM 2, BLEACHED, SIZE: 5 X 5 CM, DISPOSABLE, NON - STERILE" | GENERAL MEDICAL SUPPLIES (NURSING AND BURN UNIT) SUPPLEMENTARY
785 | 4231240500500 | "GAUZE, SWAB, (100% COTTON), 12 PLY, X - RAY DETECTABLE, WHITE, FOLDED EDGES AND STITCHES TO ALL SIDES, NOT LESS THAN 15 THREADS/CM2, BLEACHED, DOUBLE WRAPPED, SIZE: 10 X 10 CM, DISPOSABLE, STERILE" | GENERAL MEDICAL SUPPLIES (NURSING AND BURN UNIT) SUPPLEMENTARY
786 | 4231151204200 | "GAUZE, SWAB, (100% COTTON), 16 PLY, X-RAY DETECTABLE, GREEN, FOLDED EDGES, NOT LESS THAN 15 THREADS/CM2, SIZE: 10 X 10 CM, DISPOSABLE, NON-STERILE" | GENERAL MEDICAL SUPPLIES (NURSING AND BURN UNIT) SUPPLEMENTARY
787 | 4231151203700 | "GAUZE, SWAB, (100% COTTON), 16 PLY, X-RAY DETECTABLE, WHITE, FOLDED EDGES, NOT LESS THAN 15 THREADS/CM2, BLEACHED, SIZE: 10 X 20 CM, DISPOSABLE, NON-STERILE" | GENERAL MEDICAL SUPPLIES (NURSING AND BURN UNIT) SUPPLEMENTARY
788 | 4231151203000 | "GAUZE, SWAB, (100% COTTON), 16 PLY, X-RAY DETECTABLE, WHITE, FOLDED EDGES, NOT LESS THAN 15 THREADS/CM2, BLEACHED, SIZE: 10 X 10 CM, 5 PIECES/PACK, DISPOSABLE, NON-STERILE" | GENERAL MEDICAL SUPPLIES (NURSING AND BURN UNIT) SUPPLEMENTARY
789 | 4231250300400 | "GAUZE, SWAB, (100% COTTON), 24 PLY, X - RAY DETECTABLE, WHITE, FOLDED EDGES AND STITCHES TO ALL SIDES, NOT LESS THAN 15 THREADS/CM2, BLEACHED, DOUBLE WRAPPED, SIZE: 10 X 15 CM, DISPOSABLE, STERILE" | GENERAL MEDICAL SUPPLIES (NURSING AND BURN UNIT) SUPPLEMENTARY
790 | 4220340327200 | "SWAB STICK, AMNICATOR, FOR DETECTING RUPTURED AMNIOTIC MEMBRANES, LENGTH 15-20 CM, STERILE" | GENERAL MEDICAL SUPPLIES (NURSING AND BURN UNIT) SUPPLEMENTARY
791 | 5110270703300 | "SWAB STICKS LEMON GLYCERIN, PRE - MOISTENED, DISPOSABLE, STERILE" | GENERAL MEDICAL SUPPLIES (NURSING AND BURN UNIT) SUPPLEMENTARY
792 | 4231250300500 | "GAUZE, SWAB, (100% COTTON), 12 PLY, WHITE, FOLDED EDGES, NOT LESS THAN 15 THREADS/CM 2, BLEACHED, SIZE: 7.5 X 7.5 CM, DISPOSABLE, NON - STERILE" | GENERAL MEDICAL SUPPLIES (NURSING AND BURN UNIT) SUPPLEMENTARY
793 | 4110411601400 | "SWAB, FOR CULTURE, AEROBIC, WITH BACTERIAL TRANSPORT, MEDIUM, STERILE" | GENERAL MEDICAL SUPPLIES (NURSING AND BURN UNIT) SUPPLEMENTARY
794 | 5110270701400 | "SWAB, IMPREGNATED IN 70% ISOPROPYL ALCOHOL, SIZE: NOT LESS THAN 4 X 4 CM, DISPOSABLE, STERILE" | GENERAL MEDICAL SUPPLIES (NURSING AND BURN UNIT) SUPPLEMENTARY
795 | 4214150400000 | SWABS TONSIL X-RAY DETECTABLE MADE OF 16 PLY. OF NOT LESS THAN 20 THREAD/CM FOLDED AND STITCHED DOUBLE WRAPPED SIZE: 2.0 X 15 CM PACKING: 5 PIECES/PACK STERILE | GENERAL MEDICAL SUPPLIES (NURSING AND BURN UNIT) SUPPLEMENTARY
796 | 4214252314900 | "SYRINGE, 1 ML, LUER SLIP, AND FIXED GRADUATION, WITH NEEDLE, G 26 X 3/8 INCH, DISPOSABLE, STERILE" | GENERAL MEDICAL SUPPLIES (NURSING AND BURN UNIT) SUPPLEMENTARY
797 | 4214252314200 | "SYRINGE, 10 ML, LUER LOCK TIP, AND FIXED GRADUATION, WITHOUT NEEDLE, DISPOSABLE, STERILE" | GENERAL MEDICAL SUPPLIES (NURSING AND BURN UNIT) SUPPLEMENTARY
798 | 4214252300100 | "SYRINGE, 10 ML, LUER LOCK TIP, FIXED GRADUATION, WITH NEEDLE, G 21 X 1.5 IN, DISPOSABLE, STERILE" | GENERAL MEDICAL SUPPLIES (NURSING AND BURN UNIT) SUPPLEMENTARY
799 | 4214260801100 | "SYRINGE, 10 ML, LUER LOCK, SAFETY, MANUALLY RETRACTABLE, WITHOUT NEEDLE" | GENERAL MEDICAL SUPPLIES (NURSING AND BURN UNIT) SUPPLEMENTARY
800 | 4214261900400 | "SYRINGE, 10 ML, PREFILLED, WITH 10 ML, 0.9 % SALINE, FOR GENERAL IV FLUSH, DISPOSABLE" | GENERAL MEDICAL SUPPLIES (NURSING AND BURN UNIT) SUPPLEMENTARY
801 | 4214261900600 | "SYRINGE, 10 ML, PREFILLED, WITH 10 ML, 0.9 % SALINE, TO BE USED WITHIN A STERILE FIELD, DISPOSABLE" | GENERAL MEDICAL SUPPLIES (NURSING AND BURN UNIT) SUPPLEMENTARY
802 | 4214252309800 | "SYRINGE, 20 ML, LUER LOCK TIP, AND FIXED GRADUATION, WITHOUT NEEDLE, DISPOSABLE, STERILE" | GENERAL MEDICAL SUPPLIES (NURSING AND BURN UNIT) SUPPLEMENTARY
803 | 4214252300200 | "SYRINGE, 20 ML, LUER LOCK TIP, FIXED GRADUATION, WITH NEEDLE, G 21 X 1.5 IN, DISPOSABLE, STERILE" | GENERAL MEDICAL SUPPLIES (NURSING AND BURN UNIT) SUPPLEMENTARY
804 | 4214260801200 | "SYRINGE, 20 ML, LUER LOCK, SAFETY, MANUALLY RETRACTABLE, WITHOUT NEEDLE" | GENERAL MEDICAL SUPPLIES (NURSING AND BURN UNIT) SUPPLEMENTARY
805 | 4214260801900 | "SYRINGE, 20 ML, SIDE LUER SLIP, AND FIXED GRADUATION, WITHOUT NEEDLE, DISPOSABLE, STERILE" | GENERAL MEDICAL SUPPLIES (NURSING AND BURN UNIT) SUPPLEMENTARY
806 | 4214252315000 | "SYRINGE, 3 ML, CENTRAL LUER SLIP, AND FIXED GRADUATION, WITHOUT NEEDLE, DISPOSABLE, STERILE" | GENERAL MEDICAL SUPPLIES (NURSING AND BURN UNIT) SUPPLEMENTARY
807 | 4214260900700 | "SYRINGE, 3 ML, LUER LOCK TIP, AND FIXED GRADUATION, WITH NEEDLE, G 21 X 1.5 INCH, DISPOSABLE, STERILE" | GENERAL MEDICAL SUPPLIES (NURSING AND BURN UNIT) SUPPLEMENTARY
808 | 4214260900500 | "SYRINGE, 3 ML, LUER LOCK TIP, AND FIXED GRADUATION, WITH NEEDLE, G 22 X 1.5 INCH, DISPOSABLE, STERILE" | GENERAL MEDICAL SUPPLIES (NURSING AND BURN UNIT) SUPPLEMENTARY
809 | 4214252300300 | "SYRINGE, 3 ML, LUER LOCK TIP, AND FIXED GRADUATION, WITH NEEDLE, G 23 X 1.25 INCH, DISPOSABLE, STERILE" | GENERAL MEDICAL SUPPLIES (NURSING AND BURN UNIT) SUPPLEMENTARY
810 | 4214252310500 | "SYRINGE, 3 ML, LUER LOCK TIP, AND FIXED GRADUATION, WITHOUT NEEDLE, DISPOSABLE, STERILE" | GENERAL MEDICAL SUPPLIES (NURSING AND BURN UNIT) SUPPLEMENTARY
811 | 4214252313000 | "SYRINGE, 3 ML, LUER LOCK, SAFETY, MANUALLY RETRACTABLE, WITHOUT NEEDLE" | GENERAL MEDICAL SUPPLIES (NURSING AND BURN UNIT) SUPPLEMENTARY
812 | 4214261900300 | "SYRINGE, 3 ML, PREFILLED, WITH 3 ML, 0.9 % SALINE, FOR GENERAL IV FLUSH, DISPOSABLE" | GENERAL MEDICAL SUPPLIES (NURSING AND BURN UNIT) SUPPLEMENTARY
813 | 4214261900700 | "SYRINGE, 3 ML, PREFILLED, WITH 3 ML, 0.9 % SALINE, TO BE USED WITHIN A STERILE FIELD, DISPOSABLE" | GENERAL MEDICAL SUPPLIES (NURSING AND BURN UNIT) SUPPLEMENTARY
814 | 4214252311500 | "SYRINGE, 30 ML, LUER LOCK TIP, AND FIXED GRADUATION, WITHOUT NEEDLE, DISPOSABLE, STERILE" | GENERAL MEDICAL SUPPLIES (NURSING AND BURN UNIT) SUPPLEMENTARY
815 | 4214260801800 | "SYRINGE, 5 ML, LUER LOCK TIP, AND FIXED GRADUATION, WITH NEEDLE, G 21 X 1.5 INCH, DISPOSABLE, STERILE" | GENERAL MEDICAL SUPPLIES (NURSING AND BURN UNIT) SUPPLEMENTARY
816 | 4214252309600 | "SYRINGE, 5 ML, LUER LOCK TIP, AND FIXED GRADUATION, WITHOUT NEEDLE, DISPOSABLE, STERILE" | GENERAL MEDICAL SUPPLIES (NURSING AND BURN UNIT) SUPPLEMENTARY
817 | 4214252313100 | "SYRINGE, 5 ML, LUER LOCK, SAFETY, MANUALLY RETRACTABLE, WITHOUT NEEDLE" | GENERAL MEDICAL SUPPLIES (NURSING AND BURN UNIT) SUPPLEMENTARY
818 | 4214252314700 | "SYRINGE, 5 ML, CENTRAL LUER SLIP, AND FIXED GRADUATION, WITHOUT NEEDLE, DISPOSABLE, STERILE" | GENERAL MEDICAL SUPPLIES (NURSING AND BURN UNIT) SUPPLEMENTARY
819 | 4214261900500 | "SYRINGE, 5 ML, PREFILLED, WITH 5 ML, 0.9 % SALINE, FOR GENERAL IV FLUSH, DISPOSABLE" | GENERAL MEDICAL SUPPLIES (NURSING AND BURN UNIT) SUPPLEMENTARY
820 | 4231160001600 | "SYRINGE, 5 ML, PREFILLED, WITH 5 ML, 0.9 % SALINE, TO BE USED WITHIN A STERILE FIELD, DISPOSABLE" | GENERAL MEDICAL SUPPLIES (NURSING AND BURN UNIT) SUPPLEMENTARY
821 | 4214260802000 | "SYRINGE, 50 ML, LUER LOCK TIP, AND FIXED GRADUATION, WITHOUT NEEDLE, DISPOSABLE, STERILE" | GENERAL MEDICAL SUPPLIES (NURSING AND BURN UNIT) SUPPLEMENTARY
822 | 4214252300500 | "SYRINGE, 50 ML, SIDE LUER SLIP, AND FIXED GRADUATION, WITHOUT NEEDLE, DISPOSABLE, STERILE" | GENERAL MEDICAL SUPPLIES (NURSING AND BURN UNIT) SUPPLEMENTARY
823 | 4214252300400 | "SYRINGE, 50-60 ML, CATHETER TIP, AND FIXED GRADUATION, DISPOSABLE, STERILE" | GENERAL MEDICAL SUPPLIES (NURSING AND BURN UNIT) SUPPLEMENTARY
824 | 4214252314000 | "SYRINGE, 60 ML, LUER LOCK TIP, AND FIXED GRADUATION, WITHOUT NEEDLE, DISPOSABLE, STERILE" | GENERAL MEDICAL SUPPLIES (NURSING AND BURN UNIT) SUPPLEMENTARY
825 | 4214260800900 | "SYRINGE, AUTO DISABLE, 0.05 OR 0.1 ML, FIXED DOSE, FOR BCG, 3 PIECES, ATTACHED NEEDLE, SIZE: 27 G X 3/8 OR EQUIVALENT, STERILE" | GENERAL MEDICAL SUPPLIES (NURSING AND BURN UNIT) SUPPLEMENTARY
826 | 4214252307100 | "SYRINGE, AUTO DISABLE, 0.5 ML, FIXED DOSE, FOR ALL IMMUNIZATION, EXCEPT BCG, 2 OR 3 PIECES, ATTACHED NEEDLE, SIZE: 25 G X 1 IN, OR EQUIVALENT, STERILE" | GENERAL MEDICAL SUPPLIES (NURSING AND BURN UNIT) SUPPLEMENTARY
827 | 4229350600300 | "SYRINGE, BULB, NEONATE, MANUAL ASPIRATOR, SOFT RUBBER, AND NARROW TIP SYRINGE, LATEX FREE, INDIVIDUALLY PACKED, DISPOSABLE, STERILE" | GENERAL MEDICAL SUPPLIES (NURSING AND BURN UNIT) SUPPLEMENTARY
828 | 4214252300700 | "SYRINGE, FOR INSULIN, 0.3 ML, FIXED GRADUATION, 1:30 UNITS, LATEX FREE, WITH NEEDLE SIZE G 31 X 6 MM, DISPOSABLE, STERILE" | GENERAL MEDICAL SUPPLIES (NURSING AND BURN UNIT) SUPPLEMENTARY
829 | 4214262700100 | "SYRINGE, FOR INSULIN, 0.5 ML, FIXED GRADUATION, 1:100 UNITS, WITH NEEDLE, SIZE: G 29 X 0.5 INCH, DISPOSABLE, STERILE" | GENERAL MEDICAL SUPPLIES (NURSING AND BURN UNIT) SUPPLEMENTARY
830 | 4214252300800 | "SYRINGE, FOR INSULIN, 0.5 ML, FIXED GRADUATION, 1:50 UNITS, LATEX FREE, WITH NEEDLE SIZE: G 31 X 6 MM, DISPOSABLE, STERILE" | GENERAL MEDICAL SUPPLIES (NURSING AND BURN UNIT) SUPPLEMENTARY
831 | 4214252300900 | "SYRINGE, FOR INSULIN, 0.5 ML, FIXED GRADUATION, 1:50 UNITS, LATEX FREE, WITH NEEDLE SIZE: G 31 X 8 MM, DISPOSABLE, STERILE" | GENERAL MEDICAL SUPPLIES (NURSING AND BURN UNIT) SUPPLEMENTARY
832 | 4214261501000 | "SYRINGE, FOR INSULIN, 0.5 ML, FIXED GRADUATION, WITH NEEDLE, SIZE: G 30 X 8 MM, DISPOSABLE, STERILE" | GENERAL MEDICAL SUPPLIES (NURSING AND BURN UNIT) SUPPLEMENTARY
833 | 4214252303100 | "SYRINGE, FOR INSULIN, 1 ML, FIXED GRADUATION, 1:100 UNITS, WITH NEEDLE, SIZE: G 29 X 0.5 INCH, DISPOSABLE, STERILE" | GENERAL MEDICAL SUPPLIES (NURSING AND BURN UNIT) SUPPLEMENTARY
834 | 4214252301100 | "SYRINGE, FOR INSULIN, 1 ML, FIXED GRADUATION, 1:100 UNITS, WITH NEEDLE, SIZE: G 30 X 12.7 MM, DISPOSABLE, STERILE" | GENERAL MEDICAL SUPPLIES (NURSING AND BURN UNIT) SUPPLEMENTARY
835 | 4214252314800 | "SYRINGE, FOR INSULIN, 1 ML, FIXED GRADUATION, 1:100 UNITS, WITH NEEDLE, SIZE: G 31 X 6 MM, DISPOSABLE, STERILE" | GENERAL MEDICAL SUPPLIES (NURSING AND BURN UNIT) SUPPLEMENTARY
836 | 4214252301000 | "SYRINGE, FOR INSULIN, 1 ML, FIXED GRADUATION, 1:100 UNITS, WITH NEEDLE, SIZE: G 31 X 8 MM, DISPOSABLE, STERILE" | GENERAL MEDICAL SUPPLIES (NURSING AND BURN UNIT) SUPPLEMENTARY
837 | 4214261500800 | "SYRINGE, FOR INSULIN, 1 ML, FIXED GRADUATION, WITH NEEDLE, SIZE: G 30 X 8 MM, DISPOSABLE, STERILE" | GENERAL MEDICAL SUPPLIES (NURSING AND BURN UNIT) SUPPLEMENTARY
838 | 4214261000300 | "SYRINGE, ORAL, MEDICATION, 5 ML, CLEAN, WITH SEPARATE RIBBED TIP CAPS, LATEX-FREE, DUAL GRADUATIONS IN MILLILITERS, ORAL FEEDING, LUER TIP, AMBER TINT, DISPOSABLE" | GENERAL MEDICAL SUPPLIES (NURSING AND BURN UNIT) SUPPLEMENTARY
839 | 4214252311600 | "SYRINGE, FOR TUBERCULIN 1 ML, 3 PIECES, LOCK END, AND FIXED GRADUATION, 1 : 100 UNITS, WITH NEEDLE, SIZE: G 26 X 5/8 INCH, DISPOSABLE, STERILE" | GENERAL MEDICAL SUPPLIES (NURSING AND BURN UNIT) SUPPLEMENTARY
840 | 4214260800300 | SYRINGE INJECTOR 200 ML AND COILED LOW PRESSURE CONNECTOR TUBE AND PRIME TUBE AND QUICK FILL TUBE FRONT LOAD FOR MEDRAD OR EQUIVALENT DISPOSABLE STERILE | GENERAL MEDICAL SUPPLIES (NURSING AND BURN UNIT) SUPPLEMENTARY
841 | 4214260800100 | "SYRINGE, INJECTOR, DUAL PACK, WITH 2 X 200 ML SYRINGE, WITH HANDI-FIL, AND 150 CM, COILED Y-TUBE, FOR OPTIVANTAGE CT INJECTOR OR EQUIVALENT, DISPOSABLE, STERILE" | GENERAL MEDICAL SUPPLIES (NURSING AND BURN UNIT) SUPPLEMENTARY
842 | 4214260800000 | "SYRINGE, INJECTOR, DUAL, 2 X 200 ML, AND COILED, LOW PRESSURE, CONNECTOR TUBE, AND PRIME TUBE, AND QUICK FILL TUBE, FRONT LOAD, FOR MEDRAD OR EQUIVALENT, DISPOSABLE, STERILE" | GENERAL MEDICAL SUPPLIES (NURSING AND BURN UNIT) SUPPLEMENTARY
843 | 4214260800400 | "SYRINGE, INJECTOR, MRI KIT, 65 ML, WITH SMALL SPIKE, FOR CONTRAST MEDIA, 115 ML, WITH LARGE SPIKE, FOR SALINE, LOW PRESSURE, CONNECTOR, FOR MEDRAD, MRI INJECTOR, DISPOSABLE, STERILE" | GENERAL MEDICAL SUPPLIES (NURSING AND BURN UNIT) SUPPLEMENTARY
844 | 4214260800200 | "SYRINGE, INJECTOR, MULTIPACK, WITH ONE SYRINGE, 200 ML, WITH HANDI-FIL, AND 150 CM, COILED TUBE, FOR OPTIVANTAGE CT INJECTOR OR EQUIVALENT, DISPOSABLE, STERILE" | GENERAL MEDICAL SUPPLIES (NURSING AND BURN UNIT) SUPPLEMENTARY
845 | 4214260801700 | "SYRINGE, INLET, MUST BE COMPATIBLE WITH TPN COMPOUNDER, EM 2400 OR EQUIVALENT" | GENERAL MEDICAL SUPPLIES (NURSING AND BURN UNIT) SUPPLEMENTARY
846 | 4214261500900 | "SYRINGE, LUER LOCK, CONNECTOR, FEMALE TO FEMALE, RED, STERILE" | GENERAL MEDICAL SUPPLIES (NURSING AND BURN UNIT) SUPPLEMENTARY
847 | 4214261000100 | "SYRINGE, ORAL, MEDICATION, 1 ML, CLEAN, WITH SEPARATE RIBBED TIP CAPS, LATEX-FREE, DUAL GRADUATIONS IN MILLILITERS, ORAL FEEDING, LUER TIP, AMBER TINT, DISPOSABLE" | GENERAL MEDICAL SUPPLIES (NURSING AND BURN UNIT) SUPPLEMENTARY
848 | 4214261000900 | "SYRINGE, ORAL, MEDICATION, 10 ML, CLEAN, WITH SEPARATE RIBBED TIP CAPS, LATEX-FREE, DUAL GRADUATIONS IN MILLILITERS, ORAL FEEDING, LUER TIP, AMBER TINT, DISPOSABLE" | GENERAL MEDICAL SUPPLIES (NURSING AND BURN UNIT) SUPPLEMENTARY
849 | 4214261000200 | "SYRINGE, ORAL, MEDICATION, 20 ML, CLEAN, WITH SEPARATE RIBBED TIP CAPS, LATEX-FREE, DUAL GRADUATIONS IN MILLILITERS, ORAL FEEDING, LUER TIP, AMBER TINT, DISPOSABLE" | GENERAL MEDICAL SUPPLIES (NURSING AND BURN UNIT) SUPPLEMENTARY
850 | 4214261000000 | "SYRINGE, ORAL, MEDICATION, 3 ML, CLEAN, WITH SEPARATE RIBBED TIP CAPS, LATEX-FREE, DUAL GRADUATIONS IN MILLILITERS, ORAL FEEDING, LUER TIP, AMBER TINT, DISPOSABLE" | GENERAL MEDICAL SUPPLIES (NURSING AND BURN UNIT) SUPPLEMENTARY
851 | 4214262300200 | "SYRINGE, ORAL, MEDICATION, 60 ML, CLEAN, WITH SEPARATE RIBBED TIP CAPS, LATEX-FREE, DUAL GRADUATIONS IN MILLILITERS, ORAL FEEDING, LUER TIP, AMBER TINT, DISPOSABLE" | GENERAL MEDICAL SUPPLIES (NURSING AND BURN UNIT) SUPPLEMENTARY
852 | 4214252309900 | "SYRINGE, TUBERCULIN, 1 ML, 25 G X 5/8, SLIP TIP, DISPOSABLE, STERILE" | GENERAL MEDICAL SUPPLIES (NURSING AND BURN UNIT) SUPPLEMENTARY
853 | 4214390101000 | "BOWEL IRRIGATION SYSTEM, FOR FECAL INCONTINENCE AND CONSTIPATION, INCLUDING A PUMP CONTROL, WATER BAG, 2 RECTAL CATHETERS, TUBING, 2 STRAPS" | GENERAL MEDICAL SUPPLIES (NURSING AND BURN UNIT) SUPPLEMENTARY
854 | 4214271500000 | "SYSTEM URINARY DRAINAGE CLOSED CONSISTENT OF: FOLEY CATHETER 2 - WAYS, PURE SILICON 30 - 50 CM LONG WITH TWO LATERAL EYES, BALLOON SIZE : 3 - 5 ML WITH VALVE SUITABLE, TO BE USED WITH SYRINGE LUER LOCK CYLINDRICAL SIZE : FR 14, ATTACHED TO URINE DRAINAGE BAG 2000 ML CAPACITY WITH ABOUT ONE METER LONG TUBE CLEAR AND FIXED NUMERICAL GRADUATION SAMPLE PORT SLIDING T - SHAPE DRAINAGE VALVE ANTI - REFLUX VALVE UNIVERSAL DOUBLE HOOK AND PLASTIC HANGER WITH KINK PREVENTION ROPE AND SHOULD PROVIDE SYRINGE COMPATIBLE WITH THE SAMPLE PORT SLIDE CLAMP SHAPE MUST ALLOW COMPLETE AND EFFICIENT DRAINAGE DISPOSABLE STERILE" | GENERAL MEDICAL SUPPLIES (NURSING AND BURN UNIT) SUPPLEMENTARY
855 | 4214271500100 | "SYSTEM URINARY DRAINAGE CLOSED CONSISTENT OF: FOLEY CATHETER 2 - WAYS, PURE SILICON 30 - 50 CM LONG WITH TWO LATERAL EYES, BALLOON SIZE : 3 - 5 ML WITH VALVE SUITABLE, TO BE USED WITH SYRINGE LUER LOCK CYLINDRICAL SIZE : FR 16, ATTACHED TO URINE DRAINAGE BAG 2000 ML CAPACITY WITH ABOUT ONE METER LONG TUBE CLEAR AND FIXED NUMERICAL GRADUATION SAMPLE PORT SLIDING T - SHAPE DRAINAGE VALVE ANTI - REFLUX VALVE UNIVERSAL DOUBLE HOOK AND PLASTIC HANGER WITH KINK PREVENTION ROPE AND SHOULD PROVIDE SYRINGE COMPATIBLE WITH THE SAMPLE PORT SLIDE CLAMP SHAPE MUST ALLOW COMPLETE AND EFFICIENT DRAINAGE DISPOSABLE STERILE" | GENERAL MEDICAL SUPPLIES (NURSING AND BURN UNIT) SUPPLEMENTARY
856 | 4214271500200 | "SYSTEM URINARY DRAINAGE CLOSED CONSISTENT OF: FOLEY CATHETER 2 - WAYS, PURE SILICON 30 - 50 CM LONG WITH TWO LATERAL EYES, BALLOON SIZE : 3 - 5 ML WITH VALVE SUITABLE, TO BE USED WITH SYRINGE LUER LOCK CYLINDRICAL SIZE : FR 18, ATTACHED TO URINE DRAINAGE BAG 2000 ML CAPACITY WITH ABOUT ONE METER LONG TUBE CLEAR AND FIXED NUMERICAL GRADUATION SAMPLE PORT SLIDING T - SHAPE DRAINAGE VALVE ANTI - REFLUX VALVE UNIVERSAL DOUBLE HOOK AND PLASTIC HANGER WITH KINK PREVENTION ROPE AND SHOULD PROVIDE SYRINGE COMPATIBLE WITH THE SAMPLE PORT SLIDE CLAMP SHAPE MUST ALLOW COMPLETE AND EFFICIENT DRAINAGE DISPOSABLE STERILE" | GENERAL MEDICAL SUPPLIES (NURSING AND BURN UNIT) SUPPLEMENTARY
857 | 4214271500400 | "SYSTEM URINARY DRAINAGE CLOSED CONSISTENT OF: FOLEY CATHETER 2 - WAYS, PURE SILICON 30 - 50 CM LONG WITH TWO LATERAL EYES, BALLOON SIZE : 3 - 5 ML WITH VALVE SUITABLE, TO BE USED WITH SYRINGE LUER LOCK CYLINDRICAL SIZE : FR 22, ATTACHED TO URINE DRAINAGE BAG 2000 ML CAPACITY WITH ABOUT ONE METER LONG TUBE CLEAR AND FIXED NUMERICAL GRADUATION SAMPLE PORT SLIDING T - SHAPE DRAINAGE VALVE ANTI - REFLUX VALVE UNIVERSAL DOUBLE HOOK AND PLASTIC HANGER WITH KINK PREVENTION ROPE AND SHOULD PROVIDE SYRINGE COMPATIBLE WITH THE SAMPLE PORT SLIDE CLAMP SHAPE MUST ALLOW COMPLETE AND EFFICIENT DRAINAGE DISPOSABLE STERILE" | GENERAL MEDICAL SUPPLIES (NURSING AND BURN UNIT) SUPPLEMENTARY
858 | 4712170000300 | "TAB TIE, NYLON, FOR MEDICAL WASTE BAG CLOSURE, 15-20 CM" | GENERAL MEDICAL SUPPLIES (NURSING AND BURN UNIT) SUPPLEMENTARY
859 | 4219260200100 | "CONTAINER, TABLETS, PLASTIC, DISPENSING, CLEAR, BROWN COLOR, CHILD PROOF LOCK, 50 GM" | GENERAL MEDICAL SUPPLIES (NURSING AND BURN UNIT) SUPPLEMENTARY
860 | 4231150002600 | "TAPE, ADHESIVE, HYPOALLERGENIC, NON - WOVEN, SOFT AND STRETCHABLE, SIZE : 15 CM X 10 M APPROXIMATELY, NON STERILE" | GENERAL MEDICAL SUPPLIES (NURSING AND BURN UNIT) SUPPLEMENTARY
861 | 4231150002700 | "TAPE, ADHESIVE, HYPOALLERGENIC, NON - WOVEN, SOFT AND STRETCHABLE, SIZE : 5 CM X 10 M APPROXIMATELY, NON STERILE" | GENERAL MEDICAL SUPPLIES (NURSING AND BURN UNIT) SUPPLEMENTARY
862 | 4231150002900 | "TAPE, ADHESIVE, HYPOALLERGENIC, NON - WOVEN, SOFT AND STRETCHABLE, SIZE : 20 CM X 10 M APPROXIMATELY, NON STERILE" | GENERAL MEDICAL SUPPLIES (NURSING AND BURN UNIT) SUPPLEMENTARY
863 | 4231150003000 | "TAPE, ADHESIVE, HYPOALLERGENIC, NON - WOVEN, SOFT AND STRETCHABLE, SIZE : 30 CM X 10 M APPROXIMATELY, NON STERILE" | GENERAL MEDICAL SUPPLIES (NURSING AND BURN UNIT) SUPPLEMENTARY
864 | 4231150526200 | "TAPE, ADHESIVE, HYPOALLERGENIC, POROUS, TRANSLUCENT, SIZE: 1.25 CM X 9 M APPROXIMATELY" | GENERAL MEDICAL SUPPLIES (NURSING AND BURN UNIT) SUPPLEMENTARY
865 | 4231155202500 | "TAPE, ADHESIVE, HYPOALLERGENIC, POROUS, TRANSLUCENT, SIZE: 10 CM X 9 M APPROXIMATELY" | GENERAL MEDICAL SUPPLIES (NURSING AND BURN UNIT) SUPPLEMENTARY
866 | 4231150526300 | "TAPE, ADHESIVE, HYPOALLERGENIC, POROUS, TRANSLUCENT, SIZE: 2.5 CM X 9 M APPROXIMATELY" | GENERAL MEDICAL SUPPLIES (NURSING AND BURN UNIT) SUPPLEMENTARY
867 | 4231150526400 | "TAPE, ADHESIVE, HYPOALLERGENIC, POROUS, TRANSLUCENT, SIZE: 5 CM X 9 M APPROXIMATELY" | GENERAL MEDICAL SUPPLIES (NURSING AND BURN UNIT) SUPPLEMENTARY
868 | 4231150526100 | "TAPE, ADHESIVE, HYPOALLERGENIC, POROUS, TRANSLUCENT, SIZE: 7.5 CM X 9 M APPROXIMATELY" | GENERAL MEDICAL SUPPLIES (NURSING AND BURN UNIT) SUPPLEMENTARY
869 | 4218270200100 | "TAPE, MEASURING, FOR INTRAOPERATIVE USE, NOT LESS THAN 150 CM, DISPOSABLE, STERILE" | GENERAL MEDICAL SUPPLIES (NURSING AND BURN UNIT) SUPPLEMENTARY
870 | 4218270200000 | "TAPE, MEASURING, INFANT, PAPER, 100 CM LONG, GRADUATED IN 1 CM, INCREMENT, DISPOSABLE" | GENERAL MEDICAL SUPPLIES (NURSING AND BURN UNIT) SUPPLEMENTARY
871 | 4231150513800 | "TAPE, SELF ADHESIVE, HYPOALLERGENIC, SURGICAL, PAPER, SIZE: 1.25 CM X 9 M APPROXIMATELY" | GENERAL MEDICAL SUPPLIES (NURSING AND BURN UNIT) SUPPLEMENTARY
872 | 4231150523200 | "TAPE, SELF ADHESIVE, HYPOALLERGENIC, SURGICAL, PAPER, SIZE: 2.5 CM X 9 M APPROXIMATELY" | GENERAL MEDICAL SUPPLIES (NURSING AND BURN UNIT) SUPPLEMENTARY
873 | 4231155208400 | "TAPE, SELF ADHESIVE, HYPOALLERGENIC, SURGICAL, PAPER, SIZE: 5 CM X 9 M APPROXIMATELY" | GENERAL MEDICAL SUPPLIES (NURSING AND BURN UNIT) SUPPLEMENTARY
874 | 4231155208500 | "TAPE, SELF ADHESIVE, HYPOALLERGENIC, SURGICAL, PAPER, SIZE: 7.5 CM X 9 M APPROXIMATELY" | GENERAL MEDICAL SUPPLIES (NURSING AND BURN UNIT) SUPPLEMENTARY
875 | 4231150502600 | "TAPE, SELF ADHESIVE, SILK, EASILY CUT, WITHOUT SCISSOR, SIZE: 1.25 CM X 9 M APPROXIMATELY" | GENERAL MEDICAL SUPPLIES (NURSING AND BURN UNIT) SUPPLEMENTARY
876 | 4231150526500 | "TAPE, SELF ADHESIVE, SILK, EASILY CUT, WITHOUT SCISSOR, SIZE: 2.5 CM X 9 M APPROXIMATELY" | GENERAL MEDICAL SUPPLIES (NURSING AND BURN UNIT) SUPPLEMENTARY
877 | 4231154609400 | "TAPE, SELF ADHESIVE, SILK, EASILY CUT, WITHOUT SCISSOR, SIZE: 5 CM X 9 M APPROXIMATELY" | GENERAL MEDICAL SUPPLIES (NURSING AND BURN UNIT) SUPPLEMENTARY
878 | 4231155208600 | "TAPE, SELF ADHESIVE, SILK, EASILY CUT, WITHOUT SCISSOR, SIZE: 7.5 CM X 9 M APPROXIMATELY" | GENERAL MEDICAL SUPPLIES (NURSING AND BURN UNIT) SUPPLEMENTARY
879 | 4231150526600 | "TAPE, SELF ADHESIVE, ZINC OXIDE, EASILY CUT, WITHOUT SCISSOR, SIZE: 1.25 CM X 9 M APPROXIMATELY" | GENERAL MEDICAL SUPPLIES (NURSING AND BURN UNIT) SUPPLEMENTARY
880 | 4231150503200 | "TAPE, SELF ADHESIVE, ZINC OXIDE, EASILY CUT, WITHOUT SCISSOR, SIZE: 10 CM X 9 M APPROXIMATELY" | GENERAL MEDICAL SUPPLIES (NURSING AND BURN UNIT) SUPPLEMENTARY
881 | 4231150526700 | "TAPE, SELF ADHESIVE, ZINC OXIDE, EASILY CUT, WITHOUT SCISSOR, SIZE: 2.5 CM X 9 M APPROXIMATELY" | GENERAL MEDICAL SUPPLIES (NURSING AND BURN UNIT) SUPPLEMENTARY
882 | 4231150526800 | "TAPE, SELF ADHESIVE, ZINC OXIDE, EASILY CUT, WITHOUT SCISSOR, SIZE: 5 CM X 9 M APPROXIMATELY" | GENERAL MEDICAL SUPPLIES (NURSING AND BURN UNIT) SUPPLEMENTARY
883 | 4231150526900 | "TAPE, SELF ADHESIVE, ZINC OXIDE, EASILY CUT, WITHOUT SCISSOR, SIZE: 7.5 CM X 9 M APPROXIMATELY" | GENERAL MEDICAL SUPPLIES (NURSING AND BURN UNIT) SUPPLEMENTARY
884 | 5313150600200 | "TIP, FOR SUCTION, ANGLE, SWAB MOUTH CARE, FOR USE WITH ORAL PREP" | GENERAL MEDICAL SUPPLIES (NURSING AND BURN UNIT) SUPPLEMENTARY
885 | 4229542801700 | "SUCTION, HANDLE, YANKAUER, PLAIN, PEDIATRIC ( MINI ), VENTED, CLEAR, DISPOSABLE, STERILE" | GENERAL MEDICAL SUPPLIES (NURSING AND BURN UNIT) SUPPLEMENTARY
886 | 4229542802500 | "SUCTION, HANDLE, YANKAUER, BULB TIP, UNVENTED, CLEAR, DISPOSABLE, STERILE" | GENERAL MEDICAL SUPPLIES (NURSING AND BURN UNIT) SUPPLEMENTARY
887 | 4214160102000 | "TOOTHBRUSH, SOFT BRISTLES, FOR ADULT" | GENERAL MEDICAL SUPPLIES (NURSING AND BURN UNIT) SUPPLEMENTARY
888 | 4214160102100 | "TOOTHBRUSH, SOFT BRISTLES, SIZE: PEDIATRIC" | GENERAL MEDICAL SUPPLIES (NURSING AND BURN UNIT) SUPPLEMENTARY
889 | 4214160102200 | "TOOTHPASTE, WHITE, REGULAR, 10 ML, TUBE" | GENERAL MEDICAL SUPPLIES (NURSING AND BURN UNIT) SUPPLEMENTARY
890 | 4110410400700 | "TOURNIQUET, EMERGENCY AND MILITARY TOURNIQUET FOR BLEEDING CONTROL IN BOTH UPPER AND LOWER LIMBS, RAPIDLY CONTROL THE END BLEEDING OR ARTERIAL BLEEDING WITH ONE HAND, COMPOSITE BUCKLES USED TO RESIST BREAKING FROM IMPACT DURING COLD WEATHER, REGULAR SIZE" | GENERAL MEDICAL SUPPLIES (NURSING AND BURN UNIT) SUPPLEMENTARY
891 | 4110410400000 | "TOURNIQUET, LATEX-FREE MATERIAL, READY TO USE PACKAGE, EASY DRAWING, DISPOSABLE, NON-STERILE" | GENERAL MEDICAL SUPPLIES (NURSING AND BURN UNIT) SUPPLEMENTARY
892 | 4213150200100 | "TOWEL, NON-WOVEN, LARGE, SIZE: ABOUT 30 X 30 CM OR EQUIVALENT, DISPOSABLE, NON-STERILE" | GENERAL MEDICAL SUPPLIES (NURSING AND BURN UNIT) SUPPLEMENTARY
893 | 4218180500000 | "TRANSDUCER, FOR OXIMETER NEONATAL PRESSURE LINE 30CC FLOW WITH 35CM, USE WITH CARDIAC MONITOR STERILE" | GENERAL MEDICAL SUPPLIES (NURSING AND BURN UNIT) SUPPLEMENTARY
894 | 4218191500400 | "TRANSILLUMINATOR, LED LIGHT VEIN LOCATOR" | GENERAL MEDICAL SUPPLIES (NURSING AND BURN UNIT) SUPPLEMENTARY
895 | 4214271501800 | "TRAY, FOR URINARY CATHETERIZATION, CONTAINS : 1 DRAINAGE BAG 1000 ML, 1 UNDER PAD, PLASTIC BACKED, 1 HOSPITAL WRAP, 1 PAIR LATEX - FREE GLOVES, 1 FENESTRATED DRAPE, 1 POVIDONE IODINE PREP SOLUTION, 5 ABSORBENT COTTON BALLS, 1 PREP CUP, 1 FORCEPS, 1 LUBRICATING JELLY 10 ML, 1 PREFILLED INFLATION SYRINGE 10 CC, 1 SPECIMEN CONTAINER AND LABEL, DISPOSABLE, STERILE" | GENERAL MEDICAL SUPPLIES (NURSING AND BURN UNIT) SUPPLEMENTARY
896 | 4228150900100 | "TRAY, INSTRUMENT, COMPRESSED CARDBOARD, 18 X 12 CM (+/- 2 CM), DISPOSABLE" | GENERAL MEDICAL SUPPLIES (NURSING AND BURN UNIT) SUPPLEMENTARY
897 | 4810191500000 | "TRAY, PERSONAL FOR TUMBLER AND CARAFE, SIZE 28 X 16 CM (+/- 2 CM), DISPOSABLE" | GENERAL MEDICAL SUPPLIES (NURSING AND BURN UNIT) SUPPLEMENTARY
898 | 4227192600000 | "TUBE, EVACUATOR TUBE, STOMACH, SALEM SUMP, 10 FRENCH, 90 - 120 CM LONG, STERILE" | GENERAL MEDICAL SUPPLIES (NURSING AND BURN UNIT) SUPPLEMENTARY
899 | 4214310201200 | "TUBE, EVACUATOR TUBE, STOMACH, SALEM SUMP, 12 FRENCH, 90 - 120 CM LONG, STERILE" | GENERAL MEDICAL SUPPLIES (NURSING AND BURN UNIT) SUPPLEMENTARY
900 | 4214310201300 | "TUBE, EVACUATOR TUBE, STOMACH, SALEM SUMP, 14 FRENCH, 100 - 130 CM LONG, STERILE" | GENERAL MEDICAL SUPPLIES (NURSING AND BURN UNIT) SUPPLEMENTARY
901 | 4214310201400 | "TUBE, EVACUATOR TUBE, STOMACH, SALEM SUMP, 16 FRENCH, 100 - 130 CM LONG, STERILE" | GENERAL MEDICAL SUPPLIES (NURSING AND BURN UNIT) SUPPLEMENTARY
902 | 4214310201500 | "TUBE, EVACUATOR TUBE, STOMACH, SALEM SUMP, 18 FRENCH, 100 - 130 CM LONG, STERILE" | GENERAL MEDICAL SUPPLIES (NURSING AND BURN UNIT) SUPPLEMENTARY
903 | 4223160906000 | "TUBE, NASOGASTIRC FEEDING, ENFIT, POLYURETHANE, RADIOPAQUE, SIZE: 04 FRENCH, LENGTH 40-45 CM, DISPOSABLE, STERILE" | GENERAL MEDICAL SUPPLIES (NURSING AND BURN UNIT) SUPPLEMENTARY
904 | 4223160910500 | "TUBE, NASOGASTIRC FEEDING, ENFIT, POLYURETHANE, RADIOPAQUE, SIZE: 05 FRENCH, LENGTH 50-55 CM, DISPOSABLE, STERILE" | GENERAL MEDICAL SUPPLIES (NURSING AND BURN UNIT) SUPPLEMENTARY
905 | 4223160911900 | "TUBE, NASOGASTIRC FEEDING, ENFIT, POLYURETHANE, RADIOPAQUE, SIZE: 08 FRENCH, LENGTH 50-55 CM, DISPOSABLE, STERILE" | GENERAL MEDICAL SUPPLIES (NURSING AND BURN UNIT) SUPPLEMENTARY
906 | 4223160906500 | "TUBE, NASOGASTIRC FEEDING, ENFIT, POLYURETHANE, RADIOPAQUE, SIZE: 12 FRENCH, LENGTH 110-120 CM, DISPOSABLE, STERILE" | GENERAL MEDICAL SUPPLIES (NURSING AND BURN UNIT) SUPPLEMENTARY
907 | 4223160906600 | "TUBE, NASOGASTIRC FEEDING, ENFIT, POLYURETHANE, RADIOPAQUE, SIZE: 14 FRENCH, LENGTH 110-120 CM, DISPOSABLE, STERILE" | GENERAL MEDICAL SUPPLIES (NURSING AND BURN UNIT) SUPPLEMENTARY
908 | 4223160906700 | TUBE, NASOGASTIRC FEEDING, ENFIT, POLYURETHANE, RADIOPAQUE, SIZE: 16 FRENCH, LENGTH 100-120 CM, DISPOSABLE, STERILE | GENERAL MEDICAL SUPPLIES (NURSING AND BURN UNIT) SUPPLEMENTARY
909 | 4223160906800 | TUBE NASOGASTIRC FEEDING ENFIT POLYURETHANE RADIOPAQUE SIZE: 18 FRENCH LENGTH 110-120 CM DISPOSABLE STERILE | GENERAL MEDICAL SUPPLIES (NURSING AND BURN UNIT) SUPPLEMENTARY
910 | 4223160100000 | TUBE GASTROSTOMY WITH ADAPTER MUST ONLY FIT BUTTON AND EXTENSION TUBING INDIVIDUAL USE INDIVIDUALLY PACKAGED DISPOSABLE STERILE | GENERAL MEDICAL SUPPLIES (NURSING AND BURN UNIT) SUPPLEMENTARY
911 | 4223160911700 | "TUBE, INFANT, TUBE FEEDING, SIZE: FR 6, 40-60 CM LONG, RADIO-OPAQUE, WITH NUMERICAL GRADUATION, AT LEAST INTERVAL EVERY 5 CM LONG, DEHP FREE, LATEX FREE, DISPOSABLE, STERILE" | GENERAL MEDICAL SUPPLIES (NURSING AND BURN UNIT) SUPPLEMENTARY
912 | 4223160911600 | "TUBE, INFANT, TUBE FEEDING, SIZE: FR 8, 40-60 CM LONG, RADIO-OPAQUE, WITH NUMERICAL GRADUATION, AT LEAST INTERVAL EVERY 5 CM LONG, DEHP FREE, LATEX FREE, DISPOSABLE, STERILE" | GENERAL MEDICAL SUPPLIES (NURSING AND BURN UNIT) SUPPLEMENTARY
913 | 4223160911100 | "TUBE, INFANT, TUBE FEEDING, SIZE: FR 10, 50-90 CM LONG, RADIO-OPAQUE, WITH NUMERICAL GRADUATION, AT LEAST INTERVAL EVERY 5 CM LONG, DEHP FREE, LATEX FREE, DISPOSABLE, STERILE" | GENERAL MEDICAL SUPPLIES (NURSING AND BURN UNIT) SUPPLEMENTARY
914 | 4223160912000 | "TUBE, INFANT, TUBE FEEDING, SIZE: FR 5, 40-60 CM LONG, RADIO-OPAQUE, WITH NUMERICAL GRADUATION, AT LEAST INTERVAL EVERY 5 CM LONG, DEHP FREE, LATEX FREE, DISPOSABLE, STERILE" | GENERAL MEDICAL SUPPLIES (NURSING AND BURN UNIT) SUPPLEMENTARY
915 | 4223160908800 | "TUBE, INLET, NON-VENTED, HIGH VOLUME TUBE, FOR CONNECTION FROM BAG OR VENTED BOTTLE TO SELECTOR VALVE, STERILE" | GENERAL MEDICAL SUPPLIES (NURSING AND BURN UNIT) SUPPLEMENTARY
916 | 4223160908900 | "TUBE, INLET, VENTED, HIGH VOLUME TUBE, FOR CONNECTION FROM NON-VENTED BOTTLE TO SELECTOR VALVE" | GENERAL MEDICAL SUPPLIES (NURSING AND BURN UNIT) SUPPLEMENTARY
917 | 4223160909000 | "TUBE, INLET, VENTED, MICRO VOLUME, TPN, STERILE" | GENERAL MEDICAL SUPPLIES (NURSING AND BURN UNIT) SUPPLEMENTARY
918 | 4214390300600 | "TUBE, RECTAL / FLATUS, PLASTIC, SIZE: FG 26, 40 - 60 CM LONG, DISPOSABLE, STERILE" | GENERAL MEDICAL SUPPLIES (NURSING AND BURN UNIT) SUPPLEMENTARY
919 | 4214390300700 | "TUBE, RECTAL / FLATUS, PLASTIC, SIZE: FG 28, 40 - 60 CM LONG, DISPOSABLE, STERILE" | GENERAL MEDICAL SUPPLIES (NURSING AND BURN UNIT) SUPPLEMENTARY
920 | 4223170101200 | TUBE, NASOGASTRIC FEEDING, RYLES PVC, SIZE: FR 08, RADIO-OPAQUE, 105-130 CM LONG, GRADUATION 120 CM AT LEAST-INTERVAL EVERY 10 CM, WITH SOFT END, WITH FINGERTIP CLOSURE WITH STOPPER, DISPOSABLE, STERILE | GENERAL MEDICAL SUPPLIES (NURSING AND BURN UNIT) SUPPLEMENTARY
921 | 4223170101800 | TUBE, NASOGASTRIC FEEDING, RYLES PVC, SIZE: FR12, RADIO-OPAQUE, 105-130 CM LONG, GRADUATION 120 CM AT LEAST-INTERVAL EVERY 10 CM, WITH SOFT END, WITH FINGERTIP CLOSURE WITH STOPPER, DISPOSABLE, STERILE | GENERAL MEDICAL SUPPLIES (NURSING AND BURN UNIT) SUPPLEMENTARY
922 | 4223170101400 | TUBE, NASOGASTRIC FEEDING, RYLES PVC, SIZE: FR14, RADIO-OPAQUE, 105-130 CM LONG, GRADUATION 120 CM AT LEAST-INTERVAL EVERY 10 CM, WITH SOFT END, WITH FINGERTIP CLOSURE WITH STOPPER, DISPOSABLE, STERILE | GENERAL MEDICAL SUPPLIES (NURSING AND BURN UNIT) SUPPLEMENTARY
923 | 4223170101500 | TUBE, NASOGASTRIC FEEDING, RYLES PVC, SIZE: FR16, RADIO-OPAQUE, 105-130 CM LONG, GRADUATION 120 CM AT LEAST-INTERVAL EVERY 10 CM, WITH SOFT END, WITH FINGERTIP CLOSURE WITH STOPPER, DISPOSABLE, STERILE | GENERAL MEDICAL SUPPLIES (NURSING AND BURN UNIT) SUPPLEMENTARY
924 | 4223170101700 | TUBE, NASOGASTRIC FEEDING, RYLES PVC, SIZE: FR18, RADIO-OPAQUE, 105-130 CM LONG, GRADUATION 120 CM AT LEAST-INTERVAL EVERY 10 CM, WITH SOFT END, WITH FINGERTIP CLOSURE WITH STOPPER, DISPOSABLE, STERILE | GENERAL MEDICAL SUPPLIES (NURSING AND BURN UNIT) SUPPLEMENTARY
925 | 4223170101600 | TUBE, NASOGASTRIC FEEDING, RYLES PVC, SIZE: FR20, RADIO-OPAQUE, 105-130 CM LONG, GRADUATION 120 CM AT LEAST-INTERVAL EVERY 10 CM, WITH SOFT END, WITH FINGERTIP CLOSURE WITH STOPPER, DISPOSABLE, STERILE | GENERAL MEDICAL SUPPLIES (NURSING AND BURN UNIT) SUPPLEMENTARY
926 | 4227190200200 | "TUBE, SENGSTAKEN, RUBBER, RADIOPAQUE, LENGTH 120 CM, GRADUATED EVERY 5 CM WITH 3 LATERAL EYES AT DISTAL END WITH 350 ML (AT LEAS T) GASTRIC BALLOON, 100 ML(AT LEAST) ESOPHAGEAL BALLOON AND PRESSURE CONTROLLING VALVE, SIZE: FG 21, DISPOSABLE, STERILE" | GENERAL MEDICAL SUPPLIES (NURSING AND BURN UNIT) SUPPLEMENTARY
927 | 4227190200000 | "TUBE, SENGSTAKEN, RUBBER, RADIOPAQUE, LENGTH 120 CM, GRADUATED EVERY 5 CM WITH 3 LATERAL EYES AT DISTAL END WITH 350 ML (AT LEAST) GASTRIC BAL LOON, 100 ML(AT LEAST) ESOPHAGEAL BALLOON AND PRESSURE CONTROLLING VALVE, SIZE: FG 15, DISPOSABLE, STERILE" | GENERAL MEDICAL SUPPLIES (NURSING AND BURN UNIT) SUPPLEMENTARY
928 | 4227190200100 | "TUBE, SENGSTAKEN, RUBBER, RADIOPAQUE, LENGTH 120 CM, GRADUATED EVERY 5 CM WITH 3 LATERAL EYES AT DISTAL END WITH 350 ML (AT LEAST) GASTRIC BAL LOON, 100 ML(AT LEAST) ESOPHAGEAL BALLOON AND PRESSURE CONTROLLING VALVE, SIZE: FG 18, DISPOSABLE, STERILE" | GENERAL MEDICAL SUPPLIES (NURSING AND BURN UNIT) SUPPLEMENTARY
929 | 4227192600200 | "TUBE, SUCTION TUBE, CONNECTING, 3-3.5 MM X 30 M, CLEAR, WITH BUBBLE EVERY 90 CM, NON - STERILE" | GENERAL MEDICAL SUPPLIES (NURSING AND BURN UNIT) SUPPLEMENTARY
930 | 4227170503200 | "TUBE, SUCTION TUBE, CONNECTING, 7-7.5 MM X 30 M, CLEAR, WITH BUBBLE EVERY 90 CM, NON - STERILE" | GENERAL MEDICAL SUPPLIES (NURSING AND BURN UNIT) SUPPLEMENTARY
931 | 4223160900300 | "TUBE, TUBE FEEDING GASTROSTOMY, MEDICAL GRADE SILICONE CONSTRUCTION, SILICONE INTERNAL RETENTION BALLOON, EXTERNAL RETENTION RING, UNIVERSAL FEEDING PORT CONNECTOR, MEDICATION PORT, TAPERED DISTAL TIP, DUAL EXIT PORTS, RADIOPAQUE STRIP, SIZE: 12 FRENCH, STERILE" | GENERAL MEDICAL SUPPLIES (NURSING AND BURN UNIT) SUPPLEMENTARY
932 | 4223160905900 | "TUBE, TUBE FEEDING GASTROSTOMY, MEDICAL GRADE SILICONE CONSTRUCTION, SILICONE INTERNAL RETENTION BALLOON, EXTERNAL RETENTION RING, UNIVERSAL FEEDING PORT CONNECTOR, MEDICATION PORT, TAPERED DISTAL TIP, DUAL EXIT PORTS, RADIOPAQUE STRIP, SIZE: 14 FRENCH, STERILE" | GENERAL MEDICAL SUPPLIES (NURSING AND BURN UNIT) SUPPLEMENTARY
933 | 4223160916800 | "TUBE, TUBE FEEDING GASTROSTOMY, MEDICAL GRADE SILICONE CONSTRUCTION, SILICONE INTERNAL RETENTION BALLOON, EXTERNAL RETENTION RING, UNIVERSAL FEEDING PORT CONNECTOR, MEDICATION PORT, TAPERED DISTAL TIP, DUAL EXIT PORTS, RADIOPAQUE STRIP, SIZE: 16 FRENCH, STERILE" | GENERAL MEDICAL SUPPLIES (NURSING AND BURN UNIT) SUPPLEMENTARY
934 | 4223160900400 | "TUBE, TUBE FEEDING GASTROSTOMY, MEDICAL GRADE SILICONE CONSTRUCTION, SILICONE INTERNAL RETENTION BALLOON, EXTERNAL RETENTION RING, UNIVERSAL FEEDING PORT CONNECTOR, MEDICATION PORT, TAPERED DISTAL TIP, DUAL EXIT PORTS, RADIOPAQUE STRIP, SIZE: 18 FRENCH, STERILE" | GENERAL MEDICAL SUPPLIES (NURSING AND BURN UNIT) SUPPLEMENTARY
935 | 4223160918100 | "TUBE, TUBE FEEDING GASTROSTOMY, MEDICAL GRADE SILICONE CONSTRUCTION, SILICONE INTERNAL RETENTION BALLOON, EXTERNAL RETENTION RING, UNIVERSAL FEEDING PORT CONNECTOR, MEDICATION PORT, TAPERED DISTAL TIP, DUAL EXIT PORTS, RADIOPAQUE STRIP, SIZE: 20 FRENCH, STERILE" | GENERAL MEDICAL SUPPLIES (NURSING AND BURN UNIT) SUPPLEMENTARY
936 | 4223160916900 | "TUBE, TUBE FEEDING GASTROSTOMY, MEDICAL GRADE SILICONE CONSTRUCTION, SILICONE INTERNAL RETENTION BALLOON, EXTERNAL RETENTION RING, UNIVERSAL FEEDING PORT CONNECTOR, MEDICATION PORT, TAPERED DISTAL TIP, DUAL EXIT PORTS, RADIOPAQUE STRIP, SIZE: 22 FRENCH, STERILE" | GENERAL MEDICAL SUPPLIES (NURSING AND BURN UNIT) SUPPLEMENTARY
937 | 4223160900500 | "TUBE, TUBE FEEDING GASTROSTOMY, MEDICAL GRADE SILICONE CONSTRUCTION, SILICONE INTERNAL RETENTION BALLOON, EXTERNAL RETENTION RING, UNIVERSAL FEEDING PORT CONNECTOR, MEDICATION PORT, TAPERED DISTAL TIP, DUAL EXIT PORTS, RADIOPAQUE STRIP, SIZE: 24 FRENCH, STERILE" | GENERAL MEDICAL SUPPLIES (NURSING AND BURN UNIT) SUPPLEMENTARY
938 | 4223160909600 | "TUBE, TUBE FEEDING, FULLY RADIOPAQUE, POLYURETHANE, WITH ENFIT MALE CONNECTOR, LENGTH 50-60 CM, SIZE: 8 FRENCH FOR BOTH NEONATE AND PEDIATRIC, COMPATIBLE WITH MRI, DISPOSABLE, STERILE" | GENERAL MEDICAL SUPPLIES (NURSING AND BURN UNIT) SUPPLEMENTARY
939 | 4223160100200 | "TUBE FEEDING, GASTROSTOMY, SIZE: 12 X 1.5 CM, LOW PROFILE, DISPOSABLE, STERILE" | GENERAL MEDICAL SUPPLIES (NURSING AND BURN UNIT) SUPPLEMENTARY
940 | 4223160917700 | "TUBE FEEDING, GASTROSTOMY, SIZE: 12 X 1 CM, LOW PROFILE, DISPOSABLE, STERILE" | GENERAL MEDICAL SUPPLIES (NURSING AND BURN UNIT) SUPPLEMENTARY
941 | 4223160917000 | "TUBE FEEDING, GASTROSTOMY, SIZE: 12 X 1.2 CM, LOW PROFILE, DISPOSABLE, STERILE" | GENERAL MEDICAL SUPPLIES (NURSING AND BURN UNIT) SUPPLEMENTARY
942 | 4223160100300 | "TUBE FEEDING, GASTROSTOMY, SIZE: 12 X 2 CM, LOW PROFILE, DISPOSABLE, STERILE" | GENERAL MEDICAL SUPPLIES (NURSING AND BURN UNIT) SUPPLEMENTARY
943 | 4223160100400 | "TUBE FEEDING, GASTROSTOMY, SIZE: 14 X 1 CM, LOW PROFILE, DISPOSABLE, STERILE" | GENERAL MEDICAL SUPPLIES (NURSING AND BURN UNIT) SUPPLEMENTARY
944 | 4223160920900 | "TUBE FEEDING, GASTROSTOMY, SIZE: 14 X 1.2 CM, LOW PROFILE, DISPOSABLE, STERILE" | GENERAL MEDICAL SUPPLIES (NURSING AND BURN UNIT) SUPPLEMENTARY
945 | 4223160916400 | "TUBE FEEDING, GASTROSTOMY, SIZE: 14 X 1.5 CM, LOW PROFILE, DISPOSABLE, STERILE" | GENERAL MEDICAL SUPPLIES (NURSING AND BURN UNIT) SUPPLEMENTARY
946 | 4223160921000 | "TUBE FEEDING, GASTROSTOMY, SIZE: 14 X 1.7 CM, LOW PROFILE, DISPOSABLE, STERILE" | GENERAL MEDICAL SUPPLIES (NURSING AND BURN UNIT) SUPPLEMENTARY
947 | 4223160100500 | "TUBE FEEDING, GASTROSTOMY, SIZE: 14 X 2 CM, LOW PROFILE, DISPOSABLE, STERILE" | GENERAL MEDICAL SUPPLIES (NURSING AND BURN UNIT) SUPPLEMENTARY
948 | 4223160100600 | "TUBE FEEDING, GASTROSTOMY, SIZE: 14 X 2.5 CM, LOW PROFILE, DISPOSABLE, STERILE" | GENERAL MEDICAL SUPPLIES (NURSING AND BURN UNIT) SUPPLEMENTARY
949 | 4223160919400 | "TUBE FEEDING, GASTROSTOMY, SIZE: 14 X 3 CM, LOW PROFILE, DISPOSABLE, STERILE" | GENERAL MEDICAL SUPPLIES (NURSING AND BURN UNIT) SUPPLEMENTARY
950 | 4223160913400 | "TUBE FEEDING, GASTROSTOMY, SIZE: 14 X 3.5 CM, LOW PROFILE, DISPOSABLE, STERILE" | GENERAL MEDICAL SUPPLIES (NURSING AND BURN UNIT) SUPPLEMENTARY
951 | 4223160913500 | "TUBE FEEDING, GASTROSTOMY, SIZE: 14 X 4 CM, LOW PROFILE, DISPOSABLE, STERILE" | GENERAL MEDICAL SUPPLIES (NURSING AND BURN UNIT) SUPPLEMENTARY
952 | 4223160921100 | "TUBE FEEDING, GASTROSTOMY, SIZE: 14 X 4.5 CM, LOW PROFILE, DISPOSABLE, STERILE" | GENERAL MEDICAL SUPPLIES (NURSING AND BURN UNIT) SUPPLEMENTARY
953 | 4223160921200 | "TUBE FEEDING, GASTROSTOMY, SIZE: 14 X 5 CM, LOW PROFILE, DISPOSABLE, STERILE" | GENERAL MEDICAL SUPPLIES (NURSING AND BURN UNIT) SUPPLEMENTARY
954 | 4223160921300 | "TUBE FEEDING, GASTROSTOMY, SIZE: 16 X 1 CM, LOW PROFILE, DISPOSABLE, STERILE" | GENERAL MEDICAL SUPPLIES (NURSING AND BURN UNIT) SUPPLEMENTARY
955 | 4223160923200 | "TUBE FEEDING, GASTROSTOMY, SIZE: 16 X 1.5 CM, LOW PROFILE, DISPOSABLE, STERILE" | GENERAL MEDICAL SUPPLIES (NURSING AND BURN UNIT) SUPPLEMENTARY
956 | 4223160923300 | "TUBE FEEDING, GASTROSTOMY, SIZE: 16 X 2 CM, LOW PROFILE, DISPOSABLE, STERILE" | GENERAL MEDICAL SUPPLIES (NURSING AND BURN UNIT) SUPPLEMENTARY
957 | 4223160100700 | "TUBE FEEDING, GASTROSTOMY, SIZE: 16 X 2.5 CM, LOW PROFILE, DISPOSABLE, STERILE" | GENERAL MEDICAL SUPPLIES (NURSING AND BURN UNIT) SUPPLEMENTARY
958 | 4223160913600 | "TUBE FEEDING, GASTROSTOMY, SIZE: 16 X 3 CM, LOW PROFILE, DISPOSABLE, STERILE" | GENERAL MEDICAL SUPPLIES (NURSING AND BURN UNIT) SUPPLEMENTARY
959 | 4223160913700 | "TUBE FEEDING, GASTROSTOMY, SIZE: 16 X 3.5 CM, LOW PROFILE, DISPOSABLE, STERILE" | GENERAL MEDICAL SUPPLIES (NURSING AND BURN UNIT) SUPPLEMENTARY
960 | 4223160913800 | "TUBE FEEDING, GASTROSTOMY, SIZE: 16 X 4 CM, LOW PROFILE, DISPOSABLE, STERILE" | GENERAL MEDICAL SUPPLIES (NURSING AND BURN UNIT) SUPPLEMENTARY
961 | 4223160913900 | "TUBE FEEDING, GASTROSTOMY, SIZE: 16 X 4.5 CM, LOW PROFILE, DISPOSABLE, STERILE" | GENERAL MEDICAL SUPPLIES (NURSING AND BURN UNIT) SUPPLEMENTARY
962 | 4223160914000 | "TUBE FEEDING, GASTROSTOMY, SIZE: 16 X 5 CM, LOW PROFILE, DISPOSABLE, STERILE" | GENERAL MEDICAL SUPPLIES (NURSING AND BURN UNIT) SUPPLEMENTARY
963 | 4223160921700 | "TUBE FEEDING, GASTROSTOMY, SIZE: 18 X 1 CM, LOW PROFILE, DISPOSABLE, STERILE" | GENERAL MEDICAL SUPPLIES (NURSING AND BURN UNIT) SUPPLEMENTARY
964 | 4223160921400 | "TUBE FEEDING, GASTROSTOMY, SIZE: 18 X 1.2 CM, LOW PROFILE, DISPOSABLE, STERILE" | GENERAL MEDICAL SUPPLIES (NURSING AND BURN UNIT) SUPPLEMENTARY
965 | 4223160921500 | "TUBE FEEDING, GASTROSTOMY, SIZE: 18 X 1.5 CM, LOW PROFILE, DISPOSABLE, STERILE" | GENERAL MEDICAL SUPPLIES (NURSING AND BURN UNIT) SUPPLEMENTARY
966 | 4223160921600 | "TUBE FEEDING, GASTROSTOMY, SIZE: 18 X 1.7 CM, LOW PROFILE, DISPOSABLE, STERILE" | GENERAL MEDICAL SUPPLIES (NURSING AND BURN UNIT) SUPPLEMENTARY
967 | 4223160923400 | "TUBE FEEDING, GASTROSTOMY, SIZE: 18 X 2 CM, LOW PROFILE, DISPOSABLE, STERILE" | GENERAL MEDICAL SUPPLIES (NURSING AND BURN UNIT) SUPPLEMENTARY
968 | 4223160914100 | "TUBE FEEDING, GASTROSTOMY, SIZE: 18 X 2.5 CM, LOW PROFILE, DISPOSABLE, STERILE" | GENERAL MEDICAL SUPPLIES (NURSING AND BURN UNIT) SUPPLEMENTARY
969 | 4223160914200 | "TUBE FEEDING, GASTROSTOMY, SIZE: 18 X 3 CM, LOW PROFILE, DISPOSABLE, STERILE" | GENERAL MEDICAL SUPPLIES (NURSING AND BURN UNIT) SUPPLEMENTARY
970 | 4223160914300 | "TUBE FEEDING, GASTROSTOMY, SIZE: 18 X 3.5 CM, LOW PROFILE, DISPOSABLE, STERILE" | GENERAL MEDICAL SUPPLIES (NURSING AND BURN UNIT) SUPPLEMENTARY
971 | 4223160914400 | "TUBE FEEDING, GASTROSTOMY, SIZE: 18 X 4 CM, LOW PROFILE, DISPOSABLE, STERILE" | GENERAL MEDICAL SUPPLIES (NURSING AND BURN UNIT) SUPPLEMENTARY
972 | 4223160914500 | "TUBE FEEDING, GASTROSTOMY, SIZE: 18 X 4.5 CM, LOW PROFILE, DISPOSABLE, STERILE" | GENERAL MEDICAL SUPPLIES (NURSING AND BURN UNIT) SUPPLEMENTARY
973 | 4223160914600 | "TUBE FEEDING, GASTROSTOMY, SIZE: 18 X 5 CM, LOW PROFILE, DISPOSABLE, STERILE" | GENERAL MEDICAL SUPPLIES (NURSING AND BURN UNIT) SUPPLEMENTARY
974 | 4223160921900 | "TUBE FEEDING, GASTROSTOMY, SIZE: 20 X 1 CM, LOW PROFILE, DISPOSABLE, STERILE" | GENERAL MEDICAL SUPPLIES (NURSING AND BURN UNIT) SUPPLEMENTARY
975 | 4223160921800 | "TUBE FEEDING, GASTROSTOMY, SIZE: 20 X 1.5 CM, LOW PROFILE, DISPOSABLE, STERILE" | GENERAL MEDICAL SUPPLIES (NURSING AND BURN UNIT) SUPPLEMENTARY
976 | 4223160922100 | "TUBE FEEDING, GASTROSTOMY, SIZE: 20 X 2 CM, LOW PROFILE, DISPOSABLE, STERILE" | GENERAL MEDICAL SUPPLIES (NURSING AND BURN UNIT) SUPPLEMENTARY
977 | 4223160922000 | "TUBE FEEDING, GASTROSTOMY, SIZE: 20 X 2.5 CM, LOW PROFILE, DISPOSABLE, STERILE" | GENERAL MEDICAL SUPPLIES (NURSING AND BURN UNIT) SUPPLEMENTARY
978 | 4223160922300 | "TUBE FEEDING, GASTROSTOMY, SIZE: 20 X 3 CM, LOW PROFILE, DISPOSABLE, STERILE" | GENERAL MEDICAL SUPPLIES (NURSING AND BURN UNIT) SUPPLEMENTARY
979 | 4223160922200 | "TUBE FEEDING, GASTROSTOMY, SIZE: 20 X 3.5 CM, LOW PROFILE, DISPOSABLE, STERILE" | GENERAL MEDICAL SUPPLIES (NURSING AND BURN UNIT) SUPPLEMENTARY
980 | 4223160922500 | "TUBE FEEDING, GASTROSTOMY, SIZE: 20 X 4 CM, LOW PROFILE, DISPOSABLE, STERILE" | GENERAL MEDICAL SUPPLIES (NURSING AND BURN UNIT) SUPPLEMENTARY
981 | 4223160922400 | "TUBE FEEDING, GASTROSTOMY, SIZE: 20 X 4.5 CM, LOW PROFILE, DISPOSABLE, STERILE" | GENERAL MEDICAL SUPPLIES (NURSING AND BURN UNIT) SUPPLEMENTARY
982 | 4223160922600 | "TUBE FEEDING, GASTROSTOMY, SIZE: 20 X 5 CM, LOW PROFILE, DISPOSABLE, STERILE" | GENERAL MEDICAL SUPPLIES (NURSING AND BURN UNIT) SUPPLEMENTARY
983 | 4223160922700 | "TUBE FEEDING, GASTROSTOMY, SIZE: 24 X 1.5 CM, LOW PROFILE, DISPOSABLE, STERILE" | GENERAL MEDICAL SUPPLIES (NURSING AND BURN UNIT) SUPPLEMENTARY
984 | 4223160917900 | "TUBE FEEDING, GASTROSTOMY, SIZE: 24 X 2 CM, LOW PROFILE, DISPOSABLE, STERILE" | GENERAL MEDICAL SUPPLIES (NURSING AND BURN UNIT) SUPPLEMENTARY
985 | 4223160917200 | "TUBE FEEDING, GASTROSTOMY, SIZE: 24 X 2.5 CM, LOW PROFILE, DISPOSABLE, STERILE" | GENERAL MEDICAL SUPPLIES (NURSING AND BURN UNIT) SUPPLEMENTARY
986 | 4223160914800 | "TUBE FEEDING, GASTROSTOMY, SIZE: 24 X 3 CM, LOW PROFILE, DISPOSABLE, STERILE" | GENERAL MEDICAL SUPPLIES (NURSING AND BURN UNIT) SUPPLEMENTARY
987 | 4223160914900 | "TUBE FEEDING, GASTROSTOMY, SIZE: 24 X 3.5 CM, LOW PROFILE, DISPOSABLE, STERILE" | GENERAL MEDICAL SUPPLIES (NURSING AND BURN UNIT) SUPPLEMENTARY
988 | 4223160915000 | "TUBE FEEDING, GASTROSTOMY, SIZE: 24 X 4 CM, LOW PROFILE, DISPOSABLE, STERILE" | GENERAL MEDICAL SUPPLIES (NURSING AND BURN UNIT) SUPPLEMENTARY
989 | 4223160915100 | "TUBE FEEDING, GASTROSTOMY, SIZE: 24 X 4.5 CM, LOW PROFILE, DISPOSABLE, STERILE" | GENERAL MEDICAL SUPPLIES (NURSING AND BURN UNIT) SUPPLEMENTARY
990 | 4223160915200 | "TUBE FEEDING, GASTROSTOMY, SIZE: 24 X 5 CM, LOW PROFILE, DISPOSABLE, STERILE" | GENERAL MEDICAL SUPPLIES (NURSING AND BURN UNIT) SUPPLEMENTARY
991 | 4223160300200 | "TUBE FEEDING, JEJUNOSTOMY, MEDICAL GRADE, SILICONE, CONSTRUCTION, INFLATABLE, SUTURE WINGS, RADIOPAQUE, STRIP, 9 FRENCH INTERNAL DIAMETER, DISPOSABLE, STERILE" | GENERAL MEDICAL SUPPLIES (NURSING AND BURN UNIT) SUPPLEMENTARY
992 | 4223160900000 | "TUBE, TUBE FEEDING, NASOJEJUNAL, LENGTH 120 CM, TUBE TIP, TUNGSTEN, WEIGHTED TO MAINTAIN PLACEMENT, RADIOPAQUE, WITH STYLET, SIZE: 12 FRENCH, DISPOSABLE, STERILE" | GENERAL MEDICAL SUPPLIES (NURSING AND BURN UNIT) SUPPLEMENTARY
993 | 4223160909400 | "TUBE FEEDING, REPLACEMENT KIT, GASTROSTOMY, 14 FRENCH X 1.5 CM, DISPOSABLE, STERILE" | GENERAL MEDICAL SUPPLIES (NURSING AND BURN UNIT) SUPPLEMENTARY
994 | 4223160909900 | "TUBE FEEDING, REPLACEMENT KIT, GASTROSTOMY, 14 FRENCH X 2.0 CM, DISPOSABLE, STERILE" | GENERAL MEDICAL SUPPLIES (NURSING AND BURN UNIT) SUPPLEMENTARY
995 | 4223160910000 | "TUBE, FEEDING, REPLACEMENT KIT, GASTROSTOMY, 16 FRENCH X 1.5 CM, DISPOSABLE, STERILE" | GENERAL MEDICAL SUPPLIES (NURSING AND BURN UNIT) SUPPLEMENTARY
996 | 4223160910100 | "TUBE, FEEDING, REPLACEMENT KIT, GASTROSTOMY, 16 FRENCH X 2.0 CM, DISPOSABLE, STERILE" | GENERAL MEDICAL SUPPLIES (NURSING AND BURN UNIT) SUPPLEMENTARY
997 | 4223160910200 | "TUBE, FEEDING, REPLACEMENT KIT, GASTROSTOMY, 18 FRENCH X 2.0 CM, DISPOSABLE, STERILE" | GENERAL MEDICAL SUPPLIES (NURSING AND BURN UNIT) SUPPLEMENTARY
998 | 4223160910300 | "TUBE FEEDING, REPLACEMENT KIT, GASTROSTOMY, 24 FRENCH X 2.5 CM, DISPOSABLE, STERILE" | GENERAL MEDICAL SUPPLIES (NURSING AND BURN UNIT) SUPPLEMENTARY
999 | 4223160912200 | "TUBE, TUBE FEEDING, SILICONE, RADIOPAQUE, 12 FR, LENGTH 110 (+/- 10 CM), DISPOSABLE, STERILE" | GENERAL MEDICAL SUPPLIES (NURSING AND BURN UNIT) SUPPLEMENTARY
1000 | 4223160912300 | "TUBE, TUBE FEEDING, SILICONE, RADIOPAQUE, 14 FR, LENGTH 110 (+/- 10 CM), DISPOSABLE, STERILE" | GENERAL MEDICAL SUPPLIES (NURSING AND BURN UNIT) SUPPLEMENTARY
1001 | 4223160910700 | TUBING CONNECTING NON - CONDUCTIVE 7-7.5 MM X 3.5-4 M NON - COLLAPSIBLE STERILE | GENERAL MEDICAL SUPPLIES (NURSING AND BURN UNIT) SUPPLEMENTARY
1002 | 4227170502900 | "TUBING, CONNECTOR, SIMS OR EQUIVALENT, 5 - 10 MM, STERILE" | GENERAL MEDICAL SUPPLIES (NURSING AND BURN UNIT) SUPPLEMENTARY
1003 | 4227170503000 | "TUBING, CONNECTOR, Y-SHAPED, TAPERED, 1/4-1/2 INCH X 3 M" | GENERAL MEDICAL SUPPLIES (NURSING AND BURN UNIT) SUPPLEMENTARY
1004 | 4227250002300 | "TUBING, PLASTICIZED, MALE / MALE LUER, Y-EXTENSION WITH ONE-WAY CHECK VALVE WITH FEMALE LUER, 173 CM (+/- 5CM)" | GENERAL MEDICAL SUPPLIES (NURSING AND BURN UNIT) SUPPLEMENTARY
1005 | 4218191500000 | "TUBING, PRESSURE MONITORING TUBING, MALE - FEMALE, PRESSURE LINE, 24 INCH, DISPOSABLE, STERILE" | GENERAL MEDICAL SUPPLIES (NURSING AND BURN UNIT) SUPPLEMENTARY
1006 | 4222160500100 | "TWIN SPIKE, VENTED, ASPIRATION, FOR FLUID TRANSFER" | GENERAL MEDICAL SUPPLIES (NURSING AND BURN UNIT) SUPPLEMENTARY
1007 | 4229161414800 | SCISSOR FOR STITCHING PLASTIC DISPOSABLE STERILE | GENERAL MEDICAL SUPPLIES (NURSING AND BURN UNIT) SUPPLEMENTARY
1008 | 4213151406900 | "UNDERWEAR, FEMALE, LARGE, DISPOSABLE" | GENERAL MEDICAL SUPPLIES (NURSING AND BURN UNIT) SUPPLEMENTARY
1009 | 4213151407000 | "UNDERWEAR, FEMALE, MEDIUM, DISPOSABLE" | GENERAL MEDICAL SUPPLIES (NURSING AND BURN UNIT) SUPPLEMENTARY
1010 | 4213151407100 | "UNDERWEAR, FEMALE, X-LARGE, DISPOSABLE" | GENERAL MEDICAL SUPPLIES (NURSING AND BURN UNIT) SUPPLEMENTARY
1011 | 4222150603300 | "UMBILICAL POLYURETHANE CATHETER, DOUBLE LUMEN, SIZES 4 FR, 40 CM LENGTH, TOTALLY RADIOPAQUE, NUMERICAL GRADUATIONS EVERY CENTIMETER FROM 4 TO 25 CM FROM THE DISTAL TIP, WITH CLAMPS, DEHP FREE, LATEX FREE, STERILE" | GENERAL MEDICAL SUPPLIES (NURSING AND BURN UNIT) SUPPLEMENTARY
1012 | 4213210100100 | "UNDERPAD, INCONTINENCE, ABSORBENT, CELLULOSE, WATERPROOF, STRONG AND CLEAR IMPOSING, ASSURE DRY SURFACE, SIZE: 30 X 30 CM ( +/- 2 CM ), PACKING: WRAPPED IN A PLASTIC PACK" | GENERAL MEDICAL SUPPLIES (NURSING AND BURN UNIT) SUPPLEMENTARY
1013 | 4213210100500 | "UNDERPAD, INCONTINENCE, ABSORBENT, CELLULOSE, WATERPROOF, STRONG AND CLEAR IMPOSING, ASSURE DRY SURFACE, SIZE: 60 X 90 CM ( +/- 2 CM ), PACKING: WRAPPED IN A PLASTIC PACK" | GENERAL MEDICAL SUPPLIES (NURSING AND BURN UNIT) SUPPLEMENTARY
1014 | 4213210100800 | "UNDERPAD, INCONTINENCE, ABSORBENT, CELLULOSE, WATERPROOF, STRONG AND CLEAR IMPOSING, ASSURE DRY SURFACE, SIZE: 50 X 75 CM ( +/- 2 CM ), PACKING: WRAPPED IN A PLASTIC PACK" | GENERAL MEDICAL SUPPLIES (NURSING AND BURN UNIT) SUPPLEMENTARY
1015 | 4214160102300 | "PANTY, NET, ELASTIC, MEDIUM, FOR KEEPING INCONTINENT PADS IN PLACE" | GENERAL MEDICAL SUPPLIES (NURSING AND BURN UNIT) SUPPLEMENTARY
1016 | 4214160700100 | "URINAL, FEMALE HARD TRANSPARENT PLASTIC, 1000 ML CAPACITY, GRADUATED WITH HANGING FACILITY AND FLAT BOTTOM, DISPOSABLE" | GENERAL MEDICAL SUPPLIES (NURSING AND BURN UNIT) SUPPLEMENTARY
1017 | 4214160700000 | "URINAL, MALE HARD TRANSPARENT PLASTIC, 1000 ML CAPACITY, GRADUATED WITH HANGING FACILITY AND FLAT BOTTOM, DISPOSABLE" | GENERAL MEDICAL SUPPLIES (NURSING AND BURN UNIT) SUPPLEMENTARY
1018 | 4214160700300 | "URINAL, MALE, COMPRESSED CARDBOARD, PULP, 800-1000 ML, DISPOSABLE" | GENERAL MEDICAL SUPPLIES (NURSING AND BURN UNIT) SUPPLEMENTARY
1019 | 4214270236200 | "VALVE, AUTOMATED, FIT ALL SIZES OF FOLEY CATHETER, REPLACE URINE BAG, MAKING PATIENT CONTROL URINATION" | GENERAL MEDICAL SUPPLIES (NURSING AND BURN UNIT) SUPPLEMENTARY
1020 | 4219260201600 | "VIAL, PLASTIC, WITH PUSH AND TURN TYPE, SAFE FITTED CAPS, WIDE MOUTH, AMBER COLOR, POLYSTYRENE MATERIAL, CAPACITY: 150-170 ML" | GENERAL MEDICAL SUPPLIES (NURSING AND BURN UNIT) SUPPLEMENTARY
1021 | 4219260201800 | "VIAL, PLASTIC, WITH PUSH AND TURN TYPE, SAFE FITTED CAPS, WIDE MOUTH, AMBER COLOR, POLYSTYRENE MATERIAL, CAPACITY : 25-30 ML" | GENERAL MEDICAL SUPPLIES (NURSING AND BURN UNIT) SUPPLEMENTARY
1022 | 4219260201900 | "VIAL, PLASTIC, WITH PUSH AND TURN TYPE, SAFE FITTED CAPS, WIDE MOUTH, AMBER COLOR, POLYSTYRENE MATERIAL, CAPACITY: 45-50 ML." | GENERAL MEDICAL SUPPLIES (NURSING AND BURN UNIT) SUPPLEMENTARY
1023 | 4219260202000 | "VIAL, PLASTIC, WITH PUSH AND TURN TYPE, SAFE FITTED CAPS, WIDE MOUTH, AMBER COLOR, POLYSTYRENE MATERIAL, CAPACITY : 60-70 ML" | GENERAL MEDICAL SUPPLIES (NURSING AND BURN UNIT) SUPPLEMENTARY
1024 | 4231170400700 | "WIPES, ADHESIVE REMOVAL, INDIVIDUAL PACKAGING FOR REMOVAL OF STICKY ADHERENTS, IN SAFE MANNER, FROM FRAGILE SKIN, HYPOALLERGENIC, DISPOSABLE, STERILE, (WOUND AND OSTOMY CARE)" | GENERAL MEDICAL SUPPLIES (NURSING AND BURN UNIT) SUPPLEMENTARY
1025 | 4229542200100 | "WIPES, CHLORHEXIDINE WIPES, PATIENT'S SKINCARE, CONTAIN 2 % CHLORHEXIDINE, MOISTURIZING SOLUTION, WATERLESS, ALCOHOL, LATEX AND PERFUME FREE, SIZE: NOT LESS THAN 20 X 20 CM (+\ - 2 CM), NOT LESS THAN 10 WIPES PER POUCH, DISPOSABLE, MSDS SHOULD BE PROVIDED IN SOFT COPY, (WOUND AND OSTOMY CARE)" | GENERAL MEDICAL SUPPLIES (NURSING AND BURN UNIT) SUPPLEMENTARY
1026 | 4214150300600 | "WIPES, DRESSING DRY WIPES, NON - WOVEN, SINGLE - USE DRY WIPES, NON - STERILE, EACH WIPE MADE OF PROPYLENE 85% AND VISCOSE 15% MATERIAL THAT ARE THERMALLY BONDED, EACH WIPE 30 X 35 CM (+\ - 2 CM ), MSDS SHOULD BE PROVIDED IN SOFT COPY, (WOUND AND OSTOMY CARE)" | GENERAL MEDICAL SUPPLIES (NURSING AND BURN UNIT) SUPPLEMENTARY
1027 | 4713150201800 | "WIPES, ENRICHED WITH POLYXAMER, FOR ULCERS CLEANSING, CONTAINING ALOE VERA, ALLANTOIN, AND FREE OF ALCOHOL AND ACIDS, SIZE: 20 X 20 OR EQUIVALENT IN THE SIZE: (+\ - 2 CM), DISPOSABLE, STERILE, MSDS SHOULD BE PROVIDED IN SOFT COPY, (WOUND AND OSTOMY CARE)" | GENERAL MEDICAL SUPPLIES (NURSING AND BURN UNIT) SUPPLEMENTARY
1028 | 4214150300400 | "WIPES, PREMOISTENED, FOR PERINEAL AREA, CLEANING, SINGLE PATIENT USE, 20-25 PER PACK, (WOUND AND OSTOMY CARE)" | GENERAL MEDICAL SUPPLIES (NURSING AND BURN UNIT) SUPPLEMENTARY
1029 | 4231150505000 | "WOOL FELT PAD WITH ADHESIVE BACKING, HIGH DENSITY FELT, NON-TOXIC HYPOALLERGENIC ADHESIVE FREE OF ZINC OXIDE AND LEAVES NO RESIDUE ON THE SKIN, SIZE 22 CM X 45 CM X 5 MM, (WOUND AND OSTOMY CARE)" | GENERAL MEDICAL SUPPLIES (NURSING AND BURN UNIT) SUPPLEMENTARY
1030 | 4231154610300 | "WOOL FELT PAD WITH ADHESIVE BACKING, HIGH DENSITY FELT, NON - TOXIC HYPOALLERGENIC ADHESIVE FREE OF ZINC OXIDE AND LEAVES NO RESIDUE ON THE SKIN, SIZE 22 CM X 45 CM X 10 MM, (WOUND AND OSTOMY CARE)" | GENERAL MEDICAL SUPPLIES (NURSING AND BURN UNIT) SUPPLEMENTARY
1031 | 4213151400500 | "DIAPER, WRAP AROUND, WAIST SIZE: APPROXIMATELY 20 X 31 INCH, ADULT, SMALL, HIGHLY ABSORBENT, ASSURES DRY SURFACE, READJUSTABLE ADHESIVE TAPE, PACKING, WRAPPED IN A PLASTIC PACK" | GENERAL MEDICAL SUPPLIES (NURSING AND BURN UNIT) SUPPLEMENTARY
1032 | 4220181000000 | "X-RAY FILM (A) MEDIUM OR HIGH SPEED, HIGH CONTRAST FILMS FOR RADIOGRAPHY WITH MINIMAL RADIATION DOSE, USED WITH STANDARD INTENSIFYING SCREEN.(B) SUITABLE FOR AUTOMATIC AND MANUAL PROCESSING, ALSO FOR USE IN RAPID FILM CHANGES. (C) CAN BE USED WITH DAYLIGHT, SIZE 24 X 30CM PACKING: 100 SHEETS/PACKET" | GENERAL MEDICAL SUPPLIES (NURSING AND BURN UNIT) SUPPLEMENTARY
1033 | 4220181000600 | "X-RAY FILM (A) MEDIUM OR HIGH SPEED, HIGH CONTRAST FILMS FOR RADIOGRAPHY WITH MINIMAL RADIATION DOSE, USED WITH STANDARD INTENSIFYING SCREEN.(B) SUITABLE FOR AUTOMATIC AND MANUAL PROCESSING, ALSO FOR USE IN RAPID FILM CHANGES. (C) CAN BE USED WITH DAYLIGHT, SIZE 18 X 24CM PACKING: 100 SHEETS/PACKET" | GENERAL MEDICAL SUPPLIES (NURSING AND BURN UNIT) SUPPLEMENTARY
1034 | 4220181000700 | "X-RAY FILM (A) MEDIUM OR HIGH SPEED, HIGH CONTRAST FILMS FOR RADIOGRAPHY WITH MINIMAL RADIATION DOSE, USED WITH STANDARD INTENSIFYING SCREEN.(B) SUITABLE FOR AUTOMATIC AND MANUAL PROCESSING, ALSO FOR USE IN RAPID FILM CHANGES. (C) CAN BE USED WITH DAYLIGHT, SIZE 30 X 40CM PACKING: 100 SHEETS/PACKET" | GENERAL MEDICAL SUPPLIES (NURSING AND BURN UNIT) SUPPLEMENTARY
1035 | 4220181000100 | "X-RAY FILM (A) MEDIUM OR HIGH SPEED, HIGH CONTRAST FILMS FOR RADIOGRAPHY WITH MINIMAL RADIATION DOSE, USED WITH STANDARD INTENSIFYING SCREEN.(B) SUITABLE FOR AUTOMATIC AND MANUAL PROCESSING, ALSO FOR USE IN RAPID FILM CHANGES. (C) CAN BE USED WITH DAYLIGHT, SIZE 35 X 35CM PACKING: 100 SHEETS/PACKET" | GENERAL MEDICAL SUPPLIES (NURSING AND BURN UNIT) SUPPLEMENTARY
1036 | 4220181000200 | "X-RAY FILM (A) MEDIUM OR HIGH SPEED, HIGH CONTRAST FILMS FOR RADIOGRAPHY WITH MINIMAL RADIATION DOSE, USED WITH STANDARD INTENSIFYING SCREEN.(B) SUITABLE FOR AUTOMATIC AND MANUAL PROCESSING, ALSO FOR USE IN RAPID FILM CHANGES. (C) CAN BE USED WITH DAYLIGHT, SIZE 35 X 43CM PACKING: 100 SHEETS/PACKET" | GENERAL MEDICAL SUPPLIES (NURSING AND BURN UNIT) SUPPLEMENTARY
1037 | 4231211900000 | "BAG, OSTOMY, ONE PIECE, OPAQUE, CLOSED, SOFT FABRIC LOW FRICTION, ADULT SIZE: 70 MM (+/- 10MM), WITH FILTER, (WOUND AND OSTOMY CARE)" | GENERAL MEDICAL SUPPLIES (NURSING AND BURN UNIT) SUPPLEMENTARY
1038 | 4231210404500 | "BAG, OSTOMY, ONE PIECE, TRANSPARENT, FLEXIBLE, SOFT FABRIC LOW FRICTION, OPEN WITH INTEGRATED CLOSING MECHANISM, WITH FILTER, ADULT SIZE 50-55, (WOUND AND OSTOMY CARE)" | GENERAL MEDICAL SUPPLIES (NURSING AND BURN UNIT) SUPPLEMENTARY
1039 | 4231210404800 | BAG, OSTOMY, ONE PIECE, TRANSPARENT, SOFT FABRIC LOW FRICTION, CONVEX, OPEN WITH INTEGRATED CLOSING MECHANISM, WITH FILTER, ADULT SIZE 45 (+/- 6 MM), (WOUND AND OSTOMY CARE) | GENERAL MEDICAL SUPPLIES (NURSING AND BURN UNIT) SUPPLEMENTARY
1040 | 4231210405100 | "BAG, OSTOMY, ONE PIECE, TRANSPARENT, SOFT FABRIC LOW FRICTION, OPEN WITH INTEGRATED CLOSING MECHANISM, WITH FILTER, ADULT SIZE 70 (+/- 5MM), (WOUND AND OSTOMY CARE)" | GENERAL MEDICAL SUPPLIES (NURSING AND BURN UNIT) SUPPLEMENTARY
1041 | 4231210404600 | BAG, OSTOMY, ONE PIECE, TRANSPARENT, WITH BASE PLATE FIT BODY CONTOUR, SOFT FABRIC LOW FRICTION, OPEN WITH INTEGRATED CLOSING MECHANISM, WITH FILTER, ADULT SIZE 75 MM (+/- 11 MM), (WOUND AND OSTOMY CARE) | GENERAL MEDICAL SUPPLIES (NURSING AND BURN UNIT) SUPPLEMENTARY
1042 | 4231210407100 | "BAG, UROSTOMY, ONE PIECE, OPAQUE, OPEN, SOFT FABRIC LOW FRICTION, SIZE 55 (+/- 5 MM), (WOUND AND OSTOMY CARE)" | GENERAL MEDICAL SUPPLIES (NURSING AND BURN UNIT) SUPPLEMENTARY
1043 | 4231210407400 | "BAG, UROSTOMY, ONE PIECE, TRANSPARENT, OPEN, SOFT FABRIC LOW FRICTION, SIZE 55 MM (+/- 5 MM), (WOUND AND OSTOMY CARE)" | GENERAL MEDICAL SUPPLIES (NURSING AND BURN UNIT) SUPPLEMENTARY
1044 | 4231210407700 | "BAG, UROSTOMY, TWO PIECE, TRANSPARENT, OPEN, SOFT FABRIC LOW FRICTION, PEDIATRIC SIZE 40 MM (+/- 5 MM), (WOUND AND OSTOMY CARE)" | GENERAL MEDICAL SUPPLIES (NURSING AND BURN UNIT) SUPPLEMENTARY
1045 | 4231210200500 | "BASE PLATE, UROSTOMY, CLICKING COUPLING, SIZE 40 (+/- 5 MM), DISPOSABLE, (WOUND AND OSTOMY)" | GENERAL MEDICAL SUPPLIES (NURSING AND BURN UNIT) SUPPLEMENTARY
1046 | 4231210407500 | "BAG, UROSTOMY, TWO PIECE, OPAQUE, OPEN, SOFT FABRIC LOW FRICTION, ADULT SIZE 55 MM (+/- 5 MM), (WOUND AND OSTOMY)" | GENERAL MEDICAL SUPPLIES (NURSING AND BURN UNIT) SUPPLEMENTARY
1047 | 4231210407600 | "BAG, UROSTOMY, TWO PIECE, TRANSPARENT, OPEN, SOFT FABRIC LOW FRICTION, ADULT SIZE 55 MM (+/- 5 MM), (WOUND AND OSTOMY)" | GENERAL MEDICAL SUPPLIES (NURSING AND BURN UNIT) SUPPLEMENTARY
1048 | 4231210200600 | "BASE PLATE, UROSTOMY, CLICKING COUPLING, SIZE 55 (+/- 5 MM), DISPOSABLE, (WOUND AND OSTOMY)" | GENERAL MEDICAL SUPPLIES (NURSING AND BURN UNIT) SUPPLEMENTARY
1049 | 4231210406700 | "BAG, OSTOMY, TWO PIECE, TRANSPARENT, SOFT FABRIC LOW FRICTION, OPEN WITH INTEGRATED CLOSING MECHANISM, ADHESIVE COUPLING, NEONATAL SIZE 25-30 MM, (WOUND AND OSTOMY CARE)" | GENERAL MEDICAL SUPPLIES (NURSING AND BURN UNIT) SUPPLEMENTARY
1050 | 4231210201100 | "BASE PLATE, OSTOMY, FOR NEONATE, 25-30 MM, DISPOSABLE, (WOUND AND OSTOMY CARE)" | GENERAL MEDICAL SUPPLIES (NURSING AND BURN UNIT) SUPPLEMENTARY
1051 | 4231210406600 | "BAG, OSTOMY, TWO PIECE, TRANSPARENT, SOFT FABRIC LOW FRICTION, OPEN WITH INTEGRATED CLOSING MECHANISM, ADHESIVE COUPLING, NEONATAL SIZE 17-20 MM, (WOUND AND OSTOMY CARE)" | GENERAL MEDICAL SUPPLIES (NURSING AND BURN UNIT) SUPPLEMENTARY
1052 | 4231210201000 | "BASE PLATE, OSTOMY, FOR NEONATE, 17-20 MM, DISPOSABLE, (WOUND AND OSTOMY CARE)" | GENERAL MEDICAL SUPPLIES (NURSING AND BURN UNIT) SUPPLEMENTARY
1053 | 4231210406900 | "BAG, OSTOMY, TWO PIECE, TRANSPARENT, SOFT FABRIC LOW FRICTION, OPEN WITH INTEGRATED CLOSING MECHANISM, PEDIATRIC SIZE 36-40 MM, (WOUND AND OSTOMY CARE)" | GENERAL MEDICAL SUPPLIES (NURSING AND BURN UNIT) SUPPLEMENTARY
1054 | 4231210201300 | "BASE PLATE, OSTOMY, FOR NEONATE, 36-40 MM, DISPOSABLE (WOUND AND OSTOMY)" | GENERAL MEDICAL SUPPLIES (NURSING AND BURN UNIT) SUPPLEMENTARY
1055 | 4231210405600 | "BAG, OSTOMY, TWO PIECE, OPAQUE, SOFT FABRIC LOW FRICTION, OPEN WITH INTEGRATED CLOSING MECHANISM, WITH CLICKING COUPLING, AND FILTER, SIZE 45-50 MM, (WOUND AND OSTOMY CARE)" | GENERAL MEDICAL SUPPLIES (NURSING AND BURN UNIT) SUPPLEMENTARY
1056 | 4231210406300 | "BAG, OSTOMY, TWO PIECE, TRANSPARENT, SOFT FABRIC LOW FRICTION, OPEN WITH INTEGRATED CLOSING MECHANISM, WITH CLICKING COUPLING, AND FILTER, SIZE 45-50 MM, (WOUND AND OSTOMY CARE)" | GENERAL MEDICAL SUPPLIES (NURSING AND BURN UNIT) SUPPLEMENTARY
1057 | 4231210200700 | "BASE PLATE, OSTOMY, 45-50 MM, DISPOSABLE (WOUND AND OSTOMY)" | GENERAL MEDICAL SUPPLIES (NURSING AND BURN UNIT) SUPPLEMENTARY
1058 | 4231210405700 | "BAG, OSTOMY, TWO PIECE, OPAQUE, SOFT FABRIC LOW FRICTION, OPEN WITH INTEGRATED CLOSING MECHANISM, WITH CLICKING COUPLING, AND FILTER, SIZE 55-60 MM, (WOUND AND OSTOMY CARE)" | GENERAL MEDICAL SUPPLIES (NURSING AND BURN UNIT) SUPPLEMENTARY
1059 | 4231210406400 | "BAG, OSTOMY, TWO PIECE, TRANSPARENT, SOFT FABRIC LOW FRICTION, OPEN WITH INTEGRATED CLOSING MECHANISM, WITH CLICKING COUPLING, AND FILTER, SIZE 55-60 MM, (WOUND AND OSTOMY CARE)" | GENERAL MEDICAL SUPPLIES (NURSING AND BURN UNIT) SUPPLEMENTARY
1060 | 4231210200800 | "BASE PLATE, OSTOMY, 55-60 MM, DISPOSABLE (WOUND AND OSTOMY)" | GENERAL MEDICAL SUPPLIES (NURSING AND BURN UNIT) SUPPLEMENTARY
1061 | 4231210405800 | "BAG, OSTOMY, TWO PIECE, OPAQUE, SOFT FABRIC LOW FRICTION, OPEN WITH INTEGRATED CLOSING MECHANISM, WITH CLICKING COUPLING, AND FILTER, SIZE 70-75 MM, (WOUND AND OSTOMY CARE)" | GENERAL MEDICAL SUPPLIES (NURSING AND BURN UNIT) SUPPLEMENTARY
1062 | 4231210406500 | "BAG, OSTOMY, TWO PIECE, TRANSPARENT, SOFT FABRIC LOW FRICTION, OPEN WITH INTEGRATED CLOSING MECHANISM, WITH CLICKING COUPLING, AND FILTER, SIZE 70-75 MM, (WOUND AND OSTOMY CARE)" | GENERAL MEDICAL SUPPLIES (NURSING AND BURN UNIT) SUPPLEMENTARY
1063 | 4231210200900 | "BASE PLATE, OSTOMY, 70-75 MM, DISPOSABLE (WOUND AND OSTOMY)" | GENERAL MEDICAL SUPPLIES (NURSING AND BURN UNIT) SUPPLEMENTARY
1064 | 4231210405400 | "BAG, OSTOMY, TWO PIECE, OPAQUE, OPEN WITH INTEGRATED CLOSING MECHANISM, SOFT FABRIC LOW FRICTION, WITH ADHESIVE COUPLING, AND FILTER, SIZE: 50-60 MM, (WOUND AND OSTOMY CARE)" | GENERAL MEDICAL SUPPLIES (NURSING AND BURN UNIT) SUPPLEMENTARY
1065 | 4231210405900 | "BAG, OSTOMY, TWO PIECE, TRANSPARENT, OPEN WITH INTEGRATED CLOSING MECHANISM, SOFT FABRIC LOW FRICTION, WITH ADHESIVE COUPLING, AND FILTER, SIZE: 50-60 MM, (WOUND AND OSTOMY CARE)" | GENERAL MEDICAL SUPPLIES (NURSING AND BURN UNIT) SUPPLEMENTARY
1066 | 4231210201400 | "BASE PLATE, OSTOMY, 50-60 MM, ADHESIVE COUPLING, DISPOSABLE (WOUND AND OSTOMY)" | GENERAL MEDICAL SUPPLIES (NURSING AND BURN UNIT) SUPPLEMENTARY
1067 | 4231210405500 | "BAG, OSTOMY, TWO PIECE, OPAQUE, OPEN WITH INTEGRATED CLOSING MECHANISM, SOFT FABRIC LOW FRICTION, WITH ADHESIVE COUPLING, AND FILTER, SIZE: 70-80 MM, (WOUND AND OSTOMY CARE)" | GENERAL MEDICAL SUPPLIES (NURSING AND BURN UNIT) SUPPLEMENTARY
1068 | 4231210406100 | "BAG, OSTOMY, TWO PIECE, TRANSPARENT, OPEN WITH INTEGRATED CLOSING MECHANISM, SOFT FABRIC LOW FRICTION, WITH ADHESIVE COUPLING, AND FILTER, SIZE: 70-80 MM, (WOUND AND OSTOMY CARE)" | GENERAL MEDICAL SUPPLIES (NURSING AND BURN UNIT) SUPPLEMENTARY
1069 | 4231210201700 | "BASE PLATE, OSTOMY, 70-80 MM, ADHESIVE COUPLING, DISPOSABLE (WOUND AND OSTOMY)" | GENERAL MEDICAL SUPPLIES (NURSING AND BURN UNIT) SUPPLEMENTARY
1070 | 4231210405300 | "BAG, OSTOMY, TWO PIECE, OPAQUE, CLOSED, SOFT FABRIC LOW FRICTION, WITH ADHESIVE COUPLING, AND FILTER, SIZE: 70-80 MM, (WOUND AND OSTOMY CARE)" | GENERAL MEDICAL SUPPLIES (NURSING AND BURN UNIT) SUPPLEMENTARY
1071 | 4231210500700 | "OSTOMY, COHESIVE PASTE, ALCOHOL-FREE, NO STINGING, TUBE SIZE 50-60 G (WOUND AND OSTOMY CARE)" | GENERAL MEDICAL SUPPLIES (NURSING AND BURN UNIT) SUPPLEMENTARY
1072 | 4231210502000 | "OSTOMY, COHESIVE PASTE, CONTAINS ALCOHOL, TUBE SIZE 50-60 G, (WOUND AND OSTOMY CARE)" | GENERAL MEDICAL SUPPLIES (NURSING AND BURN UNIT) SUPPLEMENTARY
1073 | 4231210701200 | "OSTOMY, COHESIVE SEAL, 10 CM X 10 CM, (WOUND AND OSTOMY CARE)" | GENERAL MEDICAL SUPPLIES (NURSING AND BURN UNIT) SUPPLEMENTARY
1074 | 4231210701300 | "OSTOMY, COHESIVE SEAL, 10 CM X 20 CM, (WOUND AND OSTOMY CARE)" | GENERAL MEDICAL SUPPLIES (NURSING AND BURN UNIT) SUPPLEMENTARY
1075 | 4229310710700 | OSTOMY, COHESIVE COVEX SEAL, 27-36 MM, CONVEX RING SHAPE, DISPOSABLE, (WOUND AND OSTOMY CARE) | GENERAL MEDICAL SUPPLIES (NURSING AND BURN UNIT) SUPPLEMENTARY
1076 | 4229310710800 | "OSTOMY, COHESIVE SEAL, 37-46 MM, CONVEX RING SHAPE, DISPOSABLE, (WOUND AND OSTOMY CARE)" | GENERAL MEDICAL SUPPLIES (NURSING AND BURN UNIT) SUPPLEMENTARY
1077 | 4231150518500 | "OSTOMY, COHESIVE SEAL, THICK, DIAMETER 45MM (+/- 10MM), RING SHAPE, DISPOSABLE, (WOUND AND OSTOMY CARE)" | GENERAL MEDICAL SUPPLIES (NURSING AND BURN UNIT) SUPPLEMENTARY
1078 | 4231210701400 | "OSTOMY, COHESIVE SEAL, THICK, DIAMETER 90MM (+/- 10MM), RING SHAPE, DISPOSABLE, (WOUND AND OSTOMY CARE)" | GENERAL MEDICAL SUPPLIES (NURSING AND BURN UNIT) SUPPLEMENTARY
1079 | 4231210700400 | "OSTOMY, RIGID CONVEX, BASE PLATE, ADHESIVE SYSTEM, 50-55 MM, DISPOSABLE, (WOUND AND OSTOMY CARE)" | GENERAL MEDICAL SUPPLIES (NURSING AND BURN UNIT) SUPPLEMENTARY
1080 | 4231210700500 | "OSTOMY, RIGID CONVEX, BASE PLATE, ADHESIVE SYSTEM, 70-75 MM, DISPOSABLE, (WOUND AND OSTOMY CARE)" | GENERAL MEDICAL SUPPLIES (NURSING AND BURN UNIT) SUPPLEMENTARY
1081 | 4231210700300 | "OSTOMY, SOFT CONVEX, BASE PLATE, CLICKING SYSTEM, 70-75 MM, DISPOSABLE, (WOUND AND OSTOMY CARE)" | GENERAL MEDICAL SUPPLIES (NURSING AND BURN UNIT) SUPPLEMENTARY
1082 | 4231211200200 | "BELT, FOR OSTOMY BAG, ADJUSTABLE, (WOUND AND OSTOMY CARE)" | GENERAL MEDICAL SUPPLIES (NURSING AND BURN UNIT) SUPPLEMENTARY
1083 | 4231211901300 | "BAG, FISTULA AND WOUND MANAGEMENT SYSTEM, 104 X 159 MM (+/- 10 MM), (WOUND AND OSTOMY CARE)" | GENERAL MEDICAL SUPPLIES (NURSING AND BURN UNIT) SUPPLEMENTARY
1084 | 4231211901400 | "BAG, FISTULA AND WOUND MANAGEMENT SYSTEM, 110 X 175 MM (+/- 10 MM), (WOUND AND OSTOMY CARE)" | GENERAL MEDICAL SUPPLIES (NURSING AND BURN UNIT) SUPPLEMENTARY
1085 | 4231211901500 | "BAG, FISTULA AND WOUND MANAGEMENT SYSTEM, 208 X 297 MM (+/- 15 MM), (WOUND AND OSTOMY CARE)" | GENERAL MEDICAL SUPPLIES (NURSING AND BURN UNIT) SUPPLEMENTARY
1086 | 4231211901600 | "BAG, FISTULA AND WOUND MANAGEMENT SYSTEM, 30 X 40 MM (+/- 10 MM), (WOUND AND OSTOMY CARE)" | GENERAL MEDICAL SUPPLIES (NURSING AND BURN UNIT) SUPPLEMENTARY
1087 | 4231211901700 | "BAG, FISTULA AND WOUND MANAGEMENT SYSTEM, 60 X 86 MM (+/- 10 MM), (WOUND AND OSTOMY CARE)" | GENERAL MEDICAL SUPPLIES (NURSING AND BURN UNIT) SUPPLEMENTARY
1088 | 4231211901800 | "BAG, FISTULA AND WOUND MANAGEMENT SYSTEM, 75 X 110 MM (+/- 10 MM), (WOUND AND OSTOMY CARE)" | GENERAL MEDICAL SUPPLIES (NURSING AND BURN UNIT) SUPPLEMENTARY
1089 | 4231211901900 | "BAG, FISTULA AND WOUND MANAGEMENT SYSTEM, HORIZONTAL, 156 X 228 MM (+/- 15 MM), (WOUND AND OSTOMY CARE)" | GENERAL MEDICAL SUPPLIES (NURSING AND BURN UNIT) SUPPLEMENTARY
1090 | 4231211902000 | "BAG, FISTULA AND WOUND MANAGEMENT SYSTEM, VERTICAL, 156 X 228 MM (+/- 15 MM), (WOUND AND OSTOMY CARE)" | GENERAL MEDICAL SUPPLIES (NURSING AND BURN UNIT) SUPPLEMENTARY
1091 | 4231211902100 | "BAG, FISTULA AND WOUND MANAGEMENT SYSTEM, WITH WINDOW, 156 X 228 MM (+/- 15 MM), (WOUND AND OSTOMY CARE)" | GENERAL MEDICAL SUPPLIES (NURSING AND BURN UNIT) SUPPLEMENTARY
1092 | 4231260200700 | "CANISTER, 300 ML - 500 ML, TRANSPARENT, FOR USE NEGATIVE PRESSURE WOUND THERAPY (NPWT), (WOUND AND OSTOMY CARE)" | GENERAL MEDICAL SUPPLIES (NURSING AND BURN UNIT) SUPPLEMENTARY
1093 | 4231260200800 | CANISTER 800 ML - 1000 ML TRANSPARENT FOR USE NEGATIVE PRESSURE WOUND THERAPY (NPWT) (WOUND AND OSTOMY CARE) | GENERAL MEDICAL SUPPLIES (NURSING AND BURN UNIT) SUPPLEMENTARY
1094 | 4231210000100 | "CASSETTE, NEGATIVE PRESSURE WOUND THERAPY FOR IRRIGATION SYSTEM (NPWT), IT SHOULD BE COMPATIBLE WITH THE HOSPITAL MACHINE (WOUND AND OSTOMY CARE)" | GENERAL MEDICAL SUPPLIES (NURSING AND BURN UNIT) SUPPLEMENTARY
1095 | 4231260100700 | TUBE NEGATIVE PRESSURE CONNECT WOUND RELATED TO WOUND CARE NEGATIVE / | GENERAL MEDICAL SUPPLIES (NURSING AND BURN UNIT) SUPPLEMENTARY
1096 | 4231260000000 | "DRAPE, FOR NEGATIVE PRESSURE WOUND THERAPY (NPWT), SIZE 25X30 CM (+/- 5 CM), CONSUMABLE, STERILE, IT SHOULD BE COMPATIBLE WITH THE HOSPITAL MACHINE, (WOUND AND OSTOMY CARE)" | GENERAL MEDICAL SUPPLIES (NURSING AND BURN UNIT) SUPPLEMENTARY
1097 | 4231260202700 | "DRESSING KIT, FOR PORTABLE NEGATIVE PRESSURE WOUND THERAPY SYSTEM (NPWT), CONTAINS TWO FOAM SILICONE DRESSING 10 X 20 CM, DISPOSABLE, STERILE, (WOUND AND OSTOMY CARE)" | GENERAL MEDICAL SUPPLIES (NURSING AND BURN UNIT) SUPPLEMENTARY
1098 | 4231260202800 | "DRESSING KIT, FOR PORTABLE NEGATIVE PRESSURE WOUND THERAPY SYSTEM (NPWT), CONTAINS TWO FOAM SILICONE DRESSING 10 X 30 CM, DISPOSABLE, STERILE, (WOUND AND OSTOMY CARE)" | GENERAL MEDICAL SUPPLIES (NURSING AND BURN UNIT) SUPPLEMENTARY
1099 | 4231260200100 | "DRESSING KIT, FOR PORTABLE NEGATIVE PRESSURE WOUND THERAPY SYSTEM (NPWT), CONTAINS TWO FOAM SILICONE DRESSING 10 X 40 CM, DISPOSABLE, STERILE, (WOUND AND OSTOMY CARE)" | GENERAL MEDICAL SUPPLIES (NURSING AND BURN UNIT) SUPPLEMENTARY
1100 | 4231260301500 | DRESSING KIT, FOR PORTABLE NEGATIVE PRESSURE WOUND THERAPY SYSTEM (NPWT), CONTAINS TWO FOAM SILICONE DRESSING 15 X 15 CM (+/- 2 CM), DISPOSABLE, STERILE, (WOUND AND OSTOMY CARE) | GENERAL MEDICAL SUPPLIES (NURSING AND BURN UNIT) SUPPLEMENTARY
1101 | 4231260301600 | DRESSING KIT, FOR PORTABLE NEGATIVE PRESSURE WOUND THERAPY SYSTEM (NPWT), CONTAINS TWO FOAM SILICONE DRESSING 15 X 30 CM (+/- 2 CM), DISPOSABLE, STERILE, (WOUND AND OSTOMY CARE) | GENERAL MEDICAL SUPPLIES (NURSING AND BURN UNIT) SUPPLEMENTARY
1102 | 4231260301700 | "DRESSING KIT, FOR PORTABLE NEGATIVE PRESSURE WOUND THERAPY SYSTEM (NPWT), CONTAINS TWO FOAM SILICONE DRESSING 25 X 25 CM, DISPOSABLE, STERILE, (WOUND AND OSTOMY CARE)" | GENERAL MEDICAL SUPPLIES (NURSING AND BURN UNIT) SUPPLEMENTARY
1103 | 4231151001300 | "DRESSING KIT, FOR NEGATIVE PRESSURE WOUND THERAPY (NPWT), LARGE FOAM DRESSING, DRESSING DRAPE AND TUBING, 25 X 15 CM (+/- 2 CM), CONSUMABLE, STERILE, IT SHOULD BE COMPATIBLE WITH THE HOSPITAL MACHINE, (WOUND AND OSTOMY CARE)" | GENERAL MEDICAL SUPPLIES (NURSING AND BURN UNIT) SUPPLEMENTARY
1104 | 4231260202400 | "DRESSING KIT, FOR NEGATIVE PRESSURE WOUND THERAPY (NPWT), LARGE FOAM DRESSING, WITH SILVER, DRESSING DRAPE AND TUBING, 25 X 15 CM (+/- 2 CM), CONSUMABLE, STERILE, IT SHOULD BE COMPATIBLE WITH THE HOSPITAL MACHINE, (WOUND AND OSTOMY CARE)" | GENERAL MEDICAL SUPPLIES (NURSING AND BURN UNIT) SUPPLEMENTARY
1105 | 4231260300000 | "DRESSING KIT, FOR NEGATIVE PRESSURE WOUND THERAPY (NPWT), MEDIUM FOAM DRESSING, DRESSING DRAPE AND TUBING, 20 X 13 CM (+/- 2 CM), CONSUMABLE, STERILE, IT SHOULD BE COMPATIBLE WITH THE HOSPITAL MACHINE, (WOUND AND OSTOMY CARE)" | GENERAL MEDICAL SUPPLIES (NURSING AND BURN UNIT) SUPPLEMENTARY
1106 | 4231260202500 | "DRESSING KIT, FOR NEGATIVE PRESSURE WOUND THERAPY (NPWT), MEDIUM FOAM DRESSING, WITH SILVER, DRESSING DRAPE AND TUBING, 20 X 13 CM (+/- 2 CM), CONSUMABLE, STERILE, IT SHOULD BE COMPATIBLE WITH THE HOSPITAL MACHINE, (WOUND AND OSTOMY CARE)" | GENERAL MEDICAL SUPPLIES (NURSING AND BURN UNIT) SUPPLEMENTARY
1107 | 4231260300100 | "DRESSING KIT, FOR NEGATIVE PRESSURE WOUND THERAPY (NPWT), SMALL FOAM DRESSING, DRESSING DRAPE AND TUBING, 10 X 8 CM (+/- 2 CM), CONSUMABLE, STERILE, IT SHOULD BE COMPATIBLE WITH THE HOSPITAL MACHINE, (WOUND AND OSTOMY CARE)" | GENERAL MEDICAL SUPPLIES (NURSING AND BURN UNIT) SUPPLEMENTARY
1108 | 4231260202600 | "DRESSING KIT, FOR NEGATIVE PRESSURE WOUND THERAPY (NPWT), SMALL FOAM DRESSING, WITH SILVER, DRESSING DRAPE AND TUBING, 10 X 8 CM (+/- 2 CM), CONSUMABLE, STERILE, IT SHOULD BE COMPATIBLE WITH THE HOSPITAL MACHINE, (WOUND AND OSTOMY CARE)" | GENERAL MEDICAL SUPPLIES (NURSING AND BURN UNIT) SUPPLEMENTARY
1109 | 4231260202100 | "DRESSING KIT, FOR NEGATIVE PRESSURE WOUND THERAPY (NPWT), X-LARGE ANTIMICROBIAL GAUZE, DRESSING DRAPE AND TUBING, CONSUMABLE, STERILE, IT SHOULD BE COMPATIBLE WITH THE HOSPITAL MACHINE, (WOUND AND OSTOMY CARE)" | GENERAL MEDICAL SUPPLIES (NURSING AND BURN UNIT) SUPPLEMENTARY
1110 | 4231260301800 | "DRESSING KIT, FOR NEGATIVE PRESSURE WOUND THERAPY (NPWT), X-LARGE FOAM DRESSING, DRESSING DRAPE AND TUBING, CONSUMABLE, STERILE, IT SHOULD BE COMPATIBLE WITH THE HOSPITAL MACHINE, (WOUND AND OSTOMY CARE)" | GENERAL MEDICAL SUPPLIES (NURSING AND BURN UNIT) SUPPLEMENTARY
1111 | 4231260202000 | "DRESSING KIT, FOR NEGATIVE PRESSURE WOUND THERAPY FOR IRRIGATION SYSTEM (NPWT), TUBULAR SHAPE, MEDIUM FOAM DRESSING, STERILE, IT SHOULD BE COMPATIBLE WITH THE HOSPITAL MACHINE (WOUND AND OSTOMY CARE)" | GENERAL MEDICAL SUPPLIES (NURSING AND BURN UNIT) SUPPLEMENTARY
1112 | 4231154503200 | "DRESSING, FOR NEGATIVE PRESSURE WOUND THERAPY (NPWT), FOR OPEN ABDOMEN, DISPOSABLE, STERILE, IT SHOULD BE COMPATIBLE WITH THE HOSPITAL MACHINE, (WOUND AND OSTOMY CARE)" | GENERAL MEDICAL SUPPLIES (NURSING AND BURN UNIT) SUPPLEMENTARY
1113 | 4231150011600 | "KIT, PORTABLE NEGATIVE PRESSURE WOUND THERAPY SYSTEM (NPWT), IT CAN BE USED UP TO 14 DAYS, DOUBLE LUMEN ANTI BLOCK TUBING WITH SILICON DRESSING SIZE 10CM X 20CM, WITH CANISTER 50ML, STERILE, DISPOSABLE, (WOUND AND OSTOMY CARE)" | GENERAL MEDICAL SUPPLIES (NURSING AND BURN UNIT) SUPPLEMENTARY
1114 | 4231260200000 | "KIT, PORTABLE NEGATIVE PRESSURE WOUND THERAPY SYSTEM (NPWT), IT CAN BE USED UP TO 14 DAYS, DOUBLE LUMEN ANTI BLOCK TUBING WITH SILICON DRESSING SIZE 10CM X 30CM, WITH CANISTER 50ML, STERILE, DISPOSABLE, (WOUND AND OSTOMY CARE)" | GENERAL MEDICAL SUPPLIES (NURSING AND BURN UNIT) SUPPLEMENTARY
1115 | 4231260202300 | KIT, PORTABLE NEGATIVE PRESSURE WOUND THERAPY SYSTEM (NPWT), IT CAN BE USED UP TO 7 DAYS, WITH FOAM DRESSING, TRANSPARENT FILM, TUBE, CANISTER 150-300 ML, STERILE, DISPOSABLE, (WOUND AND OSTOMY CARE) | GENERAL MEDICAL SUPPLIES (NURSING AND BURN UNIT) SUPPLEMENTARY
1116 | 4231260202200 | "KIT, POST OP INCISION, PORTABLE NEGATIVE PRESSURE WOUND THERAPY SYSTEM (NPWT), IT CAN BE USED UP TO 7 DAYS, WITH FOAM DRESSING, TRANSPARENT FILM, TUBE, CANISTER 40-50 ML, STERILE, DISPOSABLE, (WOUND AND OSTOMY CARE)" | GENERAL MEDICAL SUPPLIES (NURSING AND BURN UNIT) SUPPLEMENTARY
1117 | 4231260101800 | TUBE FOR NEGATIVE PRESSURE WOUND THERAPY (NPWT) CONSUMABLE STERILE IT SHOULD BE COMPATIBLE WITH THE HOSPITAL MACHINE (WOUND AND OSTOMY CARE) | GENERAL MEDICAL SUPPLIES (NURSING AND BURN UNIT) SUPPLEMENTARY
1118 | 4231210502600 | "APPLICATOR, ADVANCED PROTECTIVE SKIN BARRIER, FILM, NON-ALCOHOL, NO STING, 2 - 3 ML, DISPOSABLE, STERILE (WOUND AND OSTOMY)" | GENERAL MEDICAL SUPPLIES (NURSING AND BURN UNIT) SUPPLEMENTARY
1119 | 4713150202200 | "APPLICATOR, PROTECTIVE SKIN BARRIER, FILM, NON-ALCOHOL, NO STING, 1 - 2.5 ML, DISPOSABLE, STERILE (WOUND AND OSTOMY)" | GENERAL MEDICAL SUPPLIES (NURSING AND BURN UNIT) SUPPLEMENTARY
1120 | 4231210502700 | "APPLICATOR, PROTECTIVE SKIN BARRIER, FILM, NON-ALCOHOL, NO STING, 3 - 5 ML, DISPOSABLE, STERILE (WOUND AND OSTOMY)" | GENERAL MEDICAL SUPPLIES (NURSING AND BURN UNIT) SUPPLEMENTARY
1121 | 4214160103700 | "CAP WASH, CONTAINS OCTENIDINE HCL 0.1% FOR DECONTAMINATION, (WOUND AND OSTOMY CARE)" | GENERAL MEDICAL SUPPLIES (NURSING AND BURN UNIT) SUPPLEMENTARY
1122 | 4231210502900 | "CREAM, PROTECTIVE SKIN BARRIER, NON-ALCOHOL, NO STING, TUBE, 20-40 GM, (WOUND AND OSTOMY CARE)" | GENERAL MEDICAL SUPPLIES (NURSING AND BURN UNIT) SUPPLEMENTARY
1123 | 4231210502800 | "CREAM, PROTECTIVE SKIN BARRIER, NON-ALCOHOL, NO STING, TUBE, 80-100 GM, (WOUND AND OSTOMY CARE)" | GENERAL MEDICAL SUPPLIES (NURSING AND BURN UNIT) SUPPLEMENTARY
1124 | 4231151558300 | "DRESSING, NON ADHERENT CONTACT LAYER, NANO-OLIGO SACCHARIDE FACTOR WITH NON OCCLUSIVE LIPIDO-COLLOID, SIZE 10X10 CM (+/- 2 CM), (WOUND AND OSTOMY)" | GENERAL MEDICAL SUPPLIES (NURSING AND BURN UNIT) SUPPLEMENTARY
1125 | 4231151562400 | "DRESSING, NON ADHERENT CONTACT LAYER, NANO-OLIGO SACCHARIDE FACTOR WITH NON OCCLUSIVE LIPIDO-COLLOID, SIZE 15X20 CM (+/- 2 CM), (WOUND AND OSTOMY)" | GENERAL MEDICAL SUPPLIES (NURSING AND BURN UNIT) SUPPLEMENTARY
1126 | 4231151566500 | "DRESSING, NON ADHERENT CONTACT LAYER, NANO-OLIGO SACCHARIDE FACTOR WITH NON OCCLUSIVE LIPIDO-COLLOID, SIZE 5X7 CM (+/- 1 CM), (WOUND AND OSTOMY)" | GENERAL MEDICAL SUPPLIES (NURSING AND BURN UNIT) SUPPLEMENTARY
1127 | 4231150008900 | "DRESSING KIT, CONTAINS CHG IMPREGNATED SOFT SPONGE DISK (SIZE 1.5 MM HOLE AND CONTAIN MORE THAN 50 MG CHG, ABLE TO ABSORB 8 TIMES OF ITS WEIGHT, COVER THE SITE 360, CAN STAY FOR 7 DAYS, CAN PROTECT THE EXIT SITE), 3 LAYERS FACE MASK LOOP, PAIRS OF EXAMINATION GLOVES MEDIUM, YELLOW WASTE BAG, DISPOSABLE TOWEL SIZE 50X50, IV TRANSPARENT SECUREMENT DRESSING 7 X 9 CM (BREATHABLE, CAN STAY FOR 7 DAYS, PORTED AND HYPOALLERGIC), APPLICATOR 2% CHLORHEXIDINE WITH 70% ISOPROPYL ALCOHOL 3 ML, STERILE (WOUND AND OSTOMY CARE)" | GENERAL MEDICAL SUPPLIES (NURSING AND BURN UNIT) SUPPLEMENTARY
1128 | 4231150009000 | "DRESSING KIT, CONTAINS CHG IMPREGNATED SOFT SPONGE DISK (SIZE 4MM HOLE AND CONTAIN MORE THAN 90 MG CHG, ABLE TO ABSORB 8 TIMES OF ITS WEIGHT, COVER THE SITE 360, CAN STAY FOR 7 DAYS, CAN PROTECT THE EXIT SITE), 3 LAYERS FACE MASK LOOP, PAIRS OF EXAMINATION GLOVES MEDIUM, YELLOW WASTE BAG, DISPOSABLE TOWEL SIZE 50X50, IV TRANSPARENT SECUREMENT DRESSING 10 X 12 CM (BREATHABLE, CAN STAY FOR 7 DAYS,, PORTED AND HYPOALLERGIC), APPLICATOR 2% CHLORHEXIDINE WITH 70% ISOPROPYL ALCOHOL 3 ML, STERILE (WOUND AND OSTOMY CARE)" | GENERAL MEDICAL SUPPLIES (NURSING AND BURN UNIT) SUPPLEMENTARY
1129 | 4231150009100 | "DRESSING KIT, CONTAINS CHG IMPREGNATED SOFT SPONGE DISK (SIZE 7MM HOLE AND CONTAIN MORE THAN 80 MG CHG, ABLE TO ABSORB 8 TIMES OF ITS WEIGHT, COVER THE SITE 360, CAN STAY FOR 7 DAYS, CAN PROTECT THE EXIT SITE), 3 LAYERS FACE MASK LOOP, PAIRS OF EXAMINATION GLOVES MEDIUM, YELLOW WASTE BAG, DISPOSABLE TOWEL SIZE 50X50, IV TRANSPARENT SECUREMENT DRESSING 10 X 12 CM(BREATHABLE, CAN STAY FOR 7 DAYS, PORTED AND HYPOALLERGIC), APPLICATOR 2% CHLORHEXIDINE WITH 70% ISOPROPYL ALCOHOL 3 ML, STERILE (WOUND AND OSTOMY CARE)" | GENERAL MEDICAL SUPPLIES (NURSING AND BURN UNIT) SUPPLEMENTARY
1130 | 4231151401200 | "DRESSING, ABSORBENT WITH SILVER PAD, FLEXIBLE ADHESIVE HYDROCOLLOID BORDER, 10 X 10 CM (+/- 2CM), DISPOSABLE, STERILE, (WOUND AND OSTOMY CARE)" | GENERAL MEDICAL SUPPLIES (NURSING AND BURN UNIT) SUPPLEMENTARY
1131 | 4231151401300 | "DRESSING, ABSORBENT WITH SILVER PAD, FLEXIBLE ADHESIVE HYDROCOLLOID BORDER, 10 X 15 CM (+/- 2CM), DISPOSABLE, STERILE, (WOUND AND OSTOMY CARE)" | GENERAL MEDICAL SUPPLIES (NURSING AND BURN UNIT) SUPPLEMENTARY
1132 | 4231151401400 | "DRESSING, ABSORBENT WITH SILVER PAD, FLEXIBLE ADHESIVE HYDROCOLLOID BORDER, 10 X 25 CM (+/- 2CM), DISPOSABLE, STERILE, (WOUND AND OSTOMY CARE)" | GENERAL MEDICAL SUPPLIES (NURSING AND BURN UNIT) SUPPLEMENTARY
1133 | 4231151401500 | "DRESSING, ABSORBENT WITH SILVER PAD, FLEXIBLE ADHESIVE HYDROCOLLOID BORDER, 10 X 35 CM (+/- 2CM), DISPOSABLE, STERILE, (WOUND AND OSTOMY CARE)" | GENERAL MEDICAL SUPPLIES (NURSING AND BURN UNIT) SUPPLEMENTARY
1134 | 4231154504500 | DRESSING NON-ABSORBENT PAD ANTIBACTERIAL WORK WITH PHYSICAL ATTRACTION SIZE 10 X 20 CM (+/- 2CM) DISPOSABLE STERILE ( WOUND AND OSTOMY CARE ) | GENERAL MEDICAL SUPPLIES (NURSING AND BURN UNIT) SUPPLEMENTARY
1135 | 4231154504600 | DRESSING NON-ABSORBENT PAD ANTIBACTERIAL WORK WITH PHYSICAL ATTRACTION SIZE 7 X 9 CM (+/- 2CM) DISPOSABLE STERILE ( WOUND AND OSTOMY CARE ) | GENERAL MEDICAL SUPPLIES (NURSING AND BURN UNIT) SUPPLEMENTARY
1136 | 4231151403500 | "DRESSING, ABSORBENT, EXTRA STRENGTH, HYDROFIBER WITH SILVER, TRANSFORM INTO SOFT AND FLEXIBLE GEL FIBER ONCE ABSORBS WITH WOUND EXUDATE AND REMAINS MOIST, SIZE 10 X 10 CM (+/- 2 CM), STERILE, (WOUND AND OSTOMY CARE)" | GENERAL MEDICAL SUPPLIES (NURSING AND BURN UNIT) SUPPLEMENTARY
1137 | 4231151402300 | "DRESSING, ABSORBENT, EXTRA STRENGTH, HYDROFIBER WITH SILVER, TRANSFORM INTO SOFT AND FLEXIBLE GEL FIBER ONCE ABSORBS WITH WOUND EXUDATE AND REMAINS MOIST, SIZE 15 X 15 CM (+/- 2 CM), STERILE, (WOUND AND OSTOMY CARE)" | GENERAL MEDICAL SUPPLIES (NURSING AND BURN UNIT) SUPPLEMENTARY
1138 | 4231151400100 | "DRESSING, ABSORBENT, EXTRA STRENGTH, HYDROFIBER WITH SILVER, TRANSFORM INTO SOFT AND FLEXIBLE GEL FIBER ONCE ABSORBS WITH WOUND EXUDATE AND REMAINS MOIST, SIZE 2 X NOT LESS THAN 30 CM, STERILE, (WOUND AND OSTOMY CARE)" | GENERAL MEDICAL SUPPLIES (NURSING AND BURN UNIT) SUPPLEMENTARY
1139 | 4231154003500 | "DRESSING, ABSORBENT, EXTRA STRENGTH, HYDROFIBER WITH SILVER, TRANSFORM INTO SOFT AND FLEXIBLE GEL FIBER ONCE ABSORBS WITH WOUND EXUDATE AND REMAINS MOIST, SIZE 5 X 5 CM, STERILE, (WOUND AND OSTOMY CARE)" | GENERAL MEDICAL SUPPLIES (NURSING AND BURN UNIT) SUPPLEMENTARY
1140 | 4231151517300 | "DRESSING, ABSORBENT, EXTRA STRENGTH, HYDROFIBER WITH SILVER, TRANSFORM INTO SOFT AND FLEXIBLE GEL FIBER ONCE ABSORBS WITH WOUND EXUDATE AND REMAINS MOIST, FOR BURN, SIZE 23 X 100 CM (+/- 5 CM), STERILE, (WOUND AND OSTOMY CARE)" | GENERAL MEDICAL SUPPLIES (NURSING AND BURN UNIT) SUPPLEMENTARY
1141 | 4231151405500 | "DRESSING, ABSORBENT, EXTRA STRENGTH, HYDROFIBER WITH SILVER, TRANSFORM INTO SOFT AND FLEXIBLE GEL FIBER ONCE ABSORBS WITH WOUND EXUDATE AND REMAINS MOIST, FOR BURN, SIZE 23 X 30 CM (+/- 5 CM), STERILE, (WOUND AND OSTOMY CARE)" | GENERAL MEDICAL SUPPLIES (NURSING AND BURN UNIT) SUPPLEMENTARY
1142 | 4231151405600 | "DRESSING, ABSORBENT, EXTRA STRENGTH, HYDROFIBER WITH SILVER, TRANSFORM INTO SOFT AND FLEXIBLE GEL FIBER ONCE ABSORBS WITH WOUND EXUDATE AND REMAINS MOIST, FOR BURN, SIZE 55 X 45 CM (+/- 5 CM), STERILE, (WOUND AND OSTOMY CARE)" | GENERAL MEDICAL SUPPLIES (NURSING AND BURN UNIT) SUPPLEMENTARY
1143 | 4231151401600 | "DRESSING, ABSORBENT, EXTRA STRENGTH, HYDROFIBER WITHOUT SILVER, TRANSFORM INTO SOFT AND FLEXIBLE GEL FIBER ONCE ABSORBS WITH WOUND EXUDATE AND REMAINS MOIST, SIZE 10 X 10 CM (+/- 2 CM), STERILE, (WOUND AND OSTOMY CARE)" | GENERAL MEDICAL SUPPLIES (NURSING AND BURN UNIT) SUPPLEMENTARY
1144 | 4231151018100 | "DRESSING, ABSORBENT, EXTRA STRENGTH, HYDROFIBER WITHOUT SILVER, TRANSFORM INTO SOFT AND FLEXIBLE GEL FIBER ONCE ABSORBS WITH WOUND EXUDATE AND REMAINS MOIST, SIZE 15 X 15 CM (+/- 2 CM), STERILE, (WOUND AND OSTOMY CARE)" | GENERAL MEDICAL SUPPLIES (NURSING AND BURN UNIT) SUPPLEMENTARY
1145 | 4231151503800 | DRESSING, ABSORBENT, EXTRA STRENGTH, HYDROFIBER WITHOUT SILVER, TRANSFORM INTO SOFT AND FLEXIBLE GEL FIBER ONCE ABSORBS WITH WOUND EXUDATE AND REMAINS MOIST, SIZE 2-2.5 X 45-50 CM, STERILE, (WOUND AND OSTOMY CARE) | GENERAL MEDICAL SUPPLIES (NURSING AND BURN UNIT) SUPPLEMENTARY
1146 | 4231151401700 | "DRESSING, ABSORBENT, EXTRA STRENGTH, HYDROFIBER WITHOUT SILVER, TRANSFORM INTO SOFT AND FLEXIBLE GEL FIBER ONCE ABSORBS WITH WOUND EXUDATE AND REMAINS MOIST, SIZE 5 X 5 CM, (WOUND AND OSTOMY CARE)" | GENERAL MEDICAL SUPPLIES (NURSING AND BURN UNIT) SUPPLEMENTARY
1147 | 4231154001400 | "DRESSING, ALGINATE WITH SILVER AND CARBOXY METHYL CELLULOSE, COVERED WITH NON ADHERENT LAYER, SIZE 10 X 10 CM, STERILE, (WOUND AND OSTOMY CARE)" | GENERAL MEDICAL SUPPLIES (NURSING AND BURN UNIT) SUPPLEMENTARY
1148 | 4231154001500 | "DRESSING, ALGINATE WITH SILVER AND CARBOXY METHYL CELLULOSE, COVERED WITH NON ADHERENT LAYER, SIZE 10 X 20 CM, STERILE, (WOUND AND OSTOMY CARE)" | GENERAL MEDICAL SUPPLIES (NURSING AND BURN UNIT) SUPPLEMENTARY
1149 | 4231154001200 | "DRESSING, ALGINATE WITH SILVER AND CARBOXY METHYL CELLULOSE, COVERED WITH NON ADHERENT LAYER, SIZE 2 OR 2.5 X NOT LESS THAN 30 CM, STERILE, (WOUND AND OSTOMY CARE)" | GENERAL MEDICAL SUPPLIES (NURSING AND BURN UNIT) SUPPLEMENTARY
1150 | 4231154005300 | "DRESSING, ALGINATE WITH SILVER AND CARBOXY METHYL CELLULOSE, COVERED WITH NON ADHERENT LAYER, SIZE 5 X 5 CM, STERILE, (WOUND AND OSTOMY CARE)" | GENERAL MEDICAL SUPPLIES (NURSING AND BURN UNIT) SUPPLEMENTARY
1151 | 4231151550100 | "DRESSING, NON ADHERENT CONTACT LAYER, AMMONIUM POLYACRYLATE POLYMER, POLY-ABSORBENT FIBERS WITH LIPIDO-COLLOID, WITH SILVER, SIZE 10X10 CM (+/- 2 CM), (WOUND AND OSTOMY)" | GENERAL MEDICAL SUPPLIES (NURSING AND BURN UNIT) SUPPLEMENTARY
1152 | 4231151554200 | "DRESSING, NON ADHERENT CONTACT LAYER, AMMONIUM POLYACRYLATE POLYMER, POLY-ABSORBENT FIBERS WITH LIPIDO-COLLOID, WITH SILVER, SIZE 15X15 CM (+/- 2 CM), (WOUND AND OSTOMY)" | GENERAL MEDICAL SUPPLIES (NURSING AND BURN UNIT) SUPPLEMENTARY
1153 | 4231151513200 | "DRESSING, NON ADHERENT CONTACT LAYER, AMMONIUM POLYACRYLATE POLYMER, POLY-ABSORBENT FIBERS WITH LIPIDO-COLLOID, WITH SILVER, SIZE 6X6 CM (+/- 1 CM), (WOUND AND OSTOMY)" | GENERAL MEDICAL SUPPLIES (NURSING AND BURN UNIT) SUPPLEMENTARY
1154 | 4231151402700 | DRESSING ANTIMICROBACTERIAL WITH NATURAL FATTY ACID WORKS BY PHYSICAL ATTRACTION ROPE SIZE 2 X 50 CM (+\-2) DISPOSABLE STERILE ( WOUND AND OSTOMY CARE ) | GENERAL MEDICAL SUPPLIES (NURSING AND BURN UNIT) SUPPLEMENTARY
1155 | 4231151402800 | DRESSING ANTIMICROBACTERIAL WITH NATURAL FATTY ACID WORKS BY PHYSICAL ATTRACTION WITH ABSORBENT PAD SIZE 10 X 10 CM (+\-2) DISPOSABLE STERILE ( WOUND AND OSTOMY CARE ) | GENERAL MEDICAL SUPPLIES (NURSING AND BURN UNIT) SUPPLEMENTARY
1156 | 4231151402600 | DRESSING ANTIMICROBACTERIAL WITH NATURAL FATTY ACID WORKS BY PHYSICAL ATTRACTION SWAB 4 X 6 CM (+\-2) DISPOSABLE STERILE ( WOUND AND OSTOMY CARE ) | GENERAL MEDICAL SUPPLIES (NURSING AND BURN UNIT) SUPPLEMENTARY
1157 | 4231150519300 | "DRESSING, ANTI-MICROBIAL SPONGE, 1.5 MM CENTER HOLE, ABSORBENT, IMPREGNATED WITH CHLORHEXIDINE GLUCONATE (CHG), ABLE TO COVER THE SITE OF INSERTION 360 DEGREE, WITH TRANSPARENT FILM, DISPOSABLE, STERILE, MSDS SHOULD BE PROVIDED IN SOFT COPY, ( WOUND AND OSTOMY CARE)" | GENERAL MEDICAL SUPPLIES (NURSING AND BURN UNIT) SUPPLEMENTARY
1158 | 4231151012700 | "DRESSING, ANTI-MICROBIAL SPONGE, 4 MM CENTER HOLE, ABSORBENT, IMPREGNATED WITH CHLORHEXIDINE GLUCONATE (CHG), ABLE TO COVER THE SITE OF INSERTION 360 DEGREE, WITH TRANSPARENT FILM, DISPOSABLE, STERILE, MSDS SHOULD BE PROVIDED IN SOFT COPY, ( WOUND AND OSTOMY CARE)" | GENERAL MEDICAL SUPPLIES (NURSING AND BURN UNIT) SUPPLEMENTARY
1159 | 4231151403000 | DRESSING ANTIMICROBIAL HYDRO BALANCE FOR WOUND WITH POLYHEXAMETHYLENE BIGUANIDE (PHMB) SIZE 5 X 5 CM (+\-2) STERILE (WOUND AND OSTOMY CARE) | GENERAL MEDICAL SUPPLIES (NURSING AND BURN UNIT) SUPPLEMENTARY
1160 | 4231151402900 | "DRESSING, ANTIMICROBIAL HYDRO BALANCE, FOR WOUND, WITH POLYHEXAMETHYLENE BIGUANIDE (PHMB), SIZE 9 X 9 CM (+\-2), STERILE, (WOUND AND OSTOMY CARE)" | GENERAL MEDICAL SUPPLIES (NURSING AND BURN UNIT) SUPPLEMENTARY
1161 | 4231151408500 | "DRESSING, ANTIMICROBIAL GAUZE, IMPREGNATED WITH PHMB, ROLL SIZE 4.5 INCH (+/- 1 INCH) X 4 YARD, STERILE, (WOUND AND OSTOMY CARE)" | GENERAL MEDICAL SUPPLIES (NURSING AND BURN UNIT) SUPPLEMENTARY
1162 | 4214000064600 | "DRESSING, BREAST PADS, POLYMERIC MEMBRANE, NON-ADHESIVE, THERAPEUTIC, DIAMETER 6.5 (+/- 1CM) (WOUND AND OSTOMY CARE)" | GENERAL MEDICAL SUPPLIES (NURSING AND BURN UNIT) SUPPLEMENTARY
1163 | 4231151403200 | "DRESSING, CADEXOMER IODINE, COMPOSED OF 0.9% IODINE + POLYETHYLENE GLYCOL + STARCH 5GM, 5 CM X 5 CM (+/- 1 CM), DISPOSABLE, STERILE, (WOUND AND OSTOMY CARE)" | GENERAL MEDICAL SUPPLIES (NURSING AND BURN UNIT) SUPPLEMENTARY
1164 | 4231240100000 | "DRESSING, SOFT CALCIUM-SODIUM ALGINATE FIBER WITHOUT SILVER, HIGHLY ABSORBENT, CONTROL MINOR BLEEDING, SIZE 15 X 25 CM (+/- 5 CM), STERILE, (WOUND AND OSTOMY CARE)" | GENERAL MEDICAL SUPPLIES (NURSING AND BURN UNIT) SUPPLEMENTARY
1165 | 4231240100100 | "DRESSING, SOFT CALCIUM-SODIUM ALGINATE FIBER WITHOUT SILVER, HIGHLY ABSORBENT, CONTROL MINOR BLEEDING, SIZE 5 X 5 CM (+/- 2 CM), STERILE, (WOUND AND OSTOMY CARE)" | GENERAL MEDICAL SUPPLIES (NURSING AND BURN UNIT) SUPPLEMENTARY
1166 | 4231154002900 | "DRESSING, SOFT CALCIUM-SODIUM ALGINATE FIBER WITHOUT SILVER, HIGHLY ABSORBENT, CONTROL MINOR BLEEDING, SIZE 2 OR 2.5 X NOT LESS THAN 30 CM, STERILE, (WOUND AND OSTOMY CARE)" | GENERAL MEDICAL SUPPLIES (NURSING AND BURN UNIT) SUPPLEMENTARY
1167 | 4231150517000 | "DRESSING, FILM, TRANSPARENT, ULTRA THIN, BREATHABLE, SOFT SILICONE, HYPOALLERGENIC, FOR FRAGILE SKIN, SIZE 10 X 12 CM (+/- 2 CM), DISPOSABLE, STERILE, (WOUND AND OSTOMY CARE)" | GENERAL MEDICAL SUPPLIES (NURSING AND BURN UNIT) SUPPLEMENTARY
1168 | 4231152702500 | "DRESSING, FILM, TRANSPARENT, ULTRA THIN, BREATHABLE, SOFT SILICONE, HYPOALLERGENIC, FOR FRAGILE SKIN, SIZE 6 X 7 CM (+/- 2 CM), DISPOSABLE, STERILE, (WOUND AND OSTOMY CARE)" | GENERAL MEDICAL SUPPLIES (NURSING AND BURN UNIT) SUPPLEMENTARY
1169 | 4231150010100 | "DRESSING, FLEXIBLE AND STRETCHABLE FOAM, FIVE LAYERS, ABSORBENT, LOCK IN EXUDATE UNDER COMPRESSION, WEAR TIME NOT LESS THAN 24 HOURS, WITH SOFT SILICON FOAM, ADHESIVE BORDER, PERMEABLE, SIZE 10 X 10 CM (+\-2), DISPOSABLE, STERILE, (WOUND AND OSTOMY CARE" | GENERAL MEDICAL SUPPLIES (NURSING AND BURN UNIT) SUPPLEMENTARY
1170 | 4231154613500 | "DRESSING, FLEXIBLE AND STRETCHABLE FOAM, FIVE LAYERS, ABSORBENT, LOCK IN EXUDATE UNDER COMPRESSION, WEAR TIME NOT LESS THAN 24 HOURS, WITH SOFT SILICON FOAM, ADHESIVE BORDER, PERMEABLE, SIZE 15 X 15 CM (+\-2), DISPOSABLE, STERILE, (WOUND AND OSTOMY CARE" | GENERAL MEDICAL SUPPLIES (NURSING AND BURN UNIT) SUPPLEMENTARY
1171 | 4231151408400 | "DRESSING, FLEXIBLE AND STRETCHABLE FOAM, FIVE LAYERS, ABSORBENT, LOCK IN EXUDATE UNDER COMPRESSION, WEAR TIME NOT LESS THAN 24 HOURS, WITH SOFT SILICON FOAM, ADHESIVE BORDER, PERMEABLE, SIZE 15 X 20 CM (+\-2), DISPOSABLE, STERILE, (WOUND AND OSTOMY CARE" | GENERAL MEDICAL SUPPLIES (NURSING AND BURN UNIT) SUPPLEMENTARY
1172 | 4231150010200 | "DRESSING, FLEXIBLE AND STRETCHABLE FOAM, FIVE LAYERS, ABSORBENT, LOCK IN EXUDATE UNDER COMPRESSION, WEAR TIME NOT LESS THAN 24 HOURS, WITH SOFT SILICON FOAM, ADHESIVE BORDER, PERMEABLE, SIZE 7.5 X 7.5 CM (+\-2), DISPOSABLE, STERILE, (WOUND AND OSTOMY CARE" | GENERAL MEDICAL SUPPLIES (NURSING AND BURN UNIT) SUPPLEMENTARY
1173 | 4231150011300 | "DRESSING, FLEXIBLE AND STRETCHABLE FOAM, FIVE LAYERS, OVAL SHAPE, ABSORBENT, LOCK IN EXUDATE UNDER COMPRESSION, WEAR TIME NOT LESS THAN 24 HOURS, WITH SOFT SILICON FOAM, ADHESIVE BORDER, PERMEABLE, SIZE 12 X 15 CM (+\-2), DISPOSABLE, STERILE, (WOUND AND OSTOMY CARE" | GENERAL MEDICAL SUPPLIES (NURSING AND BURN UNIT) SUPPLEMENTARY
1174 | 4231150011400 | "DRESSING, FLEXIBLE AND STRETCHABLE FOAM, FIVE LAYERS, OVAL SHAPE, ABSORBENT, LOCK IN EXUDATE UNDER COMPRESSION, WEAR TIME NOT LESS THAN 24 HOURS, WITH SOFT SILICON FOAM, ADHESIVE BORDER, PERMEABLE, SIZE 15 X 20 CM (+\-2), DISPOSABLE, STERILE, (WOUND AND OSTOMY CARE" | GENERAL MEDICAL SUPPLIES (NURSING AND BURN UNIT) SUPPLEMENTARY
1175 | 4231150011500 | "DRESSING, FLEXIBLE AND STRETCHABLE FOAM, FIVE LAYERS, OVAL SHAPE, ABSORBENT, LOCK IN EXUDATE UNDER COMPRESSION, WEAR TIME NOT LESS THAN 24 HOURS, WITH SOFT SILICON FOAM, ADHESIVE BORDER, PERMEABLE, SIZE 8 X 10 CM (+\-2), DISPOSABLE, STERILE, (WOUND AND OSTOMY CARE" | GENERAL MEDICAL SUPPLIES (NURSING AND BURN UNIT) SUPPLEMENTARY
1176 | 4231150010300 | "DRESSING, FLEXIBLE AND STRETCHABLE FOAM, FOUR LAYERS, ABSORBENT, LOCK IN EXUDATE UNDER COMPRESSION, WEAR TIME NOT LESS THAN 24 HOURS, WITH SOFT SILICONE FOAM, ADHESIVE BORDER, PERMEABLE, SIZE 15 X 15 CM (+\-2), DISPOSABLE, STERILE, (WOUND AND OSTOMY CARE" | GENERAL MEDICAL SUPPLIES (NURSING AND BURN UNIT) SUPPLEMENTARY
1177 | 4231150010000 | "DRESSING, FLEXIBLE AND STRETCHABLE FOAM, FOUR LAYERS, ABSORBENT, LOCK IN EXUDATE UNDER COMPRESSION, WEAR TIME NOT LESS THAN 24 HOURS, WITH SOFT SILICONE FOAM, ADHESIVE BORDER, PERMEABLE, SIZE 5 X 12 CM (+\-2), DISPOSABLE, STERILE, (WOUND AND OSTOMY CARE" | GENERAL MEDICAL SUPPLIES (NURSING AND BURN UNIT) SUPPLEMENTARY
1178 | 4231150010400 | "DRESSING, FLEXIBLE AND STRETCHABLE FOAM, FOUR LAYERS, ABSORBENT, LOCK IN EXUDATE UNDER COMPRESSION, WEAR TIME NOT LESS THAN 24 HOURS, WITH SOFT SILICONE FOAM, ADHESIVE BORDER, PERMEABLE, SIZE 5 X 5 CM (+\-1), DISPOSABLE, STERILE, (WOUND AND OSTOMY CARE" | GENERAL MEDICAL SUPPLIES (NURSING AND BURN UNIT) SUPPLEMENTARY
1179 | 4231151403400 | "DRESSING, FLEXIBLE GAUZE, SATURATED WITH ZINC OXIDE AND CALAMINE, SIZE AT LEAST 10 X 900 CM, DISPOSABLE, STERILE, (WOUND AND OSTOMY CARE)" | GENERAL MEDICAL SUPPLIES (NURSING AND BURN UNIT) SUPPLEMENTARY
1180 | 4231151010100 | "DRESSING, FOR BURN, FLEXIBLE, STRETCHABLE, IMPREGNATED WITH SILVER, ACTIVE FOR 7 DAYS, SIZE 16 X 16 INCH (+/- 3INCH), DISPOSABLE, STERILE, (WOUND AND OSTOMY CARE)" | GENERAL MEDICAL SUPPLIES (NURSING AND BURN UNIT) SUPPLEMENTARY
1181 | 4231151010200 | "DRESSING, FOR BURN, FLEXIBLE, STRETCHABLE, IMPREGNATED WITH SILVER, ACTIVE FOR 7 DAYS, SIZE 6 X 6 INCH (+/- 2INCH), DISPOSABLE, STERILE, (WOUND AND OSTOMY CARE)" | GENERAL MEDICAL SUPPLIES (NURSING AND BURN UNIT) SUPPLEMENTARY
1182 | 4231152701700 | "DRESSING, FOR CENTRAL LINE, TRANSPARENT, IV SECUREMENT DRESSINGS, IMPREGNATED WITH 2-3% CHLORHEXIDINE FOR CENTRAL LINES, WITH SILVER HIGHLY BREATHABLE FOR MOISTURE EVAPORATION, LATEX FREE, PEDIATRIC SIZE 10 X 12 CM (+/- 1 CM), WATERPROOF, 2 SECURING STRIP, DOCUMENTATION LABEL, DISPOSABLE, STERILE, MSDS SHOULD BE PROVIDED IN SOFT COPY, ( WOUND AND OSTOMY CARE)" | GENERAL MEDICAL SUPPLIES (NURSING AND BURN UNIT) SUPPLEMENTARY
1183 | 4231151010500 | "DRESSING, FOR CENTRAL LINE, TRANSPARENT: IV SECUREMENT DRESSINGS, IMPREGNATED WITH 2-3% CHLORHEXIDINE FOR CENTRAL LINES, WITH SILVER HIGHLY BREATHABLE FOR MOISTURE EVAPORATION, LATEX FREE, PEDIATRIC SIZE 6 X 7 CM (+/- 1 CM), WATERPROOF, 2 SECURING STRIP, DOCUMENTATION LABEL, DISPOSABLE, STERILE, MSDS SHOULD BE PROVIDED IN SOFT COPY, ( WOUND AND OSTOMY CARE)" | GENERAL MEDICAL SUPPLIES (NURSING AND BURN UNIT) SUPPLEMENTARY
1184 | 4231150502000 | "DRESSING, NOT LESS THAN FOUR LAYERS, ABSORBENT, WITH SOFT SILICON FOAM, ADHESIVE BORDER, PERMEABLE, SIZE 10 X 10 CM (+\-2), DISPOSABLE, STERILE, ( WOUND AND OSTOMY CARE )" | GENERAL MEDICAL SUPPLIES (NURSING AND BURN UNIT) SUPPLEMENTARY
1185 | 4231151012500 | "DRESSING, NOT LESS THAN FOUR LAYERS, ABSORBENT, WITH SOFT SILICON FOAM, ADHESIVE BORDER, PERMEABLE, SIZE 10 X 20 CM (+\-2), DISPOSABLE, STERILE, ( WOUND AND OSTOMY CARE )" | GENERAL MEDICAL SUPPLIES (NURSING AND BURN UNIT) SUPPLEMENTARY
1186 | 4231151002400 | "DRESSING, NOT LESS THAN FOUR LAYERS, ABSORBENT, WITH SOFT SILICON FOAM, ADHESIVE BORDER, PERMEABLE, SIZE 10 X 30 CM (+\-2), DISPOSABLE, STERILE, ( WOUND AND OSTOMY CARE )" | GENERAL MEDICAL SUPPLIES (NURSING AND BURN UNIT) SUPPLEMENTARY
1187 | 4231160706100 | "DRESSING, NOT LESS THAN FOUR LAYERS, ABSORBENT, WITH SOFT SILICON FOAM, ADHESIVE BORDER, PERMEABLE, SIZE 15 X 20 CM (+\-2), DISPOSABLE, STERILE, ( WOUND AND OSTOMY CARE )" | GENERAL MEDICAL SUPPLIES (NURSING AND BURN UNIT) SUPPLEMENTARY
1188 | 4231151009400 | "DRESSING, NOT LESS THAN FOUR LAYERS, ABSORBENT, WITH SOFT SILICON FOAM, ADHESIVE BORDER, PERMEABLE, SIZE 15 X 15 CM (+\-2), DISPOSABLE, STERILE, ( WOUND AND OSTOMY CARE )" | GENERAL MEDICAL SUPPLIES (NURSING AND BURN UNIT) SUPPLEMENTARY
1189 | 4231151019300 | "DRESSING, NOT LESS THAN FOUR LAYERS, ABSORBENT, WITH SOFT SILICON FOAM, WITH SILVER, ADHESIVE BORDER, PERMEABLE, SIZE 15 X 15 CM (+\-2), DISPOSABLE, STERILE, (WOUND AND OSTOMY CARE)" | GENERAL MEDICAL SUPPLIES (NURSING AND BURN UNIT) SUPPLEMENTARY
1190 | 4231151408600 | "DRESSING, NOT LESS THAN FOUR LAYERS, ABSORBENT, WITH SOFT SILICON FOAM, WITH SILVER, ADHESIVE BORDER, PERMEABLE, SIZE 15 X 20 CM (+\-2), DISPOSABLE, STERILE, (WOUND AND OSTOMY CARE)" | GENERAL MEDICAL SUPPLIES (NURSING AND BURN UNIT) SUPPLEMENTARY
1191 | 4231151000000 | "DRESSING, NOT LESS THAN FOUR LAYERS, ABSORBENT, WITH SOFT SILICON FOAM, WITH SILVER, ADHESIVE BORDER, PERMEABLE, SIZE 10 X 10 CM (+\-2), DISPOSABLE, STERILE, ( WOUND AND OSTOMY CARE )" | GENERAL MEDICAL SUPPLIES (NURSING AND BURN UNIT) SUPPLEMENTARY
1192 | 4231152400800 | "DRESSING, GAUZE, IMPREGNATED IN PLAIN PARAFFIN, , NON-ADHERENT, SIZE 15 CM X 2-2.5 MTR/ROLL, INDIVIDUALLY PACKED, DISPOSABLE, STERILE, (WOUND AND OSTOMY CARE)" | GENERAL MEDICAL SUPPLIES (NURSING AND BURN UNIT) SUPPLEMENTARY
1193 | 4231150502800 | "DRESSING, GAUZE, IMPREGNATED IN PLAIN PARAFFIN, , NON-ADHERENT, SIZE 10 X 10 CM (+/- 1 CM), INDIVIDUALLY PACKED, DISPOSABLE, STERILE, (WOUND AND OSTOMY CARE)" | GENERAL MEDICAL SUPPLIES (NURSING AND BURN UNIT) SUPPLEMENTARY
1194 | 4231152400900 | "DRESSING, GAUZE, IMPREGNATED IN PLAIN PARAFFIN, , NON-ADHERENT, SIZE 10 X 40 CM (+/- 2 CM ), INDIVIDUALLY PACKED, DISPOSABLE, STERILE, (WOUND AND OSTOMY CARE)" | GENERAL MEDICAL SUPPLIES (NURSING AND BURN UNIT) SUPPLEMENTARY
1195 | 4231151401000 | "DRESSING, GAUZE, IMPREGNATED WITH CHLORHEXIDINE, SIZE: 10 X 10 CM, INDIVIDUALLY PACK, DISPOSABLE, STERILE, MSDS SHOULD BE PROVIDED IN SOFT COPY, (WOUND AND OSTOMY CARE)" | GENERAL MEDICAL SUPPLIES (NURSING AND BURN UNIT) SUPPLEMENTARY
1196 | 4231150502700 | "DRESSING, GAUZE, IMPREGNATED WITH CHLORHEXIDINE, SIZE: 15 X 20 CM, INDIVIDUALLY PACK, DISPOSABLE, STERILE, MSDS SHOULD BE PROVIDED IN SOFT COPY, (WOUND AND OSTOMY CARE)" | GENERAL MEDICAL SUPPLIES (NURSING AND BURN UNIT) SUPPLEMENTARY
1197 | 4231151401100 | "DRESSING, GAUZE, IMPREGNATED WITH CHLORHEXIDINE, SIZE: 5 X 5 CM, INDIVIDUALLY PACK, DISPOSABLE, STERILE, MSDS SHOULD BE PROVIDED IN SOFT COPY, (WOUND AND OSTOMY CARE)" | GENERAL MEDICAL SUPPLIES (NURSING AND BURN UNIT) SUPPLEMENTARY
1198 | 5313161600000 | "DRESSING, HIGHLY VISCOUS HYDROGEL, ALGINATE, TUBE, SIZE AT LEAST 15GM, DISPOSABLE, STERILE, (WOUND AND OSTOMY CARE)" | GENERAL MEDICAL SUPPLIES (NURSING AND BURN UNIT) SUPPLEMENTARY
1199 | 4231151000100 | "DRESSING, HYDRO CAPILLARY FOAM, NON-ADHESIVE, WITH IBUPROFEN SIZE 15 X 15 CM (+\-2), DISPOSABLE, STERILE, (WOUND AND OSTOMY CARE)" | GENERAL MEDICAL SUPPLIES (NURSING AND BURN UNIT) SUPPLEMENTARY
1200 | 4231151000200 | "DRESSING, HYDRO CAPILLARY FOAM, NON-ADHESIVE, WITH IBUPROFEN SIZE 5 X 7 CM (+\-2), DISPOSABLE, STERILE, (WOUND AND OSTOMY CARE)" | GENERAL MEDICAL SUPPLIES (NURSING AND BURN UNIT) SUPPLEMENTARY
1201 | 4231151003700 | "DRESSING, HYDRO CAPILLARY FOAM, NON-ADHESIVE, WITH IBUPROFEN, SIZE 10 X 10 CM (+\-2), DISPOSABLE, STERILE, (WOUND AND OSTOMY CARE)" | GENERAL MEDICAL SUPPLIES (NURSING AND BURN UNIT) SUPPLEMENTARY
1202 | 4231151502100 | "DRESSING, HYDROCOLLOID, SACRUM SHAPE, 16 X 18 CM (+/- 2CM), DISPOSABLE, STERILE, (WOUND AND OSTOMY CARE)" | GENERAL MEDICAL SUPPLIES (NURSING AND BURN UNIT) SUPPLEMENTARY
1203 | 4231151501800 | "DRESSING, HYDROCOLLOID, THICK, 10 X 10 CM, DISPOSABLE, STERILE, (WOUND AND OSTOMY CARE)" | GENERAL MEDICAL SUPPLIES (NURSING AND BURN UNIT) SUPPLEMENTARY
1204 | 4231151500900 | "DRESSING, HYDROCOLLOID, THICK, 15 X 15 CM, DISPOSABLE, STERILE, (WOUND AND OSTOMY CARE)" | GENERAL MEDICAL SUPPLIES (NURSING AND BURN UNIT) SUPPLEMENTARY
1205 | 4231151501900 | DRESSING HYDROCOLLOID THICK 20 X 20 CM DISPOSABLE STERILE (WOUND AND OSTOMY CARE) | GENERAL MEDICAL SUPPLIES (NURSING AND BURN UNIT) SUPPLEMENTARY
1206 | 4231151502200 | "DRESSING, HYDROCOLLOID, THIN, 10 X 10 CM, DISPOSABLE, STERILE, (WOUND AND OSTOMY CARE)" | GENERAL MEDICAL SUPPLIES (NURSING AND BURN UNIT) SUPPLEMENTARY
1207 | 4231151501500 | "DRESSING, HYDROCOLLOID, THIN, 15 X 20 CM, DISPOSABLE, STERILE, (WOUND AND OSTOMY CARE)" | GENERAL MEDICAL SUPPLIES (NURSING AND BURN UNIT) SUPPLEMENTARY
1208 | 4231151502000 | "DRESSING, HYDROCOLLOID, THIN, 2.5 X 5 CM (+/- 0.5), DISPOSABLE, STERILE, (WOUND AND OSTOMY CARE)" | GENERAL MEDICAL SUPPLIES (NURSING AND BURN UNIT) SUPPLEMENTARY
1209 | 4231150502200 | "DRESSING, HYDROCOLLOID, THIN, 20 X 20 CM, DISPOSABLE, STERILE, (WOUND AND OSTOMY CARE)" | GENERAL MEDICAL SUPPLIES (NURSING AND BURN UNIT) SUPPLEMENTARY
1210 | 4231151502300 | "DRESSING, HYDROCOLLOID, THIN, 5 X 5 CM, DISPOSABLE, STERILE, (WOUND AND OSTOMY CARE)" | GENERAL MEDICAL SUPPLIES (NURSING AND BURN UNIT) SUPPLEMENTARY
1211 | 4231151501600 | "DRESSING, HYDROCOLLOID, THIN, 5 X NOT LESS THAN 20 CM, DISPOSABLE, STERILE, (WOUND AND OSTOMY CARE)" | GENERAL MEDICAL SUPPLIES (NURSING AND BURN UNIT) SUPPLEMENTARY
1212 | 4231151501000 | "DRESSING, HYDROCOLLOID, THIN, 7.5 X 7.5 CM, DISPOSABLE, STERILE, (WOUND AND OSTOMY CARE)" | GENERAL MEDICAL SUPPLIES (NURSING AND BURN UNIT) SUPPLEMENTARY
1213 | 4231151305100 | "DRESSING, HYDROGEL, TUBE 15 GM, (WOUND AND OSTOMY)" | GENERAL MEDICAL SUPPLIES (NURSING AND BURN UNIT) SUPPLEMENTARY
1214 | 4231154003200 | DRESSING, HYDROGEL, TUBE 25-30 GM, (WOUND AND OSTOMY CARE) | GENERAL MEDICAL SUPPLIES (NURSING AND BURN UNIT) SUPPLEMENTARY
1215 | 4231151011100 | "DRESSING, HYDROPOLYMER FOAM, WITH BORDER, 5 X 5 CM (+/- 2 CM), DISPOSABLE, STERILE, (WOUND AND OSTOMY CARE)" | GENERAL MEDICAL SUPPLIES (NURSING AND BURN UNIT) SUPPLEMENTARY
1216 | 4231151403600 | "DRESSING, HYPERTONIC, CLEANSING WOUND, ABSORBS EXUDATES FOR INFECTED AND NON INFECTED WOUNDS, SIZE 10 X 10 CM (+/- 2 CM), DISPOSABLE, STERILE, (WOUND AND OSTOMY CARE)" | GENERAL MEDICAL SUPPLIES (NURSING AND BURN UNIT) SUPPLEMENTARY
1217 | 4231151403700 | "DRESSING, HYPERTONIC, CLEANSING WOUND, ABSORBS EXUDATES FOR INFECTED AND NON INFECTED WOUNDS, SIZE 2 X 100 (+/- 2 CM), DISPOSABLE, STERILE, (WOUND AND OSTOMY CARE)" | GENERAL MEDICAL SUPPLIES (NURSING AND BURN UNIT) SUPPLEMENTARY
1218 | 4231151403800 | "DRESSING, HYPERTONIC, CLEANSING WOUND, ABSORBS EXUDATES FOR INFECTED AND NON INFECTED WOUNDS, SIZE 5 X 5 CM (+/- 2 CM), DISPOSABLE, STERILE, (WOUND AND OSTOMY CARE)" | GENERAL MEDICAL SUPPLIES (NURSING AND BURN UNIT) SUPPLEMENTARY
1219 | 4231151304200 | "DRESSING, ACTIVE LEPTOSPERMUM, MANUKA HONEY (99%) TUBE SIZE NOT LESS THAN 20GM, DISPOSABLE, STERILE, (WOUND AND OSTOMY CARE)" | GENERAL MEDICAL SUPPLIES (NURSING AND BURN UNIT) SUPPLEMENTARY
1220 | 4231154001600 | "DRESSING, MANUKA HONEY, WITH ALGINATE DRESSING, SIZE 5 X 5 CM (+/-1 CM), DISPOSABLE, STERILE, (WOUND AND OSTOMY CARE)" | GENERAL MEDICAL SUPPLIES (NURSING AND BURN UNIT) SUPPLEMENTARY
1221 | 4231154001700 | "DRESSING, MANUKA HONEY, WITH ALGINATE, SIZE 12 X 12 CM (+/-2 CM ), DISPOSABLE, STERILE, ( WOUND AND OSTOMY CARE )" | GENERAL MEDICAL SUPPLIES (NURSING AND BURN UNIT) SUPPLEMENTARY
1222 | 4231150502100 | "DRESSING, NOT LESS THAN FOUR LAYERS, ABSORBENT, WITH SOFT SILICON FOAM, ADHESIVE BORDER, PERMEABLE, SIZE 5 X 12.5 CM (+\-0.5 CM), DISPOSABLE, STERILE, (WOUND AND OSTOMY CARE)" | GENERAL MEDICAL SUPPLIES (NURSING AND BURN UNIT) SUPPLEMENTARY
1223 | 4231151009300 | "DRESSING, NOT LESS THAN FOUR LAYERS, ABSORBENT, WITH SOFT SILICON FOAM, ADHESIVE BORDER, PERMEABLE, SIZE 7.5 X 7.5 CM (+\-2), DISPOSABLE, STERILE, (WOUND AND OSTOMY CARE)" | GENERAL MEDICAL SUPPLIES (NURSING AND BURN UNIT) SUPPLEMENTARY
1224 | 4231154001000 | "DRESSING, NANO CRYSTALLINE SILVER, SIZE 10 X 10 CM, DISPOSABLE, STERILE, (WOUND AND OSTOMY CARE)" | GENERAL MEDICAL SUPPLIES (NURSING AND BURN UNIT) SUPPLEMENTARY
1225 | 4231151401800 | "DRESSING, NANO CRYSTALLINE SILVER, SIZE 10 X 20 CM, (SILVER), DISPOSABLE, STERILE, (WOUND AND OSTOMY CARE)" | GENERAL MEDICAL SUPPLIES (NURSING AND BURN UNIT) SUPPLEMENTARY
1226 | 4231154001100 | "DRESSING, NANOCRYSTALLINE SILVER, SIZE 5 X 5 CM, DISPOSABLE, STERILE, (WOUND AND OSTOMY CARE)" | GENERAL MEDICAL SUPPLIES (NURSING AND BURN UNIT) SUPPLEMENTARY
1227 | 4111620004500 | "DRESSING, NON ADHERENT CONTACT LAYER, SOFT SILICONE, SIZE 10 X 18 CM (+/- 2 CM), STERILE, (WOUND AND OSTOMY CARE)" | GENERAL MEDICAL SUPPLIES (NURSING AND BURN UNIT) SUPPLEMENTARY
1228 | 4231151521400 | "DRESSING, NON ADHERENT CONTACT LAYER, SOFT SILICONE, SIZE 8 X 10 CM (+/- 2 CM), STERILE, (WOUND AND OSTOMY CARE)" | GENERAL MEDICAL SUPPLIES (NURSING AND BURN UNIT) SUPPLEMENTARY
1229 | 4231151401900 | "DRESSING, SOFT SILICONE FOAM, WITH SILVER, WITHOUT BORDER, SIZE 15 X 30 CM (+/- 5 CM), STERILE, (WOUND AND OSTOMY CARE)" | GENERAL MEDICAL SUPPLIES (NURSING AND BURN UNIT) SUPPLEMENTARY
1230 | 4231151402000 | "DRESSING, NON ADHERENT CONTACT LAYER, LIPIDO COLLOID, WITH SILVER, 15 X 20 CM (+/-2 CM), SUITABLE FOR EB PATIENTS, DISPOSABLE, STERILE, (WOUND AND OSTOMY CARE)" | GENERAL MEDICAL SUPPLIES (NURSING AND BURN UNIT) SUPPLEMENTARY
1231 | 4231151302200 | "DRESSING, NON ADHERENT CONTACT LAYER, IMPREGNATED WITH PETROLATUM, KNITTED CELLULOSE ACETATE FABRIC, 8 (+/- 2 CM) X 150 (+/- 10CM), DISPOSABLE, STERILE, (WOUND AND OSTOMY CARE)" | GENERAL MEDICAL SUPPLIES (NURSING AND BURN UNIT) SUPPLEMENTARY
1232 | 4231152401400 | DRESSING NON ADHERENT CONTACT LAYER IMPREGNATED WITH PETROLATUM KNITTED CELLULOSE ACETATE FABRIC 8 X 20 (+/- 2CM) DISPOSABLE STERILE (WOUND AND OSTOMY CARE) | GENERAL MEDICAL SUPPLIES (NURSING AND BURN UNIT) SUPPLEMENTARY
1233 | 4231152401500 | "DRESSING, NON ADHERENT CONTACT LAYER, IMPREGNATED WITH PETROLATUM, KNITTED CELLULOSE ACETATE FABRIC, 8 X 40 (+/- 2CM), DISPOSABLE, STERILE, (WOUND AND OSTOMY CARE)" | GENERAL MEDICAL SUPPLIES (NURSING AND BURN UNIT) SUPPLEMENTARY
1234 | 4231152401600 | "DRESSING, NON ADHERENT CONTACT LAYER, IMPREGNATED WITH PETROLATUM, KNITTED CELLULOSE ACETATE FABRIC, 8 X 8 (+/- 2CM), DISPOSABLE, STERILE, (WOUND AND OSTOMY CARE)" | GENERAL MEDICAL SUPPLIES (NURSING AND BURN UNIT) SUPPLEMENTARY
1235 | 4231151302300 | "DRESSING, NON ADHERENT CONTACT LAYER, IMPREGNATED WITH POVIDONE IODINE, 10 X 10 CM (+/- 2CM), DISPOSABLE, STERILE, (WOUND AND OSTOMY CARE)" | GENERAL MEDICAL SUPPLIES (NURSING AND BURN UNIT) SUPPLEMENTARY
1236 | 4231154501800 | "DRESSING, NON ADHERENT CONTACT LAYER, IMPREGNATED WITH POVIDONE IODINE, 5 X 5 CM (+/- 2CM), DISPOSABLE, STERILE, (WOUND AND OSTOMY CARE)" | GENERAL MEDICAL SUPPLIES (NURSING AND BURN UNIT) SUPPLEMENTARY
1237 | 4231151302000 | "DRESSING, NON ADHERENT CONTACT LAYER, COATED WITH MANUKA HONEY, SIZE 10 X 10 CM (+\-2 CM), DISPOSABLE, STERILE, (WOUND AND OSTOMY CARE)" | GENERAL MEDICAL SUPPLIES (NURSING AND BURN UNIT) SUPPLEMENTARY
1238 | 4231151302100 | DRESSING NON ADHERENT CONTACT LAYER COATED WITH MANUKA HONEY SIZE 10 X 20 CM (+\-2 CM) DISPOSABLE STERILE (WOUND AND OSTOMY CARE) | GENERAL MEDICAL SUPPLIES (NURSING AND BURN UNIT) SUPPLEMENTARY
1239 | 4231154506000 | "DRESSING, NON ADHERENT CONTACT LAYER, WITH SILICONE, SIZE BIG TOE, DISPOSABLE, STERILE, (WOUND AND OSTOMY CARE)" | GENERAL MEDICAL SUPPLIES (NURSING AND BURN UNIT) SUPPLEMENTARY
1240 | 4231151525500 | "DRESSING, NON ADHERENT CONTACT LAYER, WITH SILICONE, SIZE LARGE FINGER, DISPOSABLE, STERILE, (WOUND AND OSTOMY CARE)" | GENERAL MEDICAL SUPPLIES (NURSING AND BURN UNIT) SUPPLEMENTARY
1241 | 4231151529600 | "DRESSING, NON ADHERENT CONTACT LAYER, WITH SILICONE, SIZE MEDIUM FINGER, DISPOSABLE, STERILE, (WOUND AND OSTOMY CARE)" | GENERAL MEDICAL SUPPLIES (NURSING AND BURN UNIT) SUPPLEMENTARY
1242 | 4231151533700 | "DRESSING, NON ADHERENT CONTACT LAYER, WITH SILICONE, SIZE SMALL FINGER, DISPOSABLE, STERILE, (WOUND AND OSTOMY CARE)" | GENERAL MEDICAL SUPPLIES (NURSING AND BURN UNIT) SUPPLEMENTARY
1243 | 4231150518400 | "DRESSING, NON ADHERENT CONTACT LAYER, WITH SILICONE, SIZE XL FINGER, DISPOSABLE, STERILE, (WOUND AND OSTOMY CARE)" | GENERAL MEDICAL SUPPLIES (NURSING AND BURN UNIT) SUPPLEMENTARY
1244 | 4231154610100 | "DRESSING, NON-WOVEN, ADHESIVE, WITH ABSORBENT NON ADHERENT PAD, 8-10 X 6 CM, DISPOSABLE, STERILE, (WOUND AND OSTOMY CARE)" | GENERAL MEDICAL SUPPLIES (NURSING AND BURN UNIT) SUPPLEMENTARY
1245 | 4231154601300 | "DRESSING, NON-WOVEN, ADHESIVE, WITH ABSORBENT NON ADHERENT PAD, 10 X 20 CM (+/- 2 CM), STERILE, (WOUND AND OSTOMY CARE)" | GENERAL MEDICAL SUPPLIES (NURSING AND BURN UNIT) SUPPLEMENTARY
1246 | 4231154610200 | "DRESSING, NON-WOVEN, ADHESIVE, WITH ABSORBENT NON ADHERENT PAD, 10 X 25 CM (+/- 1 CM), (WOUND AND OSTOMY CARE)" | GENERAL MEDICAL SUPPLIES (NURSING AND BURN UNIT) SUPPLEMENTARY
1247 | 4231154504800 | "DRESSING, NON-WOVEN, ADHESIVE, WITH ABSORBENT NON ADHERENT PAD, 10 X 30 CM (+/- 1 CM), (WOUND AND OSTOMY CARE)" | GENERAL MEDICAL SUPPLIES (NURSING AND BURN UNIT) SUPPLEMENTARY
1248 | 4231154601400 | "DRESSING, NON-WOVEN, ADHESIVE, WITH ABSORBENT NON ADHERENT PAD, 10 X 35 CM (+/- 2 CM), STERILE, (WOUND AND OSTOMY CARE)" | GENERAL MEDICAL SUPPLIES (NURSING AND BURN UNIT) SUPPLEMENTARY
1249 | 4231154601500 | "DRESSING, NON-WOVEN, ADHESIVE, WITH ABSORBENT NON ADHERENT PAD, 7 X 5 CM (+/- 0.5 CM), STERILE, (WOUND AND OSTOMY CARE)" | GENERAL MEDICAL SUPPLIES (NURSING AND BURN UNIT) SUPPLEMENTARY
1250 | 4231154601100 | "DRESSING, NON-WOVEN, ADHESIVE, WITH ABSORBENT NON ADHERENT PAD, 8 X 10 CM (+/- 2 CM), STERILE, (WOUND AND OSTOMY CARE)" | GENERAL MEDICAL SUPPLIES (NURSING AND BURN UNIT) SUPPLEMENTARY
1251 | 4231154610800 | "DRESSING, NON-WOVEN, ADHESIVE, WITH ABSORBENT NON ADHERENT PAD, 8 X 15 CM (+/- 1 CM), (WOUND AND OSTOMY CARE)" | GENERAL MEDICAL SUPPLIES (NURSING AND BURN UNIT) SUPPLEMENTARY
1252 | 4231151001000 | "DRESSING, NOT LESS THAN FIVE LAYERS, WITH SOFT SILICONE FOAM, ADHESIVE BORDER, ABSORBENT FIBER LAYER, LOCK IN EXUDATE UNDER COMPRESSION, WEAR TIME NOT LESS THAN 24 HOURS, HEEL SHAPE, THE FOAM SHOULD COVER HEEL AND MALLEOLUS, SIZE 23 X 25 (+/- 2 CM), STERILE, (WOUND AND OSTOMY CARE)" | GENERAL MEDICAL SUPPLIES (NURSING AND BURN UNIT) SUPPLEMENTARY
1253 | 4231151008500 | "DRESSING, NOT LESS THAN FIVE LAYERS, WITH SOFT SILICONE FOAM, ADHESIVE BORDER, ABSORBENT FIBER LAYER, LOCK IN EXUDATE UNDER COMPRESSION, WEAR TIME NOT LESS THAN 24 HOURS, SACRUM SHAPE, SIZE 18 X 18 CM (+/- 2CM), DISPOSABLE, STERILE, (WOUND AND OSTOMY CARE)" | GENERAL MEDICAL SUPPLIES (NURSING AND BURN UNIT) SUPPLEMENTARY
1254 | 4231151002000 | "DRESSING, NOT LESS THAN FIVE LAYERS, WITH SOFT SILICONE FOAM, ADHESIVE BORDER, ABSORBENT FIBER LAYER, LOCK IN EXUDATE UNDER COMPRESSION, WEAR TIME NOT LESS THAN 24 HOURS, SACRUM SHAPE, SIZE 23 X 23 CM (+/- 2CM), DISPOSABLE, STERILE, (WOUND AND OSTOMY CARE)" | GENERAL MEDICAL SUPPLIES (NURSING AND BURN UNIT) SUPPLEMENTARY
1255 | 4231151408700 | "DRESSING, NOT LESS THAN FIVE LAYERS, WITH SOFT SILICONE SILVER FOAM, ADHESIVE BORDER, ABSORBENT FIBER LAYER, LOCK IN EXUDATE UNDER COMPRESSION, WEAR TIME NOT LESS THAN 24 HOURS, SACRUM SHAPE, SIZE 18 X 18 CM (+/- 2CM), DISPOSABLE, STERILE, (WOUND AND OSTOMY CARE)" | GENERAL MEDICAL SUPPLIES (NURSING AND BURN UNIT) SUPPLEMENTARY
1256 | 4231151505000 | "DRESSING, NOT LESS THAN FIVE LAYERS, WITH SOFT SILICONE SILVER FOAM, ADHESIVE BORDER, ABSORBENT FIBER LAYER, LOCK IN EXUDATE UNDER COMPRESSION, WEAR TIME NOT LESS THAN 24 HOURS, SACRUM SHAPE, SIZE 23 X 23 CM (+/- 2CM), DISPOSABLE, STERILE, (WOUND AND OSTOMY CARE)" | GENERAL MEDICAL SUPPLIES (NURSING AND BURN UNIT) SUPPLEMENTARY
1257 | 4231240300100 | "DRESSING, NYLON CLOTH, PURE METALLIC SILVER, AND 0.9% SILVER OXIDE, TO BE USED FOR 7 DAYS, SIZE 1 X 12 INCH, DISPOSABLE, STERILE, (WOUND AND OSTOMY CARE)" | GENERAL MEDICAL SUPPLIES (NURSING AND BURN UNIT) SUPPLEMENTARY
1258 | 4231151404300 | "DRESSING, NYLON CLOTH, PURE METALLIC SILVER, AND 0.9% SILVER OXIDE, TO BE USED FOR 7 DAYS, SIZE 10 X 10 CM (+\-2 CM), DISPOSABLE, STERILE, (WOUND AND OSTOMY CARE)" | GENERAL MEDICAL SUPPLIES (NURSING AND BURN UNIT) SUPPLEMENTARY
1259 | 4231240300000 | "DRESSING, NYLON CLOTH, PURE METALLIC SILVER, AND 0.9% SILVER OXIDE, TO BE USED FOR 7 DAYS, SIZE 26 X 25.5 INCH (+/- 2 INCH), DISPOSABLE, STERILE, (WOUND AND OSTOMY CARE)" | GENERAL MEDICAL SUPPLIES (NURSING AND BURN UNIT) SUPPLEMENTARY
1260 | 4231240300200 | "DRESSING, NYLON CLOTH, PURE METALLIC SILVER, AND 0.9% SILVER OXIDE, TO BE USED FOR 7 DAYS, SIZE 6 X 108 INCH (+/- 2 INCH), DISPOSABLE, STERILE, (WOUND AND OSTOMY CARE)" | GENERAL MEDICAL SUPPLIES (NURSING AND BURN UNIT) SUPPLEMENTARY
1261 | 4231154503600 | DRESSING ODOR CONTROL ACTIVATED CHARCOAL COVERED WITH SLEEVE SIZE 10 X 10 CM (+/-2 CM) STERILE (WOUND AND OSTOMY CARE) | GENERAL MEDICAL SUPPLIES (NURSING AND BURN UNIT) SUPPLEMENTARY
1262 | 4231152701800 | "DRESSING, ODOR CONTROL ACTIVATED CHARCOAL, WITH SILVER, COVERED WITH SLEEVE, SIZE 10 X 10 CM (+/-2 CM), STERILE, (WOUND AND OSTOMY CARE)" | GENERAL MEDICAL SUPPLIES (NURSING AND BURN UNIT) SUPPLEMENTARY
1263 | 4231151404700 | "DRESSING, ODOR CONTROL ACTIVATED CHARCOAL, WITH SILVER, COVERED WITH SLEEVE, SIZE 10 X 20 CM (+/-2 CM), STERILE, (WOUND AND OSTOMY CARE)" | GENERAL MEDICAL SUPPLIES (NURSING AND BURN UNIT) SUPPLEMENTARY
1264 | 4231230600100 | "DRESSING, POLYESTER FIBRE COMPOSITE, FOR SOFT MECHANICAL DEBRIDEMENT, SIZE 10 X 10 CM OR EQUIVALENT IN THE SIZE (+\-2), DISPOSABLE, STERILE, (WOUND AND OSTOMY CARE)" | GENERAL MEDICAL SUPPLIES (NURSING AND BURN UNIT) SUPPLEMENTARY
1265 | 4231151006700 | "DRESSING, POLYMERIC ADHESIVE FLEXIBLE, SURGICAL, WITH SPECIALIZED WOUND CLEANSER, GLYCERIN AND SUPERABSORBENT SIZE 13 X 28 CM (+/- 2CM), (WOUND AND OSTOMY CARE)" | GENERAL MEDICAL SUPPLIES (NURSING AND BURN UNIT) SUPPLEMENTARY
1266 | 4231151011900 | "DRESSING, POLYMERIC MEMBRANE FOAM, NON-ADHESIVE, WITH SURFACTANT, GLYCERIN, SEMIPERMEABLE, ROLL 10 X NOT LESS THAN 60 CM, DISPOSABLE, STERILE, SUITABLE FOR EB PATIENTS, (WOUND AND OSTOMY CARE)" | GENERAL MEDICAL SUPPLIES (NURSING AND BURN UNIT) SUPPLEMENTARY
1267 | 4231151012000 | "DRESSING, POLYMERIC MEMBRANE FOAM, NON-ADHESIVE, WITH SURFACTANT, GLYCERIN, SEMIPERMEABLE, ROLL 20 X NOT LESS THAN 60 CM, DISPOSABLE, STERILE, SUITABLE FOR EB PATIENTS, (WOUND AND OSTOMY CARE)" | GENERAL MEDICAL SUPPLIES (NURSING AND BURN UNIT) SUPPLEMENTARY
1268 | 4229540605500 | "DRESSING, POLYMERIC MEMBRANE, TRACHEOSTOMY CUT, WITH F 68 SPECIALIZED WOUND CLEANSER, GLYCERIN, ADULT, SIZE 9 X 9 CM, DISPOSABLE, STERILE, (WOUND AND OSTOMY CARE)" | GENERAL MEDICAL SUPPLIES (NURSING AND BURN UNIT) SUPPLEMENTARY
1269 | 4229540605200 | "DRESSING, POLYMERIC MEMBRANE, TRACHEOSTOMY CUT, WITH F 68 SPECIALIZED WOUND CLEANSER, GLYCERIN, PEDIATRIC, SIZE 7 X 7 CM, DISPOSABLE, STERILE, (WOUND AND OSTOMY CARE)" | GENERAL MEDICAL SUPPLIES (NURSING AND BURN UNIT) SUPPLEMENTARY
1270 | 4231151019100 | "DRESSING, SOFT SILICONE FOAM, SELF ADHESIVE, WITHOUT BORDER, 10 X 10 CM (+/-2 CM), DISPOSABLE, STERILE, (WOUND AND OSTOMY CARE)" | GENERAL MEDICAL SUPPLIES (NURSING AND BURN UNIT) SUPPLEMENTARY
1271 | 4231151002200 | "DRESSING, SOFT SILICONE FOAM, SELF ADHESIVE, WITHOUT BORDER, 15 X 15 CM (+/-2 CM), DISPOSABLE, STERILE, (WOUND AND OSTOMY CARE)" | GENERAL MEDICAL SUPPLIES (NURSING AND BURN UNIT) SUPPLEMENTARY
1272 | 4231150504500 | "DRESSING, SOFT SILICONE FOAM, SELF ADHESIVE, WITHOUT BORDER, 20 X 20 CM (+/-2 CM), DISPOSABLE, STERILE, (WOUND AND OSTOMY CARE)" | GENERAL MEDICAL SUPPLIES (NURSING AND BURN UNIT) SUPPLEMENTARY
1273 | 4231151002300 | "DRESSING, SOFT SILICONE FOAM SELF ADHESIVE, WITHOUT BORDER, 5 X 5 CM (+/-1 CM), DISPOSABLE, STERILE, (WOUND AND OSTOMY CARE)" | GENERAL MEDICAL SUPPLIES (NURSING AND BURN UNIT) SUPPLEMENTARY
1274 | 4231154601800 | "DRESSING, POSTOPERATIVE, TRANSPARENT WATERPROOF BORDER, WITH ABSORBENT SILVER PAD, FLEXIBLE AND STRETCHABLE PAD, SIZE 10 CM X 20 CM (+/- 2CM), DISPOSABLE, STERILE, (WOUND AND OSTOMY CARE)" | GENERAL MEDICAL SUPPLIES (NURSING AND BURN UNIT) SUPPLEMENTARY
1275 | 4231152700900 | "DRESSING, POSTOPERATIVE, TRANSPARENT WATERPROOF BORDER, WITH ABSORBENT SILVER PAD, FLEXIBLE AND STRETCHABLE PAD, SIZE 10 CM X 25 CM (+/- 2CM), DISPOSABLE, STERILE, (WOUND AND OSTOMY CARE)" | GENERAL MEDICAL SUPPLIES (NURSING AND BURN UNIT) SUPPLEMENTARY
1276 | 4231150011100 | "DRESSING, POSTOPERATIVE, TRANSPARENT WATERPROOF BORDER, WITH ABSORBENT SILVER PAD, FLEXIBLE AND STRETCHABLE PAD, SIZE 10 CM X 30 CM (+/- 2CM), DISPOSABLE, STERILE, (WOUND AND OSTOMY CARE)" | GENERAL MEDICAL SUPPLIES (NURSING AND BURN UNIT) SUPPLEMENTARY
1277 | 4231150009900 | "DRESSING, POSTOPERATIVE, TRANSPARENT WATERPROOF BORDER, WITH ABSORBENT FLEXIBLE AND STRETCHABLE PAD, SIZE 10 CM X 10 CM (+/- 2CM), DISPOSABLE, STERILE, (WOUND AND OSTOMY CARE)" | GENERAL MEDICAL SUPPLIES (NURSING AND BURN UNIT) SUPPLEMENTARY
1278 | 4231150009700 | "DRESSING, POSTOPERATIVE, TRANSPARENT WATERPROOF BORDER, WITH ABSORBENT FLEXIBLE AND STRETCHABLE PAD, SIZE 10 CM X 15 CM (+/- 2CM), DISPOSABLE, STERILE, (WOUND AND OSTOMY CARE)" | GENERAL MEDICAL SUPPLIES (NURSING AND BURN UNIT) SUPPLEMENTARY
1279 | 4231150009500 | "DRESSING, POSTOPERATIVE, TRANSPARENT WATERPROOF BORDER, WITH ABSORBENT FLEXIBLE AND STRETCHABLE PAD, SIZE 10 CM X 20 CM (+/- 2CM), DISPOSABLE, STERILE, (WOUND AND OSTOMY CARE)" | GENERAL MEDICAL SUPPLIES (NURSING AND BURN UNIT) SUPPLEMENTARY
1280 | 4231150009600 | "DRESSING, POSTOPERATIVE, TRANSPARENT WATERPROOF BORDER, WITH ABSORBENT FLEXIBLE AND STRETCHABLE PAD, SIZE 10 CM X 25 CM (+/- 2CM), DISPOSABLE, STERILE, (WOUND AND OSTOMY CARE)" | GENERAL MEDICAL SUPPLIES (NURSING AND BURN UNIT) SUPPLEMENTARY
1281 | 4231150009800 | "DRESSING, POSTOPERATIVE, TRANSPARENT WATERPROOF BORDER, WITH ABSORBENT FLEXIBLE AND STRETCHABLE PAD, SIZE 6 CM X 8 CM (+/- 1CM), DISPOSABLE, STERILE, (WOUND AND OSTOMY CARE)" | GENERAL MEDICAL SUPPLIES (NURSING AND BURN UNIT) SUPPLEMENTARY
1282 | 4231152701400 | DRESSING POSTOPERATIVE TRANSPARENT WATERPROOF BORDER WITH ABSORBENT PAD MOISTURE VAPOR TRANSMISSION HYPOALLERGENIC SIZE 10 CM X 12 CM (+/- 2CM) DISPOSABLE STERILE (WOUND AND OSTOMY CARE) | GENERAL MEDICAL SUPPLIES (NURSING AND BURN UNIT) SUPPLEMENTARY
1283 | 4231152704600 | DRESSING POSTOPERATIVE TRANSPARENT WATERPROOF BORDER WITH ABSORBENT PAD MOISTURE VAPOR TRANSMISSION HYPOALLERGENIC SIZE 10 CM X 20 CM (+/- 2CM) DISPOSABLE STERILE (WOUND AND OSTOMY CARE) | GENERAL MEDICAL SUPPLIES (NURSING AND BURN UNIT) SUPPLEMENTARY
1284 | 4231152701500 | "DRESSING, POSTOPERATIVE, TRANSPARENT WATERPROOF BORDER, WITH ABSORBENT PAD, MOISTURE VAPOR TRANSMISSION, HYPOALLERGENIC, SIZE 10 CM X 30 CM (+/- 2CM), DISPOSABLE, STERILE, (WOUND AND OSTOMY CARE)" | GENERAL MEDICAL SUPPLIES (NURSING AND BURN UNIT) SUPPLEMENTARY
1285 | 4231152701600 | "DRESSING, POSTOPERATIVE, TRANSPARENT WATERPROOF BORDER, WITH ABSORBENT PAD, MOISTURE VAPOR TRANSMISSION, HYPOALLERGENIC, SIZE 5 CM X 7 CM (+/- 1CM), DISPOSABLE, STERILE, (WOUND AND OSTOMY CARE)" | GENERAL MEDICAL SUPPLIES (NURSING AND BURN UNIT) SUPPLEMENTARY
1286 | 4231152705000 | "DRESSING, PRE MOISTURE, HIGHLY ABSORBENT, SELF ADAPTIVE WOUND DRESSING, NON-ADHESIVE, SIZE 10 X 10 (+/- 2CM), DISPOSABLE, STERILE, ( WOUND AND OSTOMY CARE )" | GENERAL MEDICAL SUPPLIES (NURSING AND BURN UNIT) SUPPLEMENTARY
1287 | 4231151403900 | DRESSING ANTI-MICROBIAL SPONGE 7 MM CENTER HOLE ABSORBENT IMPREGNATED WITH CHLORHEXIDINE GLUCONATE (CHG) ABLE TO COVER THE SITE OF INSERTION 360 DEGREE DISPOSABLE STERILE MSDS SHOULD BE PROVIDED IN SOFT COPY ( WOUND AND OSTOMY CARE) | GENERAL MEDICAL SUPPLIES (NURSING AND BURN UNIT) SUPPLEMENTARY
1288 | 4231151404000 | "DRESSING, ANTI-MICROBIAL SPONGE, 4 MM CENTER HOLE, ABSORBENT, IMPREGNATED WITH CHLORHEXIDINE GLUCONATE (CHG), ABLE TO COVER THE SITE OF INSERTION 360 DEGREE, DISPOSABLE, STERILE, MSDS SHOULD BE PROVIDED IN SOFT COPY, ( WOUND AND OSTOMY CARE)" | GENERAL MEDICAL SUPPLIES (NURSING AND BURN UNIT) SUPPLEMENTARY
1289 | 4231150010800 | "DRESSING, RADIOTHERAPY INDUCED SKIN REACTION TRANSPARENT PREVENTIVE SILICONE FILM, 10X25 CM (+/- 2CM ), (WOUND AND OSTOMY CARE)" | GENERAL MEDICAL SUPPLIES (NURSING AND BURN UNIT) SUPPLEMENTARY
1290 | 4231150010900 | "DRESSING, RADIOTHERAPY INDUCED SKIN REACTION TRANSPARENT PREVENTIVE SILICONE FILM, 15X20 CM (+/- 2 CM), (WOUND AND OSTOMY CARE)" | GENERAL MEDICAL SUPPLIES (NURSING AND BURN UNIT) SUPPLEMENTARY
1291 | 4231150504800 | "DRESSING, SEMI-PERMEABLE TRANSPARENT FILM, WITH FRAME, MOISTURE VAPOR, ADHESIVE, SIZE 10 X 12 CM (+/- 1CM), DISPOSABLE, STERILE, (WOUND AND OSTOMY CARE)" | GENERAL MEDICAL SUPPLIES (NURSING AND BURN UNIT) SUPPLEMENTARY
1292 | 4231150504900 | "DRESSING, SEMI-PERMEABLE TRANSPARENT FILM, WITH FRAME, MOISTURE VAPOR, ADHESIVE, SIZE 6 X 7 CM (+/- 1CM), DISPOSABLE, STERILE, (WOUND AND OSTOMY CARE)" | GENERAL MEDICAL SUPPLIES (NURSING AND BURN UNIT) SUPPLEMENTARY
1293 | 4231151011500 | "DRESSING, SOFT SILICON, THIN FOAM, SELF ADHESIVE, NO BOARDER, 15 X 15 CM (+/- 2), DISPOSABLE, STERILE, (WOUND AND OSTOMY CARE)" | GENERAL MEDICAL SUPPLIES (NURSING AND BURN UNIT) SUPPLEMENTARY
1294 | 4231150011200 | "DRESSING, SOFT WICKING, FABRIC IMPREGNATED WITH SILVER FOR MANAGING SKIN INTERTRIGO, DERMATITIS, MOISTURE, RASH, FOLDS, FRICTION, SIZE APPROX. 25 X 95 CM (+/- 5 CM), NON STERILE, (WOUND AND OSTOMY CARE)" | GENERAL MEDICAL SUPPLIES (NURSING AND BURN UNIT) SUPPLEMENTARY
1295 | 4231150504400 | "DRESSING, SUPER ABSORBENT, POLYURETHANE, FLUID RETENTION, NON-ADHESIVE, INDIVIDUALLY PACKED, SIZE 10 X 10 CM (+\-2), DISPOSABLE, STERILE, ( WOUND AND OSTOMY CARE )" | GENERAL MEDICAL SUPPLIES (NURSING AND BURN UNIT) SUPPLEMENTARY
1296 | 4231154504200 | "DRESSING, SUPER ABSORBENT, POLYURETHANE, FLUID RETENTION, NON-ADHESIVE, INDIVIDUALLY PACKED, SIZE 20 X 20 CM (+\-2), DISPOSABLE, STERILE, ( WOUND AND OSTOMY CARE )" | GENERAL MEDICAL SUPPLIES (NURSING AND BURN UNIT) SUPPLEMENTARY
1297 | 4231150200700 | "DRESSING, SUPER ABSORBENT, POLYURETHANE, FLUID RETENTION, NON-ADHESIVE, INDIVIDUALLY PACKED, SIZE 20 X 40 CM (+\-2), DISPOSABLE, STERILE, (WOUND AND OSTOMY CARE )" | GENERAL MEDICAL SUPPLIES (NURSING AND BURN UNIT) SUPPLEMENTARY
1298 | 4231152704000 | "DRESSING, TOE FINGER SHAPE, LARGE, POLYMERIC MEMBRANE SUPER ABSORBENT, NON-ADHESIVE WITH SURFACTANT, GLYCERIN, SEMIPERMEABLE, DISPOSABLE, STERILE, SUITABLE FOR EB PATIENTS, (WOUND AND OSTOMY CARE)" | GENERAL MEDICAL SUPPLIES (NURSING AND BURN UNIT) SUPPLEMENTARY
1299 | 4231152704100 | "DRESSING, TOE FINGER SHAPE, MEDIUM, POLYMERIC MEMBRANE SUPERABSORBENT, NON-ADHESIVE WITH SURFACTANT, GLYCERIN, SEMI PERMEABLE, DISPOSABLE, STERILE, SUITABLE FOR EB PATIENTS, (WOUND AND OSTOMY CARE)" | GENERAL MEDICAL SUPPLIES (NURSING AND BURN UNIT) SUPPLEMENTARY
1300 | 4231152704200 | "DRESSING, TOE FINGER SHAPE, SMALL, POLYMERIC MEMBRANE SUPERABSORBENT, NON-ADHESIVE WITH SURFACTANT, GLYCERIN, SEMI PERMEABLE, DISPOSABLE, STERILE, SUITABLE FOR EB PATIENTS, (WOUND AND OSTOMY CARE)" | GENERAL MEDICAL SUPPLIES (NURSING AND BURN UNIT) SUPPLEMENTARY
1301 | 4231151012100 | "DRESSING, TOPICAL PROTEASE MODULATING MATRIX CELLULOSE, AND COLLAGEN WITH SILVER, 115 CM2 (+/- 15 CM2), STERILE, (WOUND AND OSTOMY CARE)" | GENERAL MEDICAL SUPPLIES (NURSING AND BURN UNIT) SUPPLEMENTARY
1302 | 4231151012200 | "DRESSING, TOPICAL PROTEASE MODULATING MATRIX CELLULOSE, AND COLLAGEN WITH SILVER, 28 CM2 (+/-2 CM2), STERILE, (WOUND AND OSTOMY CARE)" | GENERAL MEDICAL SUPPLIES (NURSING AND BURN UNIT) SUPPLEMENTARY
1303 | 4231152704300 | "DRESSING, TOPICAL PROTEASE MODULATING MATRIX CELLULOSE, AND COLLAGEN, 115 CM2 (+/- 15 CM2), STERILE, (WOUND AND OSTOMY CARE)" | GENERAL MEDICAL SUPPLIES (NURSING AND BURN UNIT) SUPPLEMENTARY
1304 | 4231151001200 | "DRESSING, TOPICAL PROTEASE MODULATING MATRIX CELLULOSE, AND COLLAGEN, 28 CM2 (+/-2 CM2), STERILE, (WOUND AND OSTOMY CARE)" | GENERAL MEDICAL SUPPLIES (NURSING AND BURN UNIT) SUPPLEMENTARY
1305 | 4231150502500 | "DRESSING, TRANSPARENT, ADHESIVE, FILM, SIZE 15 X 20 CM, PACKING, INDIVIDUALLY WRAPPED, DISPOSABLE, STERILE, (WOUND AND OSTOMY CARE)" | GENERAL MEDICAL SUPPLIES (NURSING AND BURN UNIT) SUPPLEMENTARY
1306 | 4222180300200 | "DRESSING, TRANSPARENT, I.V. SECUREMENT, TRANSPARENT DRESSINGS, IMPREGNATED WITH 2-3% CHLORHEXIDINE GEL PAD FOR CENTRAL LINES, HIGHLY BREATHABLE FOR MOISTURE EVAPORATION, LATEX FREE, BREATHABLE, WATERPROOF, WITH 2 PARTS (TRANSPARENT AND CLOTH LIKE), 2 SECURING STRIP, DOCUMENTATION LABEL, ADULT SIZE: 6 X 8 CM (+/- 1CM), DISPOSABLE, STERILE, MSDS SHOULD BE PROVIDED IN SOFT COPY, (WOUND AND OSTOMY CARE)" | GENERAL MEDICAL SUPPLIES (NURSING AND BURN UNIT) SUPPLEMENTARY
1307 | 4231151402200 | "DRESSING, TRANSPARENT, I.V. SECUREMENT, TRANSPARENT DRESSINGS, IMPREGNATED WITH 2-3% CHLORHEXIDINE GEL PAD FOR CENTRAL LINES, HIGHLY BREATHABLE FOR MOISTURE EVAPORATION, LATEX FREE, BREATHABLE, WATERPROOF, WITH 2 PARTS (TRANSPARENT AND CLOTH LIKE), 2 SECURING STRIP, DOCUMENTATION LABEL, ADULT SIZE: 8 X 11 CM (+/- 1CM), DISPOSABLE, STERILE, MSDS SHOULD BE PROVIDED IN SOFT COPY, (WOUND AND OSTOMY CARE)" | GENERAL MEDICAL SUPPLIES (NURSING AND BURN UNIT) SUPPLEMENTARY
1308 | 4231150009200 | "DRESSING, FOR CENTRAL LINE, TRANSPARENT: IV SECUREMENT DRESSINGS, IMPREGNATED WITH 2-3% CHLORHEXIDINE FOR CENTRAL LINES, WITH SILVER HIGHLY BREATHABLE FOR MOISTURE EVAPORATION, LATEX FREE, PEDIATRIC SIZE 6 X 25 CM (+/- 1 CM), WATERPROOF, 2 SECURING STRIP, DOCUMENTATION LABEL, DISPOSABLE, STERILE, MSDS SHOULD BE PROVIDED IN SOFT COPY, ( WOUND AND OSTOMY CARE)" | GENERAL MEDICAL SUPPLIES (NURSING AND BURN UNIT) SUPPLEMENTARY
1309 | 4231151404500 | "DRESSING, WOUND CONTACT 3 D, NYLON CLOTH, PLATED BY SILVER REVEALS 99.1%, PURE METALLIC SILVER, AND 0.9% SILVER OXIDE, TO BE USED FOR 7 DAYS, SIZE 5 X 5 CM (+\-1), DISPOSABLE, STERILE, (WOUND AND OSTOMY CARE)" | GENERAL MEDICAL SUPPLIES (NURSING AND BURN UNIT) SUPPLEMENTARY
1310 | 4231150010700 | DRESSING, WOUND DRESSING PAD FOR WET THERAPY CONTAIN RINGER LACTATE, SIZE 4 CM ROUND, STERILE, , MSDS SHOULD BE PROVIDED IN SOFT COPY, (WOUND AND OSTOMY CARE) | GENERAL MEDICAL SUPPLIES (NURSING AND BURN UNIT) SUPPLEMENTARY
1311 | 4111620003600 | "GEL SPRAY, HYPOTONIC WOUND GEL SPRAY, NAOCL SODIUM HYPOCHLORITE AND HOCL HYPOCHLOROUS ACID, WITH SILICA NEUTRAL PH 7.4 PACK 100 -150 GM, (WOUND AND OSTOMY CARE)" | GENERAL MEDICAL SUPPLIES (NURSING AND BURN UNIT) SUPPLEMENTARY
1312 | 4231231300700 | "IRRIGATION, CONTAINS OCTENIDINE DIHYDROCHLORIDE HCL 0.1%, 350ML, STERILE, (WOUND AND OSTOMY CARE)" | GENERAL MEDICAL SUPPLIES (NURSING AND BURN UNIT) SUPPLEMENTARY
1313 | 4231154507800 | "PAD, FOAMLESS, WEB SHAPED CIRCULAR, WITH ONE METER FLEXIBLE THIN TUBE, CONNECTED TO THE OXYGEN GENERATOR AND PURIFIER, STERILE, DISPOSABLE, (1 MACHINE FREE OF CHARGE WITH EACH 90 PAD), (WOUND AND OSTOMY CARE)" | GENERAL MEDICAL SUPPLIES (NURSING AND BURN UNIT) SUPPLEMENTARY
1314 | 4231210500800 | "POWDER, OSTOMY PROTECTIVE PRODUCT, NOT LESS THAN 25 ML, STERILE (WOUND AND OSTOMY)" | GENERAL MEDICAL SUPPLIES (NURSING AND BURN UNIT) SUPPLEMENTARY
1315 | 4213220600100 | "POWDER, TRANSFORMING POWDER DRESSING, 0.5-1 G, STERILE, (WOUND AND OSTOMY)" | GENERAL MEDICAL SUPPLIES (NURSING AND BURN UNIT) SUPPLEMENTARY
1316 | 4231170400100 | "REMOVER, ADHESIVE, STING FREE, 50 ML, SPRAY, (WOUND AND OSTOMY CARE)" | GENERAL MEDICAL SUPPLIES (NURSING AND BURN UNIT) SUPPLEMENTARY
1317 | 4231231300400 | "SOLUTION, CONTAINS OCTENIDINE DIHYDROCHLORIDE HCL 0.1%, 50ML SPRAY, (WOUND AND OSTOMY CARE)" | GENERAL MEDICAL SUPPLIES (NURSING AND BURN UNIT) SUPPLEMENTARY
1318 | 4229542102700 | "SOLUTION, POLY CARBOXYMETHYL, GLUCOSE SULPHATE, 5 ML, VIAL, STERILE, (WOUND AND OSTOMY CARE)" | GENERAL MEDICAL SUPPLIES (NURSING AND BURN UNIT) SUPPLEMENTARY
1319 | 4231151700100 | "SPRAY, DRESSING SPRAY, NON MEDICATED SURGICAL FOR PROTECTION AGAINST SKIN BURN AND WOUND, 200-300 ML, (WOUND AND OSTOMY CARE)" | GENERAL MEDICAL SUPPLIES (NURSING AND BURN UNIT) SUPPLEMENTARY
1320 | 4229540609100 | "SPRAY, PROTECTIVE SKIN BARRIER, FILM, NON-ALCOHOL, NO STING, 100 ML, (WOUND AND OSTOMY CARE)" | GENERAL MEDICAL SUPPLIES (NURSING AND BURN UNIT) SUPPLEMENTARY
1321 | 4231151700500 | "SPRAY, PROTECTIVE SKIN BARRIER, FILM, NON-ALCOHOL, NO STING, 25 - 50 ML, (WOUND AND OSTOMY)" | GENERAL MEDICAL SUPPLIES (NURSING AND BURN UNIT) SUPPLEMENTARY
1322 | 4231155208900 | "TAPE, SILICONE, ADHESIVE, 2 CM X 3 - 4 M, ROLL, (WOUND AND OSTOMY CARE)" | GENERAL MEDICAL SUPPLIES (NURSING AND BURN UNIT) SUPPLEMENTARY
1323 | 4229545100000 | "WASH MITTS, CONTAINS OCTENIDINE DIHYDROCHLORIDE HCL 0.1% FOR DECONTAMINATION, (WOUND AND OSTOMY CARE)" | GENERAL MEDICAL SUPPLIES (NURSING AND BURN UNIT) SUPPLEMENTARY
1324 | 4713150200900 | "WIPES, PROTECTIVE SKIN BARRIER, FILM, NON-ALCOHOL, NO STING, DISPOSABLE, STERILE (WOUND AND OSTOMY)" | GENERAL MEDICAL SUPPLIES (NURSING AND BURN UNIT) SUPPLEMENTARY
1325 | 4111620003800 | "WOUND GEL NAOCL SODIUM HYPOCHLORITE AND HOCL HYPOCHLOROUS ACID, NEUTRAL PH 7.4 WITH ROTATING CAP LOCK, 50 G, (WOUND AND OSTOMY CARE)" | GENERAL MEDICAL SUPPLIES (NURSING AND BURN UNIT) SUPPLEMENTARY
1326 | 4111620003900 | "WOUND GEL, CONTAINS OCTENIDINE DIHYDROCHLORIDE HCL 0.1% FOR COVERING, MOISTENING AND CLEANSING OF ENCRUSTED, CONTAMINATED AND CHRONIC WOUNDS AS WELL AS BURN WOUNDS, 20ML, NON STERILE, (WOUND AND OSTOMY CARE)" | GENERAL MEDICAL SUPPLIES (NURSING AND BURN UNIT) SUPPLEMENTARY
1327 | 4231231300500 | "WOUND GEL, CONTAINS OCTENIDINE DIHYDROCHLORIDE HCL 0.1% FOR COVERING, MOISTENING AND CLEANSING OF ENCRUSTED, CONTAMINATED AND CHRONIC WOUNDS AS WELL AS BURN WOUNDS, 20ML, STERILE, (WOUND AND OSTOMY CARE)" | GENERAL MEDICAL SUPPLIES (NURSING AND BURN UNIT) SUPPLEMENTARY
1328 | 4111620003700 | WOUND HYPOTONIC GEL SPRAY NAOCL SODIUM HYPOCHLORITE AND HOCL HYPOCHLOROUS ACID WITH SILICA NEUTRAL PH 7.4 PACK 250 GM, (WOUND AND OSTOMY CARE) | GENERAL MEDICAL SUPPLIES (NURSING AND BURN UNIT) SUPPLEMENTARY
1329 | 4111620001400 | "WOUND SOLUTION, HYPOTONIC WOUND SOLUTION NAOCL SODIUM HYPOCHLORITE AND HOCL HYPOCHLOROUS ACID, NEUTRAL NON CYTO-TOXIC PH 7.4 ATOMIZER PACK 250 ML, (WOUND AND OSTOMY CARE)" | GENERAL MEDICAL SUPPLIES (NURSING AND BURN UNIT) SUPPLEMENTARY
1330 | 4111620001500 | "WOUND SOLUTION, HYPOTONIC WOUND SOLUTION NAOCL SODIUM HYPOCHLORITE AND HOCL HYPOCHLOROUS ACID, NEUTRAL NON CYTO-TOXIC PH 7.4 ATOMIZER PACK 500 ML, (WOUND AND OSTOMY CARE)" | GENERAL MEDICAL SUPPLIES (NURSING AND BURN UNIT) SUPPLEMENTARY
1331 | 4231231300900 | "WOUND IRRIGATION SOLUTION, HYPOCHLOROUS ACID SOLUTION CONCENTRATION 0.033%, DOES NOT CONTAIN SODIUM HYPOCHLORITE, 400-500 ML, ( WOUND AND OSTOMY CARE )" | GENERAL MEDICAL SUPPLIES (NURSING AND BURN UNIT) SUPPLEMENTARY
1332 | 4231231100000 | "WOUND SPRAY, HIGHLY PURIFIED 10% CARBAMYLATED HEMOGLOBIN, FOR OXYGENATION, SPRAY 10-15ML, (WOUND AND OSTOMY CARE)" | GENERAL MEDICAL SUPPLIES (NURSING AND BURN UNIT) SUPPLEMENTARY
1333 | 4223150500600 | "ADAPTER, UNIVERSAL ENTERAL FEEDING ADAPTER, ENFIT TO FUNNEL, PURPLE COLOR, STERILE" | GENERAL MEDICAL SUPPLIES (NURSING AND BURN UNIT) SUPPLEMENTARY
1334 | 4223150204400 | "GRAVITY ENTERAL FEEDING SET WITH TRANSITIONAL CONNECTORS (ENFIT/ENLOCK AND/OR FUNNEL ADAPTERS), CONNECTED WITH CHAMBER AND TUBE, ADJUSTABLE VOLUME, TUBE LENGTH 120-200CM, PURPLE COLOR, DISPOSABLE, STERILE" | GENERAL MEDICAL SUPPLIES (NURSING AND BURN UNIT) SUPPLEMENTARY
1335 | 4223150204500 | "GRAVITY ENTERAL FEEDING SET, CONNECTED WITH CHAMBER AND TUBE, ADJUSTABLE VOLUME, TUBE LENGTH 120-200CM, PURPLE COLOR, DISPOSABLE, STERILE" | GENERAL MEDICAL SUPPLIES (NURSING AND BURN UNIT) SUPPLEMENTARY
1336 | 4223150401500 | "SEMI-RIGID (RESERVOIR) MEDICAL NUTRITION FORMULA CONTAINER, TO BE USED FOR MIXING, 1000 ML, STERILE" | GENERAL MEDICAL SUPPLIES (NURSING AND BURN UNIT) SUPPLEMENTARY
1337 | 4223150300200 | "SYRINGE, ENTERAL FEEDING, ENFIT/ENLOCK, 50-60 ML, PURPLE COLOR, STERILE" | GENERAL MEDICAL SUPPLIES (NURSING AND BURN UNIT) SUPPLEMENTARY
1338 | 4214261001200 | "SYRINGE, ENTERAL FEEDING, ENFIT/ENLOCK, 10 ML, PURPLE COLOR, STERILE" | GENERAL MEDICAL SUPPLIES (NURSING AND BURN UNIT) SUPPLEMENTARY
1339 | 4214261001300 | "SYRINGE, ENTERAL FEEDING, ENFIT/ENLOCK, 5ML, PURPLE COLOR, STERILE" | GENERAL MEDICAL SUPPLIES (NURSING AND BURN UNIT) SUPPLEMENTARY
1340 | 4229351401500 | INNER LINER, FOR SUCTION CANISTER, 700-800 ML , IT SHOULD BE COMPATIBLE WITH EXISTING SUCTION SYSTEM | GENERAL MEDICAL SUPPLIES (NURSING AND BURN UNIT) SUPPLEMENTARY
1341 | 4231151004400 | "DRESSING, THIN FOAM, ABSORBENT, SOFT, SILICONE, WITHOUT BORDER, NON-ADHESIVE, 15 X 15 CM (+/-2CM), SUITABLE FOR EB PATIENTS, DISPOSABLE, STERILE, (WOUND AND OSTOMY CARE)" | GENERAL MEDICAL SUPPLIES (NURSING AND BURN UNIT) SUPPLEMENTARY
1342 | 4231151004500 | "DRESSING, THIN FOAM, ABSORBENT, SOFT, SILICONE, WITHOUT BORDER, NON-ADHESIVE, 20 X 20 CM (+/-2CM), SUITABLE FOR EB PATIENTS, DISPOSABLE, STERILE, (WOUND AND OSTOMY CARE)" | GENERAL MEDICAL SUPPLIES (NURSING AND BURN UNIT) SUPPLEMENTARY
1343 | 4231151004600 | "DRESSING, THICK FOAM, ABSORBENT, SOFT, SILICONE, WITHOUT BORDER, NON-ADHESIVE, 15 X 15 CM (+/-2CM), SUITABLE FOR EB PATIENTS, DISPOSABLE, STERILE, (WOUND AND OSTOMY CARE)" | GENERAL MEDICAL SUPPLIES (NURSING AND BURN UNIT) SUPPLEMENTARY
1344 | 4231151004700 | "DRESSING, THICK FOAM, ABSORBENT, SOFT, SILICONE, WITHOUT BORDER, NON-ADHESIVE, 10 X 10 CM (+/-2CM), SUITABLE FOR EB PATIENTS, DISPOSABLE, STERILE, (WOUND AND OSTOMY CARE)" | GENERAL MEDICAL SUPPLIES (NURSING AND BURN UNIT) SUPPLEMENTARY
1345 | 4231151004900 | "DRESSING, THICK FOAM, SHIFTING FLUIDS, SOFT, SILICONE, WITHOUT BORDER, NON-ADHESIVE, 10 X 12 CM (+/-2CM), SUITABLE FOR EB PATIENTS, DISPOSABLE, STERILE, (WOUND AND OSTOMY CARE)" | GENERAL MEDICAL SUPPLIES (NURSING AND BURN UNIT) SUPPLEMENTARY
1346 | 4231151005000 | "DRESSING, THICK FOAM, SHIFTING FLUIDS, SOFT, SILICONE, WITHOUT BORDER, NON-ADHESIVE, 15 X 20 CM (+/-2CM), SUITABLE FOR EB PATIENTS, DISPOSABLE, STERILE, (WOUND AND OSTOMY CARE)" | GENERAL MEDICAL SUPPLIES (NURSING AND BURN UNIT) SUPPLEMENTARY
1347 | 4231151005100 | "DRESSING, THICK FOAM, SHIFTING FLUIDS, SOFT, SILICONE, WITHOUT BORDER, NON-ADHESIVE, 7.5 X 8.5 CM (+/-1CM), SUITABLE FOR EB PATIENTS, DISPOSABLE, STERILE, (WOUND AND OSTOMY CARE)" | GENERAL MEDICAL SUPPLIES (NURSING AND BURN UNIT) SUPPLEMENTARY
1348 | 4231155209800 | "TAPE, SOFT SILICONE, 4 CM X NOT LESS THAN 1.5 M, GENTLE WHEN REMOVE, SUITABLE FOR EB PATIENTS, (WOUND AND OSTOMY CARE)" | GENERAL MEDICAL SUPPLIES (NURSING AND BURN UNIT) SUPPLEMENTARY
1349 | 4231155209900 | "TAPE, SOFT SILICONE, 2 CM X NOT LESS THAN 1.5 M, GENTLE WHEN REMOVE, SUITABLE FOR EB PATIENTS, (WOUND AND OSTOMY CARE)" | GENERAL MEDICAL SUPPLIES (NURSING AND BURN UNIT) SUPPLEMENTARY
1350 | 4231150002300 | "BANDAGE, TUBULAR, SOFT WITH TWO WAY STRETCH, LATEX FREE, NON-IRRITATING, SIZE : 5-5.5 CM X 1M, WET/DRY WRAPPING, SUITABLE FOR EB PATIENTS, (WOUND AND OSTOMY CARE)" | GENERAL MEDICAL SUPPLIES (NURSING AND BURN UNIT) SUPPLEMENTARY
1351 | 4231150002200 | "BANDAGE, TUBULAR, SOFT WITH TWO WAY STRETCH, LATEX FREE, NON-IRRITATING, SIZE : 7-7.5 CM X 1 M, WET/DRY WRAPPING, SUITABLE FOR EB PATIENTS, (WOUND AND OSTOMY CARE)" | GENERAL MEDICAL SUPPLIES (NURSING AND BURN UNIT) SUPPLEMENTARY
1352 | 4231150002100 | "BANDAGE, TUBULAR, SOFT WITH TWO WAY STRETCH, LATEX FREE, NON-IRRITATING, SIZE : 10.5-11 CM X 1 M, WET/DRY WRAPPING, SUITABLE FOR EB PATIENTS, (WOUND AND OSTOMY CARE)" | GENERAL MEDICAL SUPPLIES (NURSING AND BURN UNIT) SUPPLEMENTARY
1353 | 4213151400700 | "GARMENT, RETENTION, VEST WITH MITTEN, TWO WAY STRETCH, NON-TOXIC, NON-IRRITATING, 6 - 24 MONTHS OLD, WET/DRY WRAPPING, IT CAN BE WASHABLE, SUITABLE FOR EB PATIENTS, (WOUND AND OSTOMY CARE)" | GENERAL MEDICAL SUPPLIES (NURSING AND BURN UNIT) SUPPLEMENTARY
1354 | 4213151400800 | "GARMENT, RETENTION, VEST, TWO WAY STRETCH, NON-TOXIC, NON-IRRITATING, 2 - 5 YEARS OLD, WET/DRY WRAPPING, IT CAN BE WASHABLE, SUITABLE FOR EB PATIENTS, (WOUND AND OSTOMY CARE)" | GENERAL MEDICAL SUPPLIES (NURSING AND BURN UNIT) SUPPLEMENTARY
1355 | 4213151400900 | "GARMENT, RETENTION, VEST, TWO WAY STRETCH, NON-TOXIC, NON-IRRITATING, 5 - 8 YEARS OLD, WET/DRY WRAPPING, IT CAN BE WASHABLE, SUITABLE FOR EB PATIENTS, (WOUND AND OSTOMY CARE)" | GENERAL MEDICAL SUPPLIES (NURSING AND BURN UNIT) SUPPLEMENTARY
1356 | 4213151401000 | "GARMENT, RETENTION, VEST, TWO WAY STRETCH, NON-TOXIC, NON-IRRITATING, 8 - 11 YEARS OLD, WET/DRY WRAPPING, IT CAN BE WASHABLE, SUITABLE FOR EB PATIENTS, (WOUND AND OSTOMY CARE)" | GENERAL MEDICAL SUPPLIES (NURSING AND BURN UNIT) SUPPLEMENTARY
1357 | 4213151401100 | "GARMENT, RETENTION, VEST, TWO WAY STRETCH, NON-TOXIC, NON-IRRITATING, 11 - 14 YEARS OLD, WET/DRY WRAPPING, IT CAN BE WASHABLE, SUITABLE FOR EB PATIENTS, (WOUND AND OSTOMY CARE)" | GENERAL MEDICAL SUPPLIES (NURSING AND BURN UNIT) SUPPLEMENTARY
1358 | 4213151401200 | "GARMENT, RETENTION, TIGHTS, TWO WAY STRETCH, NON-TOXIC, NON-IRRITATING, 6 - 24 MONTHS OLD, WET/DRY WRAPPING, IT CAN BE WASHABLE, SUITABLE FOR EB PATIENTS, (WOUND AND OSTOMY CARE)" | GENERAL MEDICAL SUPPLIES (NURSING AND BURN UNIT) SUPPLEMENTARY
1359 | 4213151401300 | "GARMENT, RETENTION, LEGGINGS, TWO WAY STRETCH, NON-TOXIC, NON-IRRITATING, 2 - 5 YEARS OLD, WET/DRY WRAPPING, IT CAN BE WASHABLE, SUITABLE FOR EB PATIENTS, (WOUND AND OSTOMY CARE)" | GENERAL MEDICAL SUPPLIES (NURSING AND BURN UNIT) SUPPLEMENTARY
1360 | 4213151401400 | "GARMENT, RETENTION, LEGGINGS, TWO WAY STRETCH, NON-TOXIC, NON-IRRITATING, 5 - 8 YEARS OLD, WET/DRY WRAPPING, IT CAN BE WASHABLE, SUITABLE FOR EB PATIENTS, (WOUND AND OSTOMY CARE)" | GENERAL MEDICAL SUPPLIES (NURSING AND BURN UNIT) SUPPLEMENTARY
1361 | 4213151401500 | "GARMENT, RETENTION, LEGGINGS, TWO WAY STRETCH, NON-TOXIC, NON-IRRITATING, 8 - 11 YEARS OLD, WET/DRY WRAPPING, IT CAN BE WASHABLE, SUITABLE FOR EB PATIENTS, (WOUND AND OSTOMY CARE)" | GENERAL MEDICAL SUPPLIES (NURSING AND BURN UNIT) SUPPLEMENTARY
1362 | 4213151401600 | "GARMENT, RETENTION, LEGGINGS, TWO WAY STRETCH, NON-TOXIC, NON-IRRITATING, 11 - 14 YEARS OLD, WET/DRY WRAPPING, IT CAN BE WASHABLE, SUITABLE FOR EB PATIENTS, (WOUND AND OSTOMY CARE)" | GENERAL MEDICAL SUPPLIES (NURSING AND BURN UNIT) SUPPLEMENTARY
1363 | 4231270100100 | "DRESSING, MATRIX KERATIN COATED WITH GEL, KERATIN 72%, SIZE 5 X 5 CM (+/- 1 CM), SUITABLE FOR EB PATIENTS, (WOUND AND OSTOMY CARE)" | GENERAL MEDICAL SUPPLIES (NURSING AND BURN UNIT) SUPPLEMENTARY
1364 | 4231270100000 | "DRESSING, MATRIX KERATIN COATED WITH GEL, KERATIN 72%, SIZE 10 X 10 CM (+/- 2 CM), SUITABLE FOR EB PATIENTS, (WOUND AND OSTOMY CARE)" | GENERAL MEDICAL SUPPLIES (NURSING AND BURN UNIT) SUPPLEMENTARY
1365 | 4231151302600 | "TUBE, HYDROGEL, REPLICINE, KERATIN, PROTEIN 15%, THIN, LOW VISCOSITY, 20-30GM, SUITABLE FOR EB PATIENTS, (WOUND AND OSTOMY CARE)" | GENERAL MEDICAL SUPPLIES (NURSING AND BURN UNIT) SUPPLEMENTARY
1366 | 4231151302700 | "TUBE, HYDROGEL, REPLICINE, KERATIN, PROTEIN 15%, THICK, HIGH VISCOSITY, 20-30GM, SUITABLE FOR EB PATIENTS, (WOUND AND OSTOMY CARE)" | GENERAL MEDICAL SUPPLIES (NURSING AND BURN UNIT) SUPPLEMENTARY
1367 | 4231151503300 | "DRESSING, NON ADHERENT CONTACT LAYER, SOFT SILICONE, PAINLESS, SIZE 5 X 7 CM (+/-1 CM), SUITABLE FOR EB PATIENTS, DISPOSABLE, STERILE, (WOUND AND OSTOMY CARE)" | GENERAL MEDICAL SUPPLIES (NURSING AND BURN UNIT) SUPPLEMENTARY
1368 | 4231151503100 | "DRESSING, NON ADHERENT CONTACT LAYER, SOFT SILICONE, PAINLESS, SIZE 10 X 18 CM (+/-2 CM), SUITABLE FOR EB PATIENTS, DISPOSABLE, STERILE, (WOUND AND OSTOMY CARE)" | GENERAL MEDICAL SUPPLIES (NURSING AND BURN UNIT) SUPPLEMENTARY
1369 | 4231151503200 | "DRESSING, NON ADHERENT CONTACT LAYER, SOFT SILICONE, PAINLESS, SIZE 20 X 30 CM (+/-2 CM), SUITABLE FOR EB PATIENTS, DISPOSABLE, STERILE, (WOUND AND OSTOMY CARE)" | GENERAL MEDICAL SUPPLIES (NURSING AND BURN UNIT) SUPPLEMENTARY
1370 | 4231151503400 | "DRESSING, NON ADHERENT CONTACT LAYER, SOFT SILICONE, PAINLESS, SIZE 7 X 10 CM (+/-1 CM), SUITABLE FOR EB PATIENTS, DISPOSABLE, STERILE, (WOUND AND OSTOMY CARE)" | GENERAL MEDICAL SUPPLIES (NURSING AND BURN UNIT) SUPPLEMENTARY
1371 | 4231151502700 | DRESSING NON ADHERENT CONTACT LAYER LIPIDO COLLOID 10 X 10 CM (+/- 2 CM) SUITABLE FOR EB PATIENTS DISPOSABLE STERILE (WOUND AND OSTOMY CARE) | GENERAL MEDICAL SUPPLIES (NURSING AND BURN UNIT) SUPPLEMENTARY
1372 | 4231151502900 | DRESSING NON ADHERENT CONTACT LAYER LIPIDO COLLOID 15 X 20 CM (+/- 2 CM) SUITABLE FOR EB PATIENTS DISPOSABLE STERILE (WOUND AND OSTOMY CARE) | GENERAL MEDICAL SUPPLIES (NURSING AND BURN UNIT) SUPPLEMENTARY
1373 | 4231151503000 | DRESSING NON ADHERENT CONTACT LAYER LIPIDO COLLOID 5 X 5 CM (+/- 1 CM) SUITABLE FOR EB PATIENTS DISPOSABLE STERILE (WOUND AND OSTOMY CARE) | GENERAL MEDICAL SUPPLIES (NURSING AND BURN UNIT) SUPPLEMENTARY
1374 | 4231151502600 | "DRESSING, NON ADHERENT CONTACT LAYER, LIPIDO COLLOID, WITH SILVER, 5 X 5 CM (+/-1CM), SUITABLE FOR EB PATIENTS, DISPOSABLE, STERILE, (WOUND AND OSTOMY CARE)" | GENERAL MEDICAL SUPPLIES (NURSING AND BURN UNIT) SUPPLEMENTARY
1375 | 4231151502400 | "DRESSING, NON ADHERENT CONTACT LAYER, LIPIDO COLLOID, WITH SILVER, 10 X 12 CM (+/-1 CM), SUITABLE FOR EB PATIENTS, DISPOSABLE, STERILE, (WOUND AND OSTOMY CARE)" | GENERAL MEDICAL SUPPLIES (NURSING AND BURN UNIT) SUPPLEMENTARY
1376 | 4618150409100 | "RETENTION GARMENT, GLOVES, TWO WAY STRETCH, VISCOSE FIBER, LATEX - FREE, MEDIUM CHILD, WET/DRY WRAPPING, SUITABLE FOR EB PATIENTS, (WOUND AND OSTOMY CARE)" | GENERAL MEDICAL SUPPLIES (NURSING AND BURN UNIT) SUPPLEMENTARY
1377 | 4618150409200 | "RETENTION GARMENT, GLOVES, TWO WAY STRETCH, VISCOSE FIBER, LATEX - FREE, SMALL CHILD, WET/DRY WRAPPING, SUITABLE FOR EB PATIENTS, (WOUND AND OSTOMY CARE)" | GENERAL MEDICAL SUPPLIES (NURSING AND BURN UNIT) SUPPLEMENTARY
1378 | 4231151300700 | "DRESSING, CONFORMABLE HYDROGEL, NON-WOVEN, SIZE 10 CM X 10 CM (-/+ 1 CM), SUITABLE FOR EB PATIENTS, (WOUND AND OSTOMY CARE)" | GENERAL MEDICAL SUPPLIES (NURSING AND BURN UNIT) SUPPLEMENTARY
1379 | 4231151300800 | "DRESSING, CONFORMABLE HYDROGEL, NON-WOVEN, SIZE 10 CM X 20 CM (-/+ 2 CM), SUITABLE FOR EB PATIENTS, (WOUND AND OSTOMY CARE)" | GENERAL MEDICAL SUPPLIES (NURSING AND BURN UNIT) SUPPLEMENTARY
1380 | 4231151301600 | "DRESSING, CONFORMABLE HYDROGEL, NON-WOVEN, SIZE 10 CM X 40 CM (-/+ 3 CM), SUITABLE FOR EB PATIENTS, (WOUND AND OSTOMY CARE)" | GENERAL MEDICAL SUPPLIES (NURSING AND BURN UNIT) SUPPLEMENTARY
1381 | 4231151305500 | GEL, ENZYME WITH ALGINATE, 30-35 GM, FOR LOW EXUDING WOUND, STERILE, (WOUND AND OSTOMY CARE) | GENERAL MEDICAL SUPPLIES (NURSING AND BURN UNIT) SUPPLEMENTARY
1382 | 4215190000800 | "MOUTHWASH HYGIENIC, CONTAINS OCTENIDINE HCL 0.1%, 250-300ML" | GENERAL MEDICAL SUPPLIES (NURSING AND BURN UNIT) SUPPLEMENTARY
1383 | 4231151017000 | "DRESSING, SOFT SILICON, SELF ADHESIVE, WATERPROOF, FOR SCAR REDUCTION, SIZE 10 X 18CM ( +/- 2 CM )" | GENERAL MEDICAL SUPPLIES (NURSING AND BURN UNIT) SUPPLEMENTARY
1384 | 4231220700500 | "SET, SUTURING, HOLDER NEEDLES 5.5 INCH, FORCEPS PLAIN 5 INCH, FORCEPS ADSON 5 INCH, POUCH STERILIZATION 100 X 300 MM, SCISSORS SUTURE REMOVING 5.50 INCH, 10 SWAB GAUZE 10 X 10 CM, 10 COTTON WOOL, 1 SHEET UTILITY 45 X 75 CM, 2 PAPER HAND TOWEL, BAG PLASTIC SMALL, DISPOSABLE, STERILE" | GENERAL MEDICAL SUPPLIES (NURSING AND BURN UNIT) SUPPLEMENTARY
1385 | 4229540009600 | "SILICONE GEL SHEET, ELASTIC SHEET 10X15 CM, ULTRAVIOLET PROTECTION FACTOR, EXTRA-THICK SILICONE LAYER, WITH SOAP, DISPOSABLE, STERILE" | GENERAL MEDICAL SUPPLIES (NURSING AND BURN UNIT) SUPPLEMENTARY
1386 | 4229540009700 | "SILICONE GEL SHEET, ELASTIC SHEET 40-42 X 4-6 CM, ULTRAVIOLET PROTECTION FACTOR, EXTRA-THICK SILICONE LAYER, WITH SOAP, DISPOSABLE, STERILE" | GENERAL MEDICAL SUPPLIES (NURSING AND BURN UNIT) SUPPLEMENTARY
1387 | 4229540009800 | "SILICONE GEL SHEET, ELASTIC SHEET 33-35 X 4-6 CM, ULTRAVIOLET PROTECTION FACTOR, EXTRA-THICK SILICONE LAYER, WITH SOAP, DISPOSABLE, STERILE" | GENERAL MEDICAL SUPPLIES (NURSING AND BURN UNIT) SUPPLEMENTARY
1388 | 4229540009900 | "SILICONE GEL SHEET, ELASTIC SHEET 30-33 X 4-6 CM, ULTRAVIOLET PROTECTION FACTOR, EXTRA-THICK SILICONE LAYER, WITH SOAP, DISPOSABLE, STERILE" | GENERAL MEDICAL SUPPLIES (NURSING AND BURN UNIT) SUPPLEMENTARY
1389 | 4229540013000 | SILICONE GEL SHEET, FOR INVISIBLE SCAR THERAPY, GEL 15-30 G. | GENERAL MEDICAL SUPPLIES (NURSING AND BURN UNIT) SUPPLEMENTARY
1390 | 4231150201300 | DRESSING KIT FOR HEMODIALYSIS INERTION CATHETER ( PRE AND POST DIALYSIS ), ALL STERILE, THE FIRST SET IS FOR PRE DIALYSIS WHICH CONTENTS: (3) 2% CHLORHEXIDINE SWAB STICK, (2) SYRINGE 3 ML, (2) SYRINGE 10 ML, (2) NEEDLE G20, (5) GAUZE SWAB 5X5 CM 8 PLY, ( 5) GAUZE SWAB 10 X 10 CM 12 PLY, (1) TRANSPARENT ADHESIVE 2.5 CM X 0.5 M, (1) NON WOVEN SWAB WITH (T) CUT 5 X 5 CM, (1) NON ADHERENT SPONGE 5 X 5 CM, (1) WATER PROOF ADHESIVE DRESSING 10 X 15 CM, (1) TOWEL 40 X 40 CM, (2) PLASTIC FORCEP TWEEZERS, (1 PAIR) SURGICAL GLOVES POWDER FREE IN A SINGLE PACKAGE, (1) FACE MASK, (1) STERILE FIELD 50 X 50 CM, (1) WASTE BAG, (2) GALLIPOT TRAY, THE SECOND SET IS FOR POST DIALYSIS WHICH CONTENTS: (2) SYRINGE 3 ML, (2) SYRINGE 10 ML, (5) GAUZE SWAB 10 X 10 CM 12 PLY, (2) LUER LOCK PLUG ( EACH SET HAS A SEPARATE PACKAGE AND THE TWO SET SHOULD BE IN ONE KIT ) | GENERAL MEDICAL SUPPLIES (NURSING AND BURN UNIT) SUPPLEMENTARY
1391 | 4223150204700 | FEEDING SET, DEHP-FREE, WITH GRADUATED BAG AND TRANSPARENT BURETTE, WITH TUBE, BAG100-150 ML, IT SHOULD BE COMPATIBLE WITH HOSPITAL MACHINE, STERILE | GENERAL MEDICAL SUPPLIES (NURSING AND BURN UNIT) SUPPLEMENTARY
1392 | 4231151019700 | DRESSING, FOAM, IMPREGNATED WITH LIPIDO-COLLOID, WITHOUT SILVER, WITHOUT BORDER, SIZE 10 X 10 CM (+/- 2 CM), SUITABLE FOR EB PATIENTS, (WOUND AND OSTOMY CARE) | GENERAL MEDICAL SUPPLIES (NURSING AND BURN UNIT) SUPPLEMENTARY
1393 | 4231151019800 | DRESSING, FOAM, IMPREGNATED WITH LIPIDO-COLLOID, WITHOUT SILVER, WITHOUT BORDER, SIZE 15 X 20 CM (+/- 2 CM), SUITABLE FOR EB PATIENTS, (WOUND AND OSTOMY CARE) | GENERAL MEDICAL SUPPLIES (NURSING AND BURN UNIT) SUPPLEMENTARY
1394 | 4110410505300 | "BAG, SPECIMEN, TRANSPARENT, LAB BIOHAZARD, ZIP LOCK, DOCUMENT POUCH, 25 CM X 25 CM ( +/- 1 CM )" | GENERAL MEDICAL SUPPLIES (NURSING AND BURN UNIT) SUPPLEMENTARY
1395 | 4110410505100 | "BAG, ICE, PLASTIC, 16 INCH X 5 INCH, WITH OPEN NECK (TO FILL ICE AND CLOSE WITH TABS), RESEALABLE, LEAK PROOF, DISPOSABLE" | GENERAL MEDICAL SUPPLIES (NURSING AND BURN UNIT) SUPPLEMENTARY
1396 | 4110410505600 | "BAG, POLYTHENE, TRANSPORT, SIZE 50X40 CM (+/- 5 CM)" | GENERAL MEDICAL SUPPLIES (NURSING AND BURN UNIT) SUPPLEMENTARY
1397 | 4112181900100 | BOTTLE AMBER GLASS W/DROPPER 25/30 ML | GENERAL MEDICAL SUPPLIES (NURSING AND BURN UNIT) SUPPLEMENTARY
1398 | 4112181802600 | BOTTLE MEDICINE GLASS AMBER OVAL W/ SCREW CAP 50 ML | GENERAL MEDICAL SUPPLIES (NURSING AND BURN UNIT) SUPPLEMENTARY
1399 | 4219260300200 | "BOTTLE, INFANT FEEDING, PLASTIC WITH SCREW CAP, 120-150 ML, DISPOSABLE, STERILE" | GENERAL MEDICAL SUPPLIES (NURSING AND BURN UNIT) SUPPLEMENTARY
1400 | 4110350601200 | "BOTTLE, MEDICINE, AMBER, GRADUATED, EMPTY, WITH CHILD RESISTANT, PLASTIC SCREW CAP, 250 ML" | GENERAL MEDICAL SUPPLIES (NURSING AND BURN UNIT) SUPPLEMENTARY
1401 | 4110350601300 | "BOTTLE, MEDICINE, AMBER, GRADUATED, EMPTY, WITH CHILD RESISTANT, PLASTIC SCREW CAP, 500 ML" | GENERAL MEDICAL SUPPLIES (NURSING AND BURN UNIT) SUPPLEMENTARY
1402 | 4112181801200 | "BOTTLE, PLASTIC, WHITE, NON-TRANSPARENT, 1000 ML, WITH SCREW COVER, DISPOSABLE" | GENERAL MEDICAL SUPPLIES (NURSING AND BURN UNIT) SUPPLEMENTARY
1403 | 4112181800900 | "BOTTLE, PLASTIC, WHITE, NON-TRANSPARENT, 150 ML WITH SCREW COVER, DISPOSABLE" | GENERAL MEDICAL SUPPLIES (NURSING AND BURN UNIT) SUPPLEMENTARY
1404 | 4112181801000 | "BOTTLE, PLASTIC, WHITE, NON-TRANSPARENT, 250 ML, WITH SCREW COVER, DISPOSABLE" | GENERAL MEDICAL SUPPLIES (NURSING AND BURN UNIT) SUPPLEMENTARY
1405 | 4112181801100 | "BOTTLE, PLASTIC, WHITE, NON-TRANSPARENT, 300 ML, WITH SCREW COVER, DISPOSABLE" | GENERAL MEDICAL SUPPLIES (NURSING AND BURN UNIT) SUPPLEMENTARY
1406 | 4112181800800 | "BOTTLE, PLASTIC, WHITE, NON-TRANSPARENT, 50 ML, WITH SCREW COVER, DISPOSABLE" | GENERAL MEDICAL SUPPLIES (NURSING AND BURN UNIT) SUPPLEMENTARY
1407 | 4110410504800 | "CATHETER, UMBILICAL, DUAL LUMEN, PVC, RADIOPAQUE, 4 FRENCH, 20 CM, DISPOSABLE, STERILE" | GENERAL MEDICAL SUPPLIES (NURSING AND BURN UNIT) SUPPLEMENTARY
1408 | 4110410500000 | "EXTRACTOR, MUCUS, PEDIA, USED TO COLLECT SPECIMEN, FROM NASOPHARYNGEAL, FOR CULTURE OR OTHER TESTS, DISPOSABLE" | GENERAL MEDICAL SUPPLIES (NURSING AND BURN UNIT) SUPPLEMENTARY
1409 | 4110411500600 | "FILTER, LEUCOCYTE, 200 MICRONS, DISPOSABLE" | GENERAL MEDICAL SUPPLIES (NURSING AND BURN UNIT) SUPPLEMENTARY
1410 | 4111620501400 | "KIT, RAPID TEST, PREGNANCY ANALYSIS" | GENERAL MEDICAL SUPPLIES (NURSING AND BURN UNIT) SUPPLEMENTARY
1411 | 4110410200600 | "LANCET, FOR CAPILLARY, BLOOD SAMPLING" | GENERAL MEDICAL SUPPLIES (NURSING AND BURN UNIT) SUPPLEMENTARY
1412 | 4222161001700 | "LUER LOCK, PLUG, MALE/ FEMALE, DISPOSABLE, STERILE" | GENERAL MEDICAL SUPPLIES (NURSING AND BURN UNIT) SUPPLEMENTARY
1413 | 4214252100600 | "NEEDLE, BUTTERFLY, SIZE 21G X 3/4 INCH, WITH TUBE 10-14 INCH, RETRACTABLE NEEDLE, DISPOSABLE, STERILE" | GENERAL MEDICAL SUPPLIES (NURSING AND BURN UNIT) SUPPLEMENTARY
1414 | 4214252311900 | "NEEDLE, HYPODERMIC, SIZE: G23 X 1 INCH, PACKING: INDIVIDUALLY WRAPPED, DISPOSABLE, STERILE" | GENERAL MEDICAL SUPPLIES (NURSING AND BURN UNIT) SUPPLEMENTARY
1415 | 4213210100200 | "UNDERPAD, INCONTINENCE, ABSORBENT, CELLULOSE, WATERPROOF, STRONG AND CLEAR IMPOSING, ASSURE DRY SURFACE, SIZE: 60 X 80 CM ( +/- 2 CM ), PACKING: WRAPPED IN A PLASTIC PACK" | GENERAL MEDICAL SUPPLIES (NURSING AND BURN UNIT) SUPPLEMENTARY
1416 | 4214310600700 | "MICROCLIMATE BODY PAD, USED IN TURN AND POSITION SYSTEM, ABSORPTION CAPABILITY NOT LESS THAN 2 L, SIZE 90 X 140CM (+/- 10CM)" | GENERAL MEDICAL SUPPLIES (NURSING AND BURN UNIT) SUPPLEMENTARY
1417 | 4227250031800 | "SET, IV SOLUTION ADMINISTRATION, VENTED WITH Y-INJECTION SITE, BURRED TYPE 150 X 60 DROPS FOR ABBOTT, LIFE CARE 5000 XL INFUSION PUMP, DISPOSABLE, STERILE" | GENERAL MEDICAL SUPPLIES (NURSING AND BURN UNIT) SUPPLEMENTARY
1418 | 4110411803500 | "SPECIMEN, COLLECTION, URINE, 24 HOUR, 2500 ML" | GENERAL MEDICAL SUPPLIES (NURSING AND BURN UNIT) SUPPLEMENTARY
1419 | 4214000006800 | STETHOSCOPE PEDIATRIC DUAL HEAD U SHAPE SOFT SILICONE EAR TIPS DIAMETER 35MM (+/- 2MM) LENGTH 50 -70 CM | GENERAL MEDICAL SUPPLIES (NURSING AND BURN UNIT) SUPPLEMENTARY
1420 | 4110411600600 | "SWAB, AMIES, TRANSPORT, MEDIUM, WITHOUT CHARCOAL, LABELLED, DOUBLE WRAPPED, STERILE" | GENERAL MEDICAL SUPPLIES (NURSING AND BURN UNIT) SUPPLEMENTARY
1421 | 4110411601700 | "SWAB, FOR CULTURE, TRANSPORT, AMIES, PLAIN, BLUE CAP" | GENERAL MEDICAL SUPPLIES (NURSING AND BURN UNIT) SUPPLEMENTARY
1422 | 4214260802100 | "SYRINGE, 1 ML, LUER LOCK TIP, AND FIXED GRADUATION, WITHOUT NEEDLE, DISPOSABLE, STERILE" | GENERAL MEDICAL SUPPLIES (NURSING AND BURN UNIT) SUPPLEMENTARY
1423 | 4110410400300 | "TOURNIQUET, NON - PNEUMATIC, RUBBER, WITH VELCRO CLOSURE, MEDIUM, OR (30 CM X 2.5)" | GENERAL MEDICAL SUPPLIES (NURSING AND BURN UNIT) SUPPLEMENTARY
1424 | 4231154508000 | "TRAUMA BANDAGE, ELASTIC, WITH ABSORBENT PAD, PRESSURE APPLICATOR, TO STOP HEAVY BLEEDING, 10 CM X 4-5 M" | GENERAL MEDICAL SUPPLIES (NURSING AND BURN UNIT) SUPPLEMENTARY
1425 | 4231150201200 | "TRAUMA BANDAGE, ELASTIC, WITH ABSORBENT PAD, PRESSURE APPLICATOR, TO STOP HEAVY BLEEDING, 15 CM X 4-5 M" | GENERAL MEDICAL SUPPLIES (NURSING AND BURN UNIT) SUPPLEMENTARY
1426 | 4231154508100 | "TRAUMA BANDAGE, ELASTIC, WITH ABSORBENT PAD, PRESSURE APPLICATOR, TO STOP HEAVY BLEEDING, 20 CM X 4-5 M" | GENERAL MEDICAL SUPPLIES (NURSING AND BURN UNIT) SUPPLEMENTARY
1427 | 4223160300300 | TUBE, NASOGASTRIC FEEDING, RYLES PVC, SIZE: FR10, RADIO-OPAQUE, 105-130 CM LONG, GRADUATION 120 CM AT LEAST-INTERVAL EVERY 10 CM, WITH SOFT END, WITH FINGERTIP CLOSURE WITH STOPPER, DISPOSABLE, STERILE | GENERAL MEDICAL SUPPLIES (NURSING AND BURN UNIT) SUPPLEMENTARY
1428 | 4231151404100 | "DRESSING, ANTI-MICROBIAL SPONGE, 1.5 MM CENTER HOLE, ABSORBENT, IMPREGNATED WITH CHLORHEXIDINE GLUCONATE (CHG), ABLE TO COVER THE SITE OF INSERTION 360 DEGREE, DISPOSABLE, STERILE, MSDS SHOULD BE PROVIDED IN SOFT COPY, ( WOUND AND OSTOMY CARE)" | GENERAL MEDICAL SUPPLIES (NURSING AND BURN UNIT) SUPPLEMENTARY
1429 | 4231151404400 | "DRESSING, WOUND CONTACT 3 D, NYLON CLOTH, PLATED BY SILVER REVEALS 99.1%, PURE METALLIC SILVER, AND 0.9% SILVER OXIDE, TO BE USED FOR 7 DAYS, SIZE 2.5 X 60 CM, DISPOSABLE, STERILE, (WOUND AND OSTOMY CARE)" | GENERAL MEDICAL SUPPLIES (NURSING AND BURN UNIT) SUPPLEMENTARY
1430 | 4231151305200 | "GEL, ENZYME WITH ALGINATE, 30-35 GM, FOR HIGH EXUDING WOUND, STERILE, (WOUND AND OSTOMY CARE) | GENERAL MEDICAL SUPPLIES (NURSING AND BURN UNIT) SUPPLEMENTARY
1431 | 4231151409000 | "DRESSING, SOFT SILICONE FOAM, WITH SILVER, WITHOUT BORDER, SIZE 10 X 15 CM (+/- 2 CM), STERILE, (WOUND AND OSTOMY CARE)" | GENERAL MEDICAL SUPPLIES (NURSING AND BURN UNIT) SUPPLEMENTARY
1432 | 4231151409100 | "DRESSING, SOFT SILICONE FOAM, WITH SILVER, WITHOUT BORDER, SIZE 8 X 10 CM (+/- 2 CM), STERILE, (WOUND AND OSTOMY CARE)" | GENERAL MEDICAL SUPPLIES (NURSING AND BURN UNIT) SUPPLEMENTARY
1433 | 4110510400500 | SYRINGE, 3 ML, LUER LOCK TIP, AND FIXED GRADUATION, WITHOUT NEEDLE, COMPATIBLE WITH HOSPITAL MACHINE PUMP, DISPOSABLE, STERILE | GENERAL MEDICAL SUPPLIES (NURSING AND BURN UNIT) SUPPLEMENTARY
1434 | 4110510400600 | SYRINGE, 5 ML, LUER LOCK TIP, AND FIXED GRADUATION, WITHOUT NEEDLE, COMPATIBLE WITH HOSPITAL MACHINE PUMP, DISPOSABLE, STERILE | GENERAL MEDICAL SUPPLIES (NURSING AND BURN UNIT) SUPPLEMENTARY
1435 | 4110510400300 | SYRINGE, 10 ML, LUER LOCK TIP, AND FIXED GRADUATION, WITHOUT NEEDLE, COMPATIBLE WITH HOSPITAL MACHINE PUMP, DISPOSABLE, STERILE | GENERAL MEDICAL SUPPLIES (NURSING AND BURN UNIT) SUPPLEMENTARY
1436 | 4110510400400 | SYRINGE, 20-30 ML, LUER LOCK TIP, AND FIXED GRADUATION, WITHOUT NEEDLE, COMPATIBLE WITH HOSPITAL MACHINE PUMP, DISPOSABLE, STERILE | GENERAL MEDICAL SUPPLIES (NURSING AND BURN UNIT) SUPPLEMENTARY
1437 | 4110510400700 | SYRINGE 50-60 ML LUER LOCK TIP AND FIXED GRADUATION WITHOUT NEEDLE COMPATIBLE WITH HOSPITAL MACHINE PUMP DISPOSABLE STERILE | GENERAL MEDICAL SUPPLIES (NURSING AND BURN UNIT) SUPPLEMENTARY
1438 | 4214260400000 | CAP, TIP, FOR SYRINGE LUER, LOCK AND LUER SLIP, LATEX FREE, STERILE. | GENERAL MEDICAL SUPPLIES (NURSING AND BURN UNIT) SUPPLEMENTARY
1439 | 4222161203000 | STOPCOCK, 3-WAYS, TRANSPARENT, LUER LOCK, KINK RESISTANCE, DISPOSABLE, STERILE | GENERAL MEDICAL SUPPLIES (NURSING AND BURN UNIT) SUPPLEMENTARY
1440 | 4214260400200 | CATHETER, INTERMITTENT, HYDROPHILIC COATED, SELF LUBRICATED, READY TO USE, COATED EYE, FLEXIBLE TIP TO BEND IN ALL DIRECTIONS FOR EASY AND GENTLE NAVIGATION THROUGH THE URETHRA, MALE CH 10, 30-35 CM, DISPOSABLE, STERILE | GENERAL MEDICAL SUPPLIES (NURSING AND BURN UNIT) SUPPLEMENTARY
1441 | 4214260400300 | CATHETER, INTERMITTENT, HYDROPHILIC COATED, SELF LUBRICATED, READY TO USE, COATED EYE, FLEXIBLE TIP TO BEND IN ALL DIRECTIONS FOR EASY AND GENTLE NAVIGATION THROUGH THE URETHRA, MALE CH 12, 30-35 CM, DISPOSABLE, STERILE | GENERAL MEDICAL SUPPLIES (NURSING AND BURN UNIT) SUPPLEMENTARY
1442 | 4214260400400 | CATHETER, INTERMITTENT, HYDROPHILIC COATED, SELF LUBRICATED, READY TO USE, COATED EYE, FLEXIBLE TIP TO BEND IN ALL DIRECTIONS FOR EASY AND GENTLE NAVIGATION THROUGH THE URETHRA, MALE CH 14, 30-35 CM, DISPOSABLE, STERILE | GENERAL MEDICAL SUPPLIES (NURSING AND BURN UNIT) SUPPLEMENTARY
1443 | 4214260400500 | CATHETER, INTERMITTENT, HYDROPHILIC COATED, SELF LUBRICATED, READY TO USE, COATED EYE, FLEXIBLE TIP TO BEND IN ALL DIRECTIONS FOR EASY AND GENTLE NAVIGATION THROUGH THE URETHRA, MALE CH 16, 30-35 CM, DISPOSABLE, STERILE | GENERAL MEDICAL SUPPLIES (NURSING AND BURN UNIT) SUPPLEMENTARY
1444 | 4214260400100 | CATHETER, HYDROPHILIC, SELF LUBRICATED, READY TO USE, FEMALE, CONNECTED WITH URINE BAG, DISPOSABLE, STERILE | GENERAL MEDICAL SUPPLIES (NURSING AND BURN UNIT) SUPPLEMENTARY
1445 | 4015172300000 | VALVE, ANTI REFLUX, FOR SALEM SUMP STOMACH TUBE, STERILE | GENERAL MEDICAL SUPPLIES (NURSING AND BURN UNIT) SUPPLEMENTARY
1446 | 4223190300000 | BREAST PUMP, CONTAINS MEMBRANE CAP, PROTECTIVE MEMBRANE, BREAST SHIELD SIZE 24 MM, SILICONE TUBING WITH ADAPTER, VALVES WITH MEMBRANES, IT SHOULD BE COMPATIBLE WITH HOSPITAL MACHINE | GENERAL MEDICAL SUPPLIES (NURSING AND BURN UNIT) SUPPLEMENTARY
1447 | 4223150500700 | ADAPTER, UNIVERSAL ENTERAL FEEDING ADAPTER, FUNNEL TO ENFIT, PURPLE COLOR, STERILE | GENERAL MEDICAL SUPPLIES (NURSING AND BURN UNIT) SUPPLEMENTARY
1448 | 4218172307300 | PAPER, ECG, FOR LIFEPAK 15, SIZE APPROX. 100 MM X 22 M | GENERAL MEDICAL SUPPLIES (NURSING AND BURN UNIT) SUPPLEMENTARY
1449 | 4231250200800 | "ABDOMINAL BINDER (ABDOMINAL BELT), SUPPORT WITH VELCRO FASTENER, BREATHABLE, 60- 100 CM (+/- 5CM)" | GENERAL MEDICAL SUPPLIES (NURSING AND BURN UNIT) SUPPLEMENTARY
1450 | 4229511101000 | KIT, TURN AND POSITION SYSTEM, CONTAINS (1) GLIDE SHEET WITH MULTIPLE HANDLES 90 X 140CM (+/- 10CM), (1) BODY WEDGE, (1) BODY WEDGE WITH ANCHOR, (1) MICROCLIMATE BODY PAD 90 X 140CM (+/- 10CM), ABSORPTION CAPABILITY NOT LESS THAN 2 L, SINGLE PATIENT USE, WEIGHT CAPACITY NOT LESS THAN 200 KG | GENERAL MEDICAL SUPPLIES (NURSING AND BURN UNIT) SUPPLEMENTARY
1451 | 4229545100300 | MITTEN, MADE OF SOFT FABRIC, SECURE ALL FINGER CONTROL, AIR-COOLED, LATEX-FREE, CHILD, CONTROL MITT RESTRAINT | GENERAL MEDICAL SUPPLIES (NURSING AND BURN UNIT) SUPPLEMENTARY
1452 | 4221181212700 | STOCKING ANTI - EMBOLISM THIGH LENGTH WITH INSPECTION TOE AND WAIST BELT SIZE: LARGE. | GENERAL MEDICAL SUPPLIES (NURSING AND BURN UNIT) SUPPLEMENTARY
1453 | 4231260203300 | KIT, PORTABLE NEGATIVE PRESSURE WOUND THERAPY SYSTEM (NPWT), IT CAN BE USED UP TO 14 DAYS, DOUBLE LUMEN ANTI BLOCK TUBING WITH SILICON DRESSING SIZE 10CM X 10CM, WITH CANISTER 50ML, STERILE, DISPOSABLE, (WOUND AND OSTOMY CARE) | GENERAL MEDICAL SUPPLIES (NURSING AND BURN UNIT) SUPPLEMENTARY
1454 | 4231260304600 | DRESSING, MULTI LAYERS, FOR PORTABLE NEGATIVE PRESSURE WOUND THERAPY SYSTEM (NPWT), SIZE 10CM X 20CM ( +/- 2 CM ), STERILE, DISPOSABLE, (WOUND AND OSTOMY CARE) | GENERAL MEDICAL SUPPLIES (NURSING AND BURN UNIT) SUPPLEMENTARY
1455 | 4231260500700 | CANISTER, FOR PORTABLE NEGATIVE PRESSURE WOUND THERAPY SYSTEM (NPWT), 50 ML, WITH DUAL PORTS CONNECTOR, DISPOSABLE, STERILE, (WOUND AND OSTOMY CARE) | GENERAL MEDICAL SUPPLIES (NURSING AND BURN UNIT) SUPPLEMENTARY
1456 | 4231260000100 | FOAM, FOR PORTABLE NEGATIVE PRESSURE WOUND THERAPY SYSTEM (NPWT), SIZE 10CM X 12CM ( +/- 2 CM ), DISPOSABLE, STERILE, (WOUND AND OSTOMY CARE) | GENERAL MEDICAL SUPPLIES (NURSING AND BURN UNIT) SUPPLEMENTARY
1457 | 4231260203400 | KIT, PORTABLE NEGATIVE PRESSURE WOUND THERAPY SYSTEM (NPWT), IT CAN BE USED UP TO 7 DAYS, CONTAINS CONNECTOR AND CANISTER 150-200 ML, WITHOUT VAC / DRESSING FOAM, STERILE, DISPOSABLE, (WOUND AND OSTOMY CARE) | GENERAL MEDICAL SUPPLIES (NURSING AND BURN UNIT) SUPPLEMENTARY
1458 | 4231260203200 | KIT, PORTABLE NEGATIVE PRESSURE WOUND THERAPY SYSTEM (NPWT), IT CAN BE USED UP TO 14 DAYS, CONTAINS CONNECTOR AND CANISTER 150-200 ML, WITHOUT VAC / DRESSING FOAM, STERILE, DISPOSABLE, (WOUND AND OSTOMY CARE) | GENERAL MEDICAL SUPPLIES (NURSING AND BURN UNIT) SUPPLEMENTARY
1459 | 4231260500600 | CANISTER, 150-200 ML, WITH CONNECTOR, STERILE, DISPOSABLE, (WOUND AND OSTOMY CARE) | GENERAL MEDICAL SUPPLIES (NURSING AND BURN UNIT) SUPPLEMENTARY
1460 | 4231151014800 | "DRESSING, ABSORBENT HYDROFIBER PAD, ADHESIVE SILICONE BORDER, SIZE 12 X 12 CM (+/- 2CM), DISPOSABLE, STERILE, (WOUND AND OSTOMY CARE)" | GENERAL MEDICAL SUPPLIES (NURSING AND BURN UNIT) SUPPLEMENTARY
1461 | 4231151019600 | DRESSING, ABSORBENT HYDROFIBER PAD, ADHESIVE SILICONE BORDER, SIZE 18 X 18 CM (+/- 2CM), DISPOSABLE, STERILE, (WOUND AND OSTOMY CARE) | GENERAL MEDICAL SUPPLIES (NURSING AND BURN UNIT) SUPPLEMENTARY
1462 | 4231150012300 | DRESSING, POLYURETHANE FOAM, ADHESIVE BORDER, CIRCULAR, CUTTING IN THE MIDDLE WITH A SIDE CUT FOR SECUREMENT THE TUBE, 7 X 7 CM (+/- 1 CM), DISPOSABLE, STERILE, (WOUND AND OSTOMY CARE) | GENERAL MEDICAL SUPPLIES (NURSING AND BURN UNIT) SUPPLEMENTARY
1463 | 4231150201900 | DRESSING, POSTOPERATIVE, WATERPROOF WITH SILVER NYLON ABSORBENT PAD, FLEXIBLE ADHESIVE BORDER, SIZE 10 CM X 28 CM (+/- 2 CM), DISPOSABLE, STERILE, (WOUND AND OSTOMY CARE) | GENERAL MEDICAL SUPPLIES (NURSING AND BURN UNIT) SUPPLEMENTARY
1464 | 4231150202000 | DRESSING, GLOVE WITH OPEN FINGERS ( MITTEN ), WITH NYLON CLOTH, PURE METALLIC SILVER, AND 0.9% SILVER OXIDE, NON-ADHERENT, TO BE USED FOR 7 DAYS, SIZE MEDIUM, DISPOSABLE, STERILE, (WOUND AND OSTOMY CARE) | GENERAL MEDICAL SUPPLIES (NURSING AND BURN UNIT) SUPPLEMENTARY
1465 | 4231150202100 | DRESSING, GLOVE WITH OPEN FINGERS ( MITTEN ), WITH NYLON CLOTH, PURE METALLIC SILVER, AND 0.9% SILVER OXIDE, NON-ADHERENT, TO BE USED FOR 7 DAYS, SIZE LARGE, DISPOSABLE, STERILE, (WOUND AND OSTOMY CARE) | GENERAL MEDICAL SUPPLIES (NURSING AND BURN UNIT) SUPPLEMENTARY
1466 | 4231150201800 | DRESSING KIT, TRAY, CONSISTS ONE METAL SCISSOR, ONE METAL FORCEP, GAUZE SWABS 10 X 10 CM (10 PCS), ONE WASTE BAG WITH TAPE AND ONE WATERPROOF DRAPE, ALL IN WRAPPING, DISPOSABLE, STERILE, (WOUND AND OSTOMY CARE) | GENERAL MEDICAL SUPPLIES (NURSING AND BURN UNIT) SUPPLEMENTARY
1467 | 4231210503000 | CREAM, ANTIBACTERIAL, MEDICAL HONEY 30-50%, SKIN PROTECTOR, 50-60 G TUBE, (WOUND AND OSTOMY CARE) | GENERAL MEDICAL SUPPLIES (NURSING AND BURN UNIT) SUPPLEMENTARY
1468 | 4231150012100 | DRESSING, POLYMERIC MEMBRANE FOAM, NON-ADHESIVE, WITH SURFACTANT, GLYCERIN, SEMIPERMEABLE, SIZE 12CM X 12CM ( +/- 2 CM), DISPOSABLE, STERILE, SUITABLE FOR EB PATIENTS, (WOUND AND OSTOMY CARE) | GENERAL MEDICAL SUPPLIES (NURSING AND BURN UNIT) SUPPLEMENTARY
1469 | 4231150012200 | DRESSING, POLYMERIC SILVER FOAM, NON-ADHESIVE, WITH SURFACTANT, GLYCERIN, SEMIPERMEABLE, SIZE 12 X 12CM ( +/- 2 CM), DISPOSABLE, STERILE, SUITABLE FOR EB PATIENTS, (WOUND AND OSTOMY CARE) | GENERAL MEDICAL SUPPLIES (NURSING AND BURN UNIT) SUPPLEMENTARY
1470 | 4231160600800 | "DRESSING, HYDRO BALANCE, FOR WOUND, PLAIN, SIZE 10 X 10 CM (+\-2), STERILE, SUITABLE FOR EB PATIENTS, (WOUND AND OSTOMY CARE)" | GENERAL MEDICAL SUPPLIES (NURSING AND BURN UNIT) SUPPLEMENTARY
1471 | 4231151300900 | "DRESSING, HYDRO BALANCE, FOR WOUND, PLAIN, SIZE 15 X 20 CM (+\-2), STERILE, SUITABLE FOR EB PATIENTS, (WOUND AND OSTOMY CARE)" | GENERAL MEDICAL SUPPLIES (NURSING AND BURN UNIT) SUPPLEMENTARY
1472 | 4231151400700 | "DRESSING, HEMOSTATIC, HIGHLY ABSORBENT AND CONFORMABLE, COMPOSED OF NATURAL BIODEGRADABLE CHITOSAN FIBERS, SIZE 5 X 5CM (+/-1 CM), SUITABLE FOR EB PATIENTS, (WOUND AND OSTOMY CARE)" | GENERAL MEDICAL SUPPLIES (NURSING AND BURN UNIT) SUPPLEMENTARY
1473 | 4231151005800 | "DRESSING, HEMOSTATIC, HIGHLY ABSORBENT AND CONFORMABLE, COMPOSED OF NATURAL BIODEGRADABLE CHITOSAN FIBERS, SIZE 10 X 10CM(+/-2 CM), SUITABLE FOR EB PATIENTS, (WOUND AND OSTOMY CARE)" | GENERAL MEDICAL SUPPLIES (NURSING AND BURN UNIT) SUPPLEMENTARY
1474 | 4214274400000 | CATHETER, FOLEY, 3-WAYS, PURE SILICONE, OPEN TIP OVER GUIDEWIRE, 30-50 CM LONG WITH LATERAL EYES, BALLOON SIZE: 5-15 ML WITH FUNNEL END VALVE SUITABLE TO BE USED WITH SYRINGE LUER LOCK, CYLINDRICAL, SIZE: CH 24, DISPOSABLE, STERILE | GENERAL MEDICAL SUPPLIES (NURSING AND BURN UNIT) SUPPLEMENTARY
1475 | 4231152703300 | "DRESSING, ABSORBENT, WOUND PAD, CONTAIN ANTISEPTIC (PHMP) SATURATED WITH RINGER SOLUTION, SIZE 7.5 X 7.5 CM(+\-2 CM), DISPOSABLE, STERILE, MSDS SHOULD BE PROVIDED IN SOFT COPY, (WOUND AND OSTOMY CARE)" | GENERAL MEDICAL SUPPLIES (NURSING AND BURN UNIT) SUPPLEMENTARY
1476 | 4214280003300 | COMPRESSION SYSTEM, FEMORAL, FOR HEMOSTASIS MANAGEMENT, INCLUDING MANOMETER, BELT, AND COMPRESSION ARSH, SINGLE USE. | GENERAL MEDICAL SUPPLIES (NURSING AND BURN UNIT) SUPPLEMENTARY
1477 | 4214310000000 | "GEL, OBSTETRIC, PHTHALATE FREE, TO REDUCE LABOR TIME AND PAIN, TUBE, STERILE, DISPOSABLE" | GENERAL MEDICAL SUPPLIES (NURSING AND BURN UNIT) SUPPLEMENTARY
1478 | 4231260302300 | "DRESSING, FOR NEGATIVE PRESSURE WOUND THERAPY (NPWT), FOR HAND, WITH FINGER SEPARATORS, DISPOSABLE, STERILE, IT SHOULD BE COMPATIBLE WITH THE HOSPITAL MACHINE, (WOUND AND OSTOMY CARE)" | GENERAL MEDICAL SUPPLIES (NURSING AND BURN UNIT) SUPPLEMENTARY
1479 | 4111620501100 | KIT, SPILL, CHEMO SAFETY, FOR CYTOTOXICS DRUGS CONTAINS: 2 PAIR OF CHEMO GLOVES, 1 CHEMO GOWN, SAFETY GOGGLES, 1 FACE MASK, CHEMO WASTE BAG, 1 PAIR OF SHOE COVER (WATER RESISTANT), 2 CHEMO ABSORBENT PADS, 1 SCOOP WITH DETACHABLE SCRAPER, 1 CHEMO SPILL WARNING SIGN, TIE WRAP | GENERAL MEDICAL SUPPLIES (NURSING AND BURN UNIT) SUPPLEMENTARY
1480 | 4111197000100 | PROBE FOR TEMPERATURE FOR ADULT SKIN COMPATIBLE WITH DRAGER DISPOSABLE | GENERAL MEDICAL SUPPLIES (NURSING AND BURN UNIT) SUPPLEMENTARY
1481 | 4227160001100 | END-BRONCHIAL BLOCKER SET WITH SPHERICAL BALLOON, HIGH VOLUME BALLOON LOW PRESSURE, DISTANCE MARKING WITH ABILITY TO DO SUCTION, SUCTION ADAPTER, ADJUSTABLE GUIDE LOOP FOR BRONCHOSCOPE, STERILE, SIZE 7.0 FR LENGTH 65 CM | ANESTHSIA AND RESPIRATORY SUPPLEMENTARY
1482 | 4227160001300 | END-BRONCHIAL BLOCKER SET WITH SPHERICAL BALLOON, HIGH VOLUME BALLOON LOW PRESSURE, DISTANCE MARKING WITH ABILITY TO DO SUCTION, SUCTION ADAPTER, ADJUSTABLE GUIDE LOOP FOR BRONCHOSCOPE, STERILE, SIZE 9.0 FR LENGTH 78 CM | ANESTHSIA AND RESPIRATORY SUPPLEMENTARY
1483 | 4227160001400 | END-BRONCHIAL BLOCKER SET WITH SPHERICAL BALLOON, HIGH VOLUME BALLOON LOW PRESSURE, DISTANCE MARKING WITH ABILITY TO DO SUCTION, SUCTION ADAPTER, ADJUSTABLE GUIDE LOOP FOR BRONCHOSCOPE, STERILE, SIZE, 5.0 FR 65 CM | ANESTHSIA AND RESPIRATORY SUPPLEMENTARY
1484 | 4227160001500 | END-BRONCHIAL BLOCKER SET WITH SPHERICAL BALLOON, HIGH VOLUME BALLOON LOW PRESSURE, DISTANCE MARKING WITH ABILITY TO DO SUCTION, SUCTION ADAPTER, ADJUSTABLE GUIDE LOOP FOR BRONCHOSCOPE, STERILE, SIZE 5.0 FR 50CM | ANESTHSIA AND RESPIRATORY SUPPLEMENTARY
1485 | 4227191527300 | TUBE ENDO - BRONCHIAL DOUBLE LUMEN RIGHT SZ 28, CURVED BRONCHIAL TIP, WITH X-RAY OPAQUE MARKERS, COLORED CODED CUFF FOR BRONCHIAL SIDE, MADE OF POLYURETHANE CUFF, WITH SUCTION CATHETER AND DOUBLE SWIVEL CONNECTOR, AND STYLET CAN MAINTAIN ANATOMICAL SHAPE OF THE TUBE, STERILE, DISPOSABLE SET | ANESTHSIA AND RESPIRATORY SUPPLEMENTARY
1486 | 4227191527400 | TUBE ENDO - BRONCHIAL DOUBLE LUMEN RIGHT SZ 32, CURVED BRONCHIAL TIP, WITH X-RAY OPAQUE MARKERS, COLORED CODED CUFF FOR BRONCHIAL SIDE, MADE OF POLYURETHANE CUFF, WITH SUCTION CATHETER AND DOUBLE SWIVEL CONNECTOR, AND STYLET CAN MAINTAIN ANATOMICAL SHAPE OF THE TUBE, STERILE, DISPOSABLE SET | ANESTHSIA AND RESPIRATORY SUPPLEMENTARY
1487 | 4227150500700 | VENTILATOR CIRCUIT, DOUBLE LUMEN, HEATED BOTH SIDES, LENGTH NOT LESS THAN 150 CM, WITH APPROXIMATELY 50CM EXTENSION TUBE, WITH SAMPLING PORT AND CONNECTOR CAP, ADULT SIZE, DISPOSABLE, (COMPATIBLE WITH HOSPITAL STANDARD HUMIDIFIER), ONE (1) ITEM/PC = ONE (1) SET | ANESTHSIA AND RESPIRATORY SUPPLEMENTARY
1488 | 4227150500800 | VENTILATOR CIRCUIT, DOUBLE LUMEN, HEATED BOTH SIDES, LENGTH NOT LESS THAN 150 CM, WITH APPROXIMATELY 50 CM EXTENSION TUBE, WITH SAMPLING PORT AND CONNECTOR CAP, PEDIATRIC SIZE DISPOSABLE, WITHOUT HUMIDIFIER ONE (1) ITEM/PC = ONE (1) SET | ANESTHSIA AND RESPIRATORY SUPPLEMENTARY
1489 | 4227170808700 | BAG ANESTHESIA REBREATHING 1.0 L WITH HOSE EXPANDABLE AND ADAPTOR 22M BOTH SIDE, DISPOSABLE | ANESTHSIA AND RESPIRATORY SUPPLEMENTARY
1490 | 4227170808800 | BAG ANESTHESIA REBREATHING 0.5 L WITH HOSE EXPANDABLE AND ADAPTOR 22M BOTH SIDE, DISPOSABLE | ANESTHSIA AND RESPIRATORY SUPPLEMENTARY
1491 | 4227170808900 | BAG ANESTHESIA REBREATHING 2.0L WITH HOSE EXPANDABLE AND ADAPTOR 22M BOTH SIDE, DISPOSABLE | ANESTHSIA AND RESPIRATORY SUPPLEMENTARY
1492 | 4227162100400 | ADAPTER STRAIGHT 22M (ID) -22F (OD) WITH SAMPLE PORT LUER LOCK, DISPOSABLE, NON STERILE | ANESTHSIA AND RESPIRATORY SUPPLEMENTARY
1493 | 4227160009500 | PRESSURE MONITORING KIT, SINGLE, FOR TRANSDUCER WITH MICRO DRIP CHAMBER, FLUSH DEVICE, EXTENSION FOR PRESSURE TUBING NOT LESS THAN (110 CM) AND 3 WAY STOPCOCK, NON COMPLIANT, RED COLOR (SHOULD BE COMPATIBLE WITH EDWARD SYSTEM OR EQUIVALENT) | ANESTHSIA AND RESPIRATORY SUPPLEMENTARY
1494 | 4227162101300 | PRESSURE MONITORING KIT, DOUBLE, FOR TRANSDUCER WITH MICRO DRIP CHAMBER, FLUSH DEVICE, EXTENSION FOR PRESSURE TUBING NOT LESS THAN (110 CM) AND 3 WAY STOPCOCK, NON COMPLIANT, (RED, BLUE) (SHOULD BE COMPATIBLE WITH EDWARD SYSTEM OR EQUIVALENT) | ANESTHSIA AND RESPIRATORY SUPPLEMENTARY
1495 | 4227160009600 | PRESSURE MONITORING KIT, TRIPLE, FOR TRANSDUCER WITH MICRO DRIP CHAMBER, FLUSH DEVICE, EXTENSION FOR PRESSURE TUBING NOT LESS THAN (110 CM) AND 3 WAY STOPCOCK, NON COMPLIANT, COLOR CODED (SHOULD BE COMPATIBLE WITH EDWARD SYSTEM OR EQUIVALENT) | ANESTHSIA AND RESPIRATORY SUPPLEMENTARY
1496 | 4227190338800 | ENDOTRACHEAL TUBE SECURING DEVICE FIXATION FOR NASAL INTUBATION, NON ADHESIVE TO PATIENT SKIN, ADULT WITH ADJUSTABLE TUBE POSITION, DISPOSABLE | ANESTHSIA AND RESPIRATORY SUPPLEMENTARY
1497 | 4227190338900 | ENDOTRACHEAL TUBE SECURING DEVICE FOR NASAL INTUBATION, NON ADHESIVE TO PATIENT SKIN, PEDIATRIC WITH ADJUSTABLE TUBE POSITION, DISPOSABLE | ANESTHSIA AND RESPIRATORY SUPPLEMENTARY
1498 | 4227191532200 | MASK NASAL PEDIATRIC (SILICONE/GEL), VENTED, SIZE SMALL WITH STRAP AND SWIVEL, ADJUSTABLE FOREHEAD SUPPORT, ADJUSTABLE MOLD DISPOSABLE FOR CPAP/BIPAP MACHINE. | ANESTHSIA AND RESPIRATORY SUPPLEMENTARY
1499 | 4227191532300 | MASK NASAL PEDIATRIC (SILICONE/GEL), VENTED, SIZE MEDIUM WITH STRAP AND SWIVEL, ADJUSTABLE FORHEAD SUPPORT, ADJUSTABLE MOLD, DISPOSABLE FOR CPAP/BIPAP MACHINE. | ANESTHSIA AND RESPIRATORY SUPPLEMENTARY
1500 | 4227191532400 | MASK NASAL PEDIATRIC (SILICONE/GEL), VENTED, SIZE LARGE WITH STRAP AND SWIVEL, ADJUSTABLE FOREHEAD SUPPORT, ADJUSTABLE MOLD, DISPOSABLE FOR CPAP/BIPAP MACHINE. | ANESTHSIA AND RESPIRATORY SUPPLEMENTARY
1501 | 4227160010400 | CATHETER CENTRAL VENOUS COMPLETE SET, RADIOPAQUE, CONTAINS: - TRIPLE LUMEN PUR CATHETER. - GUIDE WIRE (UNKINKABLE) - NON LUER LOCK SY RANGE 5 ML - INTRODUCER NEEDLE SHORT BEVEL. - INTRODUCER CANNULA. - DILATOR. - SECONDARY FIXATION DEVICE. -SLIDING CLAMPS, SIZE: 7 FR, LENGTH 30 CM, PEEL PACK, DISPOSABLE, STERILE | ANESTHSIA AND RESPIRATORY SUPPLEMENTARY
1502 | 4227160010900 | CATHETER CENTRAL VENOUS COMPLETE SET, RADIOPAQUE, CONTAINS: - DOUBLE LUMEN PUR CATHETER. - GUIDE WIRE (UNKINKABLE) - NON LUER LOCK SYRINGE 5 ML - INTRODUCER NEEDLE SHORT BEVEL. - INTRODUCER CANNULA. - DILATOR. - SECONDARY FIXATION DEVICE. -SLIDING CLAMPS, SIZE: 5.5 FR, LENGTH 13 CM, PEEL PACK, DISPOSABLE, STERILE | ANESTHSIA AND RESPIRATORY SUPPLEMENTARY
1503 | 4227250003500 | EPIDURAL COMBINED SPINAL DISPOSABLE, STERILE SET CONSIST OF:16G X 80-90MM CSE TUOHY NEEDLE.LOSS-OF RESISTANCE SYRINGE, WELL SEALED,18-20G CLEAR AND SCALED EPIDURAL CATHETER, EASILY INSERTED, NON KINKABLE, ATRAUMATIC. CATHETER INTRODUCER PIECE. CATHETER CONNECTOREPIDURAL CATHETER LABEL, 0.2MICRONS LUER LOCK FLAT FILTER, FILTER STRAW, WITH FIXATOR TO HOLD CATHETER, ADHESIVE, CSE SPINAL NEEDLE25-27G X NOT LESS THAN 90MM SPINAL NEEDLE, PENCIL POINT | ANESTHSIA AND RESPIRATORY SUPPLEMENTARY
1504 | 4227250004200 | PEDIATRIC EPIDURAL CATHETERIZATION KIT, 19G-20G TUOHY NEEDLE, LENGTH 45- 50MM, PLASTIC LOSS OF RESISTANCE 10ML LUER-SLIP, 0.2MICRON LUER LOCK FILTER, CATHETER CONNECTOR, ONE (1) SET = ONE (1) KIT | ANESTHSIA AND RESPIRATORY SUPPLEMENTARY
1505 | 4227160014500 | BLANKET AIR WARMING LITHOTOMY UNDER BODY LENGTH 85-95CM WIDTH 180-190CM, COMPATIBLE WITH BEAR HUGGER MACHINE | ANESTHSIA AND RESPIRATORY SUPPLEMENTARY
1506 | 4227160000000 | POSITIVE EXPIRATORY PRESSURE THERAPY SYSTEM WITH MOUTHPIECE ADJUSTABLE EXPIRATORY RESISTANCE AT LEAST 4 LEVELS | ANESTHSIA AND RESPIRATORY SUPPLEMENTARY
1507 | 4227162100900 | ADAPTER STRAIGHT, 22 (OD) - 15 (ID) | ANESTHSIA AND RESPIRATORY SUPPLEMENTARY
1508 | 4227160005700 | OXYGEN TUBING CONNECTING, MADE OF PVC, SIZE 3-5MM (ID), ROLL LENGTH 30 M, WITH BUBBLE EVERY APPROXIMATELY 90 CM INCREMENT. | ANESTHSIA AND RESPIRATORY SUPPLEMENTARY
1509 | 4227160000300 | SPIKE FOR ASPIRATION WITH ONE WAY VALVE, NEEDLELESS CONNECTOR, STERILE, LATEX FREE, DEHP FREE, PYROGEN FREE | ANESTHSIA AND RESPIRATORY SUPPLEMENTARY
1510 | 4227190322400 | HOLDER ENDOTRACHEAL TUBE SET, WITH PLASTIC TUBE GRIP, HOOKUP LOOP STRAP VELCRO ADJUSTABLE, FOR 6.0 ETT AND ABOVE. | ANESTHSIA AND RESPIRATORY SUPPLEMENTARY
1511 | 4227230100800 | PRESSURE MANOMETER FOR INFANT MANUAL RESUSCITATOR, 0-60 CM H2O, WITH ADAPTER AND COMPATIBLE WITH NEONATAL RESUSCITATOR BAG, DISPOSABLE | ANESTHSIA AND RESPIRATORY SUPPLEMENTARY
1512 | 4227191536200 | LIGHT FLEXIBLE TUBE (0.9 M) WITH COUPLING AND EXTENSION, FOR PULMONARY FUNCTION TEST, COMPATIBLE WITH VYAIRE-JAEGER OR EQUIVALENT | ANESTHSIA AND RESPIRATORY SUPPLEMENTARY
1513 | 4227160012500 | LEADER CATHETER INTRAVASCULAR SUBCLAVIAN 18G X 18 CM SINGLE LUMEN | ANESTHSIA AND RESPIRATORY SUPPLEMENTARY
1514 | 4227191534100 | AEROSOL MASK TRACHEOSTOMY PEDIATRIC, SWIVEL 360 DEGREE PORT FOR 22 MM CORRUGATED TUBE, PVC FREE, CLEAR PLASTIC WITH SOFT ROUNDED CUFF. | ANESTHSIA AND RESPIRATORY SUPPLEMENTARY
1515 | 4227201806000 | LARYNGEAL MASK AIRWAY (LMA) TUBE, CURVED, WITH FIXATION TAB, ELONGATED CUFF, CUFF SILICON MATERIAL, SOFT BITE BLOCKER AND GASTRIC ACCESS WHICH ENABLES PASSIVE OR ACTIVE DRAINAGE OF GASTRIC CONTENT INDEPENDENTLY OF VENTILATION, SIZE 2.5 | ANESTHSIA AND RESPIRATORY SUPPLEMENTARY
1516 | 4227191531400 | MASK FULL FACE ADULT SILICONE, NON-VENTED, SIZE LARGE WITH STRAP AND SWIVEL, SILICON PADDED FOREHEAD SUPPORT, DISPOSABLE FOR VENTILATOR, ONE (1) ITEM/PC = ONE (1) SET | ANESTHSIA AND RESPIRATORY SUPPLEMENTARY
1517 | 4227250014300 | BRONCHIAL TUBE DOUBLE LUMEN, SZ 26 – LEFT SIDED, SET, MADE OF THERMOSENSITIVE PVC, SILICONISED, ATRAUMATIC, ROUNDED TIP AND SMOOTH CUFF, COLORED CODED CUFF, X-RAY MARKS FOR OPTIMUM POSITION, X-RAY LINE ALONG THE TUBE, STYLET, SUCTION CATHETERS, CONNECTORS SET WITH CLAMPS, LATEX FREE, DOP FREE, STERILE, SINGLE USE | ANESTHSIA AND RESPIRATORY SUPPLEMENTARY
1518 | 4227151501200 | VENTILATOR CIRCUIT SET, SINGLE LUMEN, NON-HEATED, WITH EXPIRATORY VALVE SIZE, ADULT, PRESSURE LINE, LENGTH AT LEAST 2.70 M, FOR MRI USE, COMPATIBLE WITH IC2A VENTILATOR OR EQUIVALENT | ANESTHSIA AND RESPIRATORY SUPPLEMENTARY
1519 | 4227151502200 | END-TIDAL CARBON DIOXIDE CAPNOMETER ADAPTER FOR EMERGENCY CO2 MEASUREMENT, DISPOSABLE, NON STERILE FOR INFANT, COMPATIBLE WITH EMMA DEVICE OR EQUIVALENT | ANESTHSIA AND RESPIRATORY SUPPLEMENTARY
1520 | 4227151502600 | ADULT NITRIC OXIDE DELIVERY AND SAMPLING COMPLETED KIT, SHOULD BE COMPATIBLE WITH EKU FOR VENTILATOR OR EQUIVALENT | ANESTHSIA AND RESPIRATORY SUPPLEMENTARY
1521 | 4227151502800 | PEDIATRIC NITRIC OXIDE DELIVERY AND SAMPLING COMPLETED KIT, SHOULD BE COMPATIBLE WITH EKU FOR VENTILATOR OR EQUIVALENT | ANESTHSIA AND RESPIRATORY SUPPLEMENTARY
1522 | 4227250016700 | SENSOR PULSE OXIMETER ADULT REUSABLE CLIP COMPATIBLE WITH OXIMAX NILLCOR SYSTEM OR EQUIVALENT | ANESTHSIA AND RESPIRATORY SUPPLEMENTARY
1523 | 4227250017300 | PRESSURE MONITORING KIT, SINGLE, FOR TRANSDUCER WITH MICRO DRIP CHAMBER, FLUSH DEVICE, EXTENSION FOR PRESSURE TUBING NOT LESS THAN (110 CM) AND 3 WAY STOPCOCK, NON COMPLIANT, RED COLOR (SHOULD BE COMPATIBLE WITH BD OR EQUIVALENT) | ANESTHSIA AND RESPIRATORY SUPPLEMENTARY
1524 | 4227250017400 | PRESSURE MONITORING KIT, DOUBLE, FOR TRANSDUCER WITH MICRO DRIP CHAMBER, FLUSH DEVICE, EXTENSION FOR PRESSURE TUBING NOT LESS THAN (110 CM) AND 3 WAY STOPCOCK, NON COMPLIANT, RED AND BLUE COLOR (SHOULD BE COMPATIBLE WITH ABBOTT OR EQUIVALENT) | ANESTHSIA AND RESPIRATORY SUPPLEMENTARY
1525 | 4227250017500 | PRESSURE MONITORING KIT, DOUBLE, FOR TRANSDUCER WITH MICRO DRIP CHAMBER, FLUSH DEVICE, EXTENSION FOR PRESSURE TUBING NOT LESS THAN (110 CM) AND 3 WAY STOPCOCK, NON COMPLIANT, RED AND BLUE COLOR (SHOULD BE COMPATIBLE WITH BD OR EQUIVALENT) | ANESTHSIA AND RESPIRATORY SUPPLEMENTARY
1526 | 4227250017700 | PRESSURE MONITORING KIT, TRIPLE, FOR TRANSDUCER WITH MICRO DRIP CHAMBER, FLUSH DEVICE, EXTENSION FOR PRESSURE TUBING NOT LESS THAN (110 CM) AND 3 WAY STOPCOCK, NON COMPLIANT, COLOR CODED (SHOULD BE COMPATIBLE WITH ABBOTT OR EQUIVALENT) | ANESTHSIA AND RESPIRATORY SUPPLEMENTARY
1527 | 4227250017900 | NERVE BLOCK NEEDLE, ULTRASOUND COMPATIBLE RADIOPAQUE, SHORT BEVEL, FACET TIP, TWO PORT ONE FOR INJECTION AND ONE FOR NERVE STIMULATOR, CALIBRATED SHAFT 1 CM, SIZE: (20-21G) X 100MM | ANESTHSIA AND RESPIRATORY SUPPLEMENTARY
1528 | 4227151505400 | NASAL/ORAL CO2 CANNULA WITH O2 CONNECTION, SET, USED IN HIGH HUMIDITY SETTING, SIZE ADULT, FOR CONTINUOUS MEASUREMENT, SINGLE PATIENT USE, COMPATIBLE WITH HOSPITAL STANDARDS | ANESTHSIA AND RESPIRATORY SUPPLEMENTARY
1529 | 4227151505600 | NASAL/ORAL CO2 CANNULA WITH O2 CONNECTION, SET, USED IN HIGH HUMIDITY SETTING, SIZE PEDIATRIC, FOR CONTINUOUS MEASUREMENT, SINGLE PATIENT USE, COMPATIBLE WITH EACH HOSPITAL STANDARDS | ANESTHSIA AND RESPIRATORY SUPPLEMENTARY
1530 | 4227151505700 | NASAL/ORAL CO2 CANNULA WITHOUT O2 CONNECTION, SET, USED IN HIGH HUMIDITY SETTING, SIZE PEDIATRIC, FOR CONTINUOUS MEASUREMENT, SINGLE PATIENT USE, COMPATIBLE WITH EACH HOSPITAL STANDARDS | ANESTHSIA AND RESPIRATORY SUPPLEMENTARY
1531 | 4227151505900 | NASAL CO2 CANNULA SET, USED IN HIGH HUMIDITY SETTING, SIZE ADULT/PEDIATRIC, FOR CONTINUOUS MEASUREMENT, SINGLE PATIENT USE, COMPATIBLE WITH MASIMO OR EQUIVALENT | ANESTHSIA AND RESPIRATORY SUPPLEMENTARY
1532 | 4227151506100 | NASAL CO2 CANNULA SET, USED IN HIGH HUMIDITY SETTING, SIZE INFANT/NEONATE, FOR CONTINUOUS CO2 MEASUREMENT, SINGLE PATIENT USE, COMPATIBLE WITH MASIMO OR EQUIVALENT | ANESTHSIA AND RESPIRATORY SUPPLEMENTARY
1533 | 4227151506800 | HIGH FLOW NASAL CANNULA, SIZES (XS) WITH CONNECTING ADAPTER, COMPATIBLE WITH INSPIRED MACHINE OR EQUIVALENT | ANESTHSIA AND RESPIRATORY SUPPLEMENTARY
1534 | 4227250028700 | EPIDURAL COMBINED SPINAL DISPOSABLE, STERILE SET CONSIST OF:18G X 8-10 CM CSE TUOHY NEEDLE, LOSS-OF RESISTANCE SYRINGE, WELL SEALED,NON LUER LOCK 20G CLEAR AND SCALED EPIDURAL CATHETER, EASILY INSERTED, NON KINKABLE, ATRAUMATIC CATHETER INTRODUCER PIECE, CATHETERCONNECTOR, EPIDURAL CATHETER LABEL 0.2M LUER LOCK FLAT FILTER (5 M X 4 STRAW FILTER) DRAPE EYE SHIELD ADHESIVE, FENESTRATED DRAPE,CSE SPINAL NEEDLE 27G X 90MM-140MM, PENCIL POINT WITH INTERLOCK CONNECTION TO TUOHY NEEDLE | ANESTHSIA AND RESPIRATORY SUPPLEMENTARY
1535 | 4227250029400 | WARMING COOLING UNDER BODY MATT FOR ADULT, DISPOSABLE, COMPATIBLE WITH ROLL SYSTEM OR EQUIVALENT | ANESTHSIA AND RESPIRATORY SUPPLEMENTARY
1536 | 4227250029600 | WARMING COOLING UNDER BODY MATT FOR INFANT, DISPOSABLE, COMPATIBLE WITH ROLL SYSTEM OR EQUIVALENT | ANESTHSIA AND RESPIRATORY SUPPLEMENTARY
1537 | 4227250033200 | PROBE TEMPERATURE ORAL/NASAL, 18 FR (EACH CENTER SHOULD BE COMPATIBLE WITH THEIR MACHINE) | ANESTHSIA AND RESPIRATORY SUPPLEMENTARY
1538 | 4227250037900 | PEDIATRIC ORAL SUCTION TIP (YANKAUER) VENTED, ATRAUMATIC ROUND EDGE, 14-18 CM, STERILE. DISPOSABLE | ANESTHSIA AND RESPIRATORY SUPPLEMENTARY
1539 | 4227151511600 | CLOSE SUCTION SYSTEM, MINIMUM 72 HRS, STERILE, DISPOSABLE, 8 FR, GRADUATED, COLOR CODED, TRANSPARENT ELASTIC SHEATH, LENGTH 25-35 CM, ELBOW CONNECTION FOR TRACHEOSTOMY. | ANESTHSIA AND RESPIRATORY SUPPLEMENTARY
1540 | 4227151511700 | CLOSE SUCTION SYSTEM, MINIMUM 72 HRS, STERILE, DISPOSABLE, 5 FR, GRADUATED, COLOR CODED, TRANSPARENT ELASTIC SHEATH, WITH ETT WYE ADAPTER 2.0, 2.5 AND 3.0. | ANESTHSIA AND RESPIRATORY SUPPLEMENTARY
1541 | 4227151511800 | CLOSE SUCTION SYSTEM, MINIMUM 72 HRS, STERILE, DISPOSABLE, 6 FR, GRADUATED, COLOR CODED, TRANSPARENT ELASTIC SHEATH, WITH ETT WYE ADAPTER 2.5 AND 3.0, 3.5. | ANESTHSIA AND RESPIRATORY SUPPLEMENTARY
1542 | 4227151511900 | CLOSE SUCTION SYSTEM, MINIMUM 72 HRS, STERILE, DISPOSABLE, 8 FR, GRADUATED, COLOR CODED, TRANSPARENT ELASTIC SHEATH, WITH ETT WYE ADAPTER 2.5 AND 3.0, 3.5. | ANESTHSIA AND RESPIRATORY SUPPLEMENTARY
1543 | 4227250038800 | SPINAL NEEDLE SPROTTE TIP 25G X 150MM STAINLESS STEEL NEEDLE WITH MAGNIFYING EFFECT ATRAUMATIC TIP COLOR CODED WITH SIZE INDICATION ON NEEDLE HUB OVAL SHAPE FOR THE HOLE BURR-FREE ROUNDED ATRAUMATIC EDGES WITH INTRODUCER 40MM WITH FUNNEL SHAPED HUB | ANESTHSIA AND RESPIRATORY SUPPLEMENTARY
1544 | 4214250202600 | SPINAL NEEDLE QUINCKE TYPE POINT, DISPOSABLE, STERILE, 18G X 3.5 INCH | ANESTHSIA AND RESPIRATORY SUPPLEMENTARY
1545 | 4227250039600 | SPINAL NEEDLE QUINCKE TYPE POINT, DISPOSABLE, STERILE, 27G X 6 INCH | ANESTHSIA AND RESPIRATORY SUPPLEMENTARY
1546 | 4227250039700 | SPINAL NEEDLE QUINCKE TYPE POINT, DISPOSABLE, STERILE, 20G X 1.5 INCH | ANESTHSIA AND RESPIRATORY SUPPLEMENTARY
1547 | 4227250039900 | SPINAL NEEDLE QUINCKE TYPE POINT, DISPOSABLE, STERILE, 21G X 1.5 INCH | ANESTHSIA AND RESPIRATORY SUPPLEMENTARY
1548 | 4227250040100 | SPINAL NEEDLE QUINCKE TYPE POINT, DISPOSABLE, STERILE, 21GX 3.5 INCH | ANESTHSIA AND RESPIRATORY SUPPLEMENTARY
1549 | 4227250040200 | SPINAL NEEDLE QUINCKE TYPE POINT, DISPOSABLE, STERILE, 22G X 1.5 INCH | ANESTHSIA AND RESPIRATORY SUPPLEMENTARY
1550 | 4214250201800 | SPINAL NEEDLE QUINCKE TYPE POINT, DISPOSABLE, STERILE, 22G X 2.5 INCH | ANESTHSIA AND RESPIRATORY SUPPLEMENTARY
1551 | 4227250040600 | SPINAL NEEDLE QUINCKE TYPE POINT, DISPOSABLE, STERILE, 22G X 6 INCH | ANESTHSIA AND RESPIRATORY SUPPLEMENTARY
1552 | 4227250040700 | SPINAL NEEDLE QUINCKE TYPE POINT, DISPOSABLE, STERILE, 23G X 6 INCH | ANESTHSIA AND RESPIRATORY SUPPLEMENTARY
1553 | 4227250040800 | SPINAL NEEDLE QUINCKE TYPE POINT, DISPOSABLE, STERILE, 23G X 1.5 INCH | ANESTHSIA AND RESPIRATORY SUPPLEMENTARY
1554 | 4227250040900 | SPINAL NEEDLE QUINCKE TYPE POINT, DISPOSABLE, STERILE, 23G X 2.5 INCH | ANESTHSIA AND RESPIRATORY SUPPLEMENTARY
1555 | 4214250203300 | SPINAL NEEDLE QUINCKE TYPE POINT, DISPOSABLE, STERILE, 23G X 3.5 INCH | ANESTHSIA AND RESPIRATORY SUPPLEMENTARY
1556 | 4227250041000 | SPINAL NEEDLE QUINCKE TYPE POINT, DISPOSABLE, STERILE, 24G X 1.5 INCH | ANESTHSIA AND RESPIRATORY SUPPLEMENTARY
1557 | 4227250041100 | SPINAL NEEDLE QUINCKE TYPE POINT, DISPOSABLE, STERILE, 24G X 2.5 INCH | ANESTHSIA AND RESPIRATORY SUPPLEMENTARY
1558 | 4227250041200 | SPINAL NEEDLE QUINCKE TYPE POINT, DISPOSABLE, STERILE, 24G X 3.5 INCH | ANESTHSIA AND RESPIRATORY SUPPLEMENTARY
1559 | 4227250041300 | SPINAL NEEDLE QUINCKE TYPE POINT, DISPOSABLE, STERILE, 24G X 6 INCH | ANESTHSIA AND RESPIRATORY SUPPLEMENTARY
1560 | 4227250041400 | SPINAL NEEDLE QUINCKE TYPE POINT, DISPOSABLE, STERILE, 29G X 3.5 INCH | ANESTHSIA AND RESPIRATORY SUPPLEMENTARY
1561 | 4227250041500 | SPINAL NEEDLE QUINCKE TYPE POINT, DISPOSABLE, STERILE, 25G X 1.5 INCH | ANESTHSIA AND RESPIRATORY SUPPLEMENTARY
1562 | 4227250041700 | SPINAL NEEDLE QUINCKE TYPE POINT, DISPOSABLE, STERILE, 25G X 3.5 INCH | ANESTHSIA AND RESPIRATORY SUPPLEMENTARY
1563 | 4227250041900 | SPINAL NEEDLE QUINCKE TYPE POINT, DISPOSABLE, STERILE, 26G X 1.5 INCH | ANESTHSIA AND RESPIRATORY SUPPLEMENTARY
1564 | 4227250042000 | SPINAL NEEDLE QUINCKE TYPE POINT, DISPOSABLE, STERILE, 26G X 2.5 INCH | ANESTHSIA AND RESPIRATORY SUPPLEMENTARY
1565 | 4227250042100 | SPINAL NEEDLE QUINCKE TYPE POINT, DISPOSABLE, STERILE, 26G X 3.5 INCH | ANESTHSIA AND RESPIRATORY SUPPLEMENTARY
1566 | 4227250042200 | SPINAL NEEDLE QUINCKE TYPE POINT, DISPOSABLE, STERILE, 27G X 1.5 INCH | ANESTHSIA AND RESPIRATORY SUPPLEMENTARY
1567 | 4214250206400 | SPINAL NEEDLE QUINCKE TYPE POINT, DISPOSABLE, STERILE, 27G X 3.5 INCH | ANESTHSIA AND RESPIRATORY SUPPLEMENTARY
1568 | 4227250043900 | SPINAL NEEDLE WHITACRE PENCIL POINT WITH INTRODUCER 22G X 2.5 INCH | ANESTHSIA AND RESPIRATORY SUPPLEMENTARY
1569 | 4227250044000 | SPINAL NEEDLE WHITACRE PENCIL POINT WITH INTRODUCER 22G X 6 INCH | ANESTHSIA AND RESPIRATORY SUPPLEMENTARY
1570 | 4227250044300 | SPINAL NEEDLE WHITACRE PENCIL POINT WITH INTRODUCER 23G X 2.5 INCH | ANESTHSIA AND RESPIRATORY SUPPLEMENTARY
1571 | 4227250044400 | SPINAL NEEDLE WHITACRE PENCIL POINT WITH INTRODUCER 23G X 3.5 INCH | ANESTHSIA AND RESPIRATORY SUPPLEMENTARY
1572 | 4227250044500 | SPINAL NEEDLE WHITACRE PENCIL POINT WITH INTRODUCER 24G X 1.5 INCH | ANESTHSIA AND RESPIRATORY SUPPLEMENTARY
1573 | 4227250044600 | SPINAL NEEDLE WHITACRE PENCIL POINT WITH INTRODUCER 24G X 2.5 INCH | ANESTHSIA AND RESPIRATORY SUPPLEMENTARY
1574 | 4227250044700 | SPINAL NEEDLE WHITACRE PENCIL POINT WITH INTRODUCER 24G X 3.5 INCH | ANESTHSIA AND RESPIRATORY SUPPLEMENTARY
1575 | 4227250044900 | SPINAL NEEDLE WHITACRE PENCIL POINT WITH INTRODUCER 25G X 1.5 INCH | ANESTHSIA AND RESPIRATORY SUPPLEMENTARY
1576 | 4227250045000 | SPINAL NEEDLE WHITACRE PENCIL POINT WITH INTRODUCER 25G X 2.5 INCH | ANESTHSIA AND RESPIRATORY SUPPLEMENTARY
1577 | 4227250045300 | SPINAL NEEDLE WHITACRE PENCIL POINT WITH INTRODUCER 26G X 1.5 INCH | ANESTHSIA AND RESPIRATORY SUPPLEMENTARY
1578 | 4227250045400 | SPINAL NEEDLE WHITACRE PENCIL POINT WITH INTRODUCER 26G X 2.5 INCH | ANESTHSIA AND RESPIRATORY SUPPLEMENTARY
1579 | 4227250045500 | SPINAL NEEDLE WHITACRE PENCIL POINT WITH INTRODUCER 26G X 3.5 INCH | ANESTHSIA AND RESPIRATORY SUPPLEMENTARY
1580 | 4227250045600 | SPINAL NEEDLE WHITACRE PENCIL POINT WITH INTRODUCER 27G X 1.5 INCH | ANESTHSIA AND RESPIRATORY SUPPLEMENTARY
1581 | 4227250045700 | SPINAL NEEDLE WHITACRE PENCIL POINT WITH INTRODUCER 27G X 2.5 INCH | ANESTHSIA AND RESPIRATORY SUPPLEMENTARY
1582 | 4227250046100 | SPINAL NEEDLE WHITACRE PENCIL POINT WITH INTRODUCER 29G X 3.5 INCH | ANESTHSIA AND RESPIRATORY SUPPLEMENTARY
1583 | 4227250047700 | DEVICE FIXATION FOR EPIDURAL CATHETER, WITH PLASTIC SECURING CHANNEL, FIT WITH EPIDURAL CATHETER 16/17G, FOAM ADHESIVE PAD, LATEX FREE, STERILE | ANESTHSIA AND RESPIRATORY SUPPLEMENTARY
1584 | 4227250048100 | NEEDLE EPIDURAL TUOHY SZ 19-20G X 80-100MM | ANESTHSIA AND RESPIRATORY SUPPLEMENTARY
1585 | 4227151514200 | FIXATION RING FOR TRANSCUTANEOUS CO2 MONITORING SENSOR SIZE 20MM COMPATIBLE WITH TCM OR EQUIVALENT | ANESTHSIA AND RESPIRATORY SUPPLEMENTARY
1586 | 4227250049700 | BLOOD PRESSURE ADULT CUFF SIZE THIGH, 40 - 52 CM (+/- 5 CM), SINGLE TUBE, DISPOSABLE | ANESTHSIA AND RESPIRATORY SUPPLEMENTARY
1587 | 4227250050000 | BLOOD PRESSURE ADULT CUFF SIZE LARGE, LONG, 33 - 43 CM (+/- 3 CM) DOUBLE TUBE, DISPOSABLE | ANESTHSIA AND RESPIRATORY SUPPLEMENTARY
1588 | 4227222007500 | EXPIRATORY VALVE DIAPHRAGM, COMPATIBLE WITH VENTILATOR BABYLOG 8000 OR EQUIVALENT, REUSABLE | ANESTHSIA AND RESPIRATORY SUPPLEMENTARY
1589 | 4227160020400 | KEY, OXYGEN CYLINDER, SIZE E, HARD PLASTIC | ANESTHSIA AND RESPIRATORY SUPPLEMENTARY
1590 | 4222152101300 | CATHETER, PULMONARY ARTERY, SWAN GANZ, BALLOON TIPPED FLOATING, 6 FR FOUR LUMEN, THERMO DILUTION CARDIAC OUTPUT THERMISTOR, 110 CM LONG, DISTAL HOLE CAN ACCEPT 0.035 WIRE, DISPOSABLE, STERILE, ONE (1) EACH = ONE (1) SET | ANESTHSIA AND RESPIRATORY SUPPLEMENTARY
1591 | 4227151515300 | VENTILATOR CIRCUIT, SIZE ADULT, 22 MM (ID), DUAL LIMB, NON-HEATED, 1.6 -1.8 M LONG, WITH 0.8 M CORRUGATED TUBE EXTENSION, WYE PIECE WITH LUER-LOCK PORT, WITH 2 LITER BAG, NON-EXPANDABLE, DISPOSABLE. | ANESTHSIA AND RESPIRATORY SUPPLEMENTARY
1592 | 4227151515400 | VENTILATOR CIRCUIT, SIZE PEDIATRIC, 15 MM (ID), DUAL LIMB, NON-HEATED, 1.6 -1.8 M LONG, WITH 0.8 M CORRUGATED TUBE EXTENSION, WYE PIECE WITH LUER-LOCK PORT, WITH 1 LITER BAG, NON-EXPANDABLE, DISPOSABLE | ANESTHSIA AND RESPIRATORY SUPPLEMENTARY
1593 | 4222200000900 | KIT, INTRATHECAL BACLOFEN PUMP, PATIENT PROGRAMMER, LATEX FREE, DISPOSABLE, ONE (1) EACH = ONE (1) KIT | ANESTHSIA AND RESPIRATORY SUPPLEMENTARY
1594 | 4227164601000 | CABLE ELECTRODE GOLD CUP FOR EEG EMG AND EOG 150-160CM, COMPATIBLE WITH SLEEP STUDY SIZE ALICE 6 AND 5 OR EQUIVALENT | ANESTHSIA AND RESPIRATORY SUPPLEMENTARY
1595 | 4227171000000 | CANNULA NASAL FOR PRESSURE AND FLOW MONITORING, SIZE ADULT, DISPOSABLE, COMPATIBLE WITH ALICE 6 AND 5 SLEEP STUDY MACHINE OR EQUIVALENT | ANESTHSIA AND RESPIRATORY SUPPLEMENTARY
1596 | 4227250051900 | SPO2 SENSOR CABLE PEDIATRIC, MRI COMPATIBLE NOT LESS THAN 3M LONG, SHOULD BE COMPATIBLE WITH DRAGER MACHINE OR EQUIVALENT | ANESTHSIA AND RESPIRATORY SUPPLEMENTARY
1597 | 4227164801700 | O - RING FOR PLASTIC TUBE COMPATIBLE WITH PFT MACHINE SENTRY SUITE OR EQUIVALENT | ANESTHSIA AND RESPIRATORY SUPPLEMENTARY
1598 | 4218160505900 | CUFF NIBP DURA INFANT 2 TUBE SLIP LUER CONNECTOR COMPATIBLE WITH GE MACHINE OR EQUIVALENT, REUSABLE | ANESTHSIA AND RESPIRATORY SUPPLEMENTARY
1599 | 4218160505500 | CUFF, NIBP DURA, ADULT, LONG 2 TUBE MATED SUBMIN COMPATIBLE WITH GE MACHINE OR EQUIVALENT, REUSABLE | ANESTHSIA AND RESPIRATORY SUPPLEMENTARY
1600 | 4219171400200 | CYLINDER KEY, SIZE SMALL, MADE OF METAL FOR DURABILITY, WITH CHAIN FOR OPENING D/E SIZE OXYGEN CYLINDER | ANESTHSIA AND RESPIRATORY SUPPLEMENTARY
1601 | 4227190800500 | ENDO TRACHEAL TUBE SECURING DEVICE, NEONATAL, WITH ADHESIVE FOAM PADS TO COVER THE CHEEKS, WITH EXTRA TWO PIECES SECURING FOAM PADS, DISPOSABLE | ANESTHSIA AND RESPIRATORY SUPPLEMENTARY
1602 | 4227190345800 | TRACHEAL TUBE CUFF PRESSURE LEVEL INDICATOR, DISPOSABLE, WITH INFLATION PORT, PRESSURE RANGE 10-20 CM H2O | ANESTHSIA AND RESPIRATORY SUPPLEMENTARY
1603 | 4227200107200 | BLADE FOR VIDEO LARYNGOSCOPE, COVER, COMPATIBLE WITH UE SCOPE OR EQUIVALENT, DISPOSABLE, SIZE 0 | ANESTHSIA AND RESPIRATORY SUPPLEMENTARY
1604 | 4227200107100 | BLADE FOR VIDEO LARYNGOSCOPE, COVER, COMPATIBLE WITH UE SCOPE OR EQUIVALENT, DISPOSABLE, SIZE 1 | ANESTHSIA AND RESPIRATORY SUPPLEMENTARY
1605 | 4227190345700 | TRACHEAL TUBE CUFF PRESSURE LEVEL INDICATOR, DISPOSABLE, WITH INFLATION PORT, PRESSURE RANGE 20-29 CM H2O | ANESTHSIA AND RESPIRATORY SUPPLEMENTARY
1606 | 4214253504400 | CONTINUOUS PERIPHERAL NERVE BLOCK CATHETER KIT, WITH STIMULATION, 18G, LENGTH 100MM, NERVE BLOCK NEEDLE, CATHETER LENGTH NOT LESS THAN 700MM, CATHETER CONNECTOR, FILTER, LUER-LOCK, SYRINGE 5ML | ANESTHSIA AND RESPIRATORY SUPPLEMENTARY
1607 | 4227200107000 | BLADE FOR VIDEO LARYNGOSCOPE, COVER, COMPATIBLE WITH UE SCOPE OR EQUIVALENT, DISPOSABLE, SIZE 2 | ANESTHSIA AND RESPIRATORY SUPPLEMENTARY
1608 | 4214253504500 | CONTINUOUS PERIPHERAL NERVE BLOCK CATHETER KIT, STIMULATING NEEDLE, 18-19G, LENGTH 150MM, NERVE BLOCK NEEDLE, CATHETER LENGTH NOT LESS THAN 500MM, CATHETER CONNECTOR, FILTER, LUER-LOCK, SYRINGE 5ML | ANESTHSIA AND RESPIRATORY SUPPLEMENTARY
1609 | 4227221903800 | SUCTION FILTER COMPATIBLE WITH DRAGER ANESTHESIA MACHINE OR EQUIVALENT | ANESTHSIA AND RESPIRATORY SUPPLEMENTARY
1610 | 4227222401400 | TRANSPORT VENTILATOR CIRCUIT, DISPOSABLE, COMPLETE SET, INCLUDES THE FLOW MEASUREMENT, WITH CO2 MEASUREMENT, COMPATIBLE WITH WEINMAN VENTILATOR OR EQUIVALENT, ONE (1) EACH = ONE (1) SET | ANESTHSIA AND RESPIRATORY SUPPLEMENTARY
1611 | 4214253504000 | SPINAL ANESTHESIA KIT, 27G X 90MM PENCIL POINT WITH INTRODUCER INCLUDED: 1-3 ML SYRINGE, 5 ML SYRINGE, INJECTION CANNULA 25G X 16 MM, INJECTION CANNULA, FILTER CANNULA OR STRWA, 4 GAUZE L (NOT LESS THAN 20 X 20 CM), FENESTRATED DRAPE NOT LESS THAN 40X40CM WITH ADHESIVE STRIP 60 CM, HOLE, OUTER 60 X 70 CM | ANESTHSIA AND RESPIRATORY SUPPLEMENTARY
1612 | 4214253504200 | SPINAL ANESTHESIA KIT, 25G X 90MM PENCIL POINT WITH INTRODUCER INCLUDED: 1-3 ML SYRINGE, 5 ML SYRINGE, INJECTION CANNULA 25 G X 16 MM, INJECTION CANNULA, FILTER CANNULA OR STRWA, 4 GAUZE L (NOT LESS THAN 20 X 20 CM), FENESTRATED DRAPE NOT LESS THAN 40X40CM WITH ADHESIVE STRIP 60 CM, HOLE, OUTER 60 X 70 CM | ANESTHSIA AND RESPIRATORY SUPPLEMENTARY
1613 | 4227160017600 | VENTILATOR CIRCUIT, SINGLE LIMB, HEATED, SIZE ADULT, 22MM (ID) NOT LESS THAN 150CM SET, WITH EXHALATION PORT AND PRESSURE LINE, DISPOSABLE, ONE (1) EACH = ONE (1) SET | ANESTHSIA AND RESPIRATORY SUPPLEMENTARY
1614 | 4227221801400 | MICRO-STREAM ADVANCE BITE BLOCK ORAL /NASAL CANNULA FILTERLINE FOR CONTINUOUS ETCO2 MEASUREMENT IN LOW HUMIDITY SITUATION WITH O2 TUBING 4M AND INTEGRATED PULMONARY INDEX FOR RESPIRATORY, FOR ADULT, COMPATIBLE WITH CAPNOSTREAM 35 OR EQUIVALENT | ANESTHSIA AND RESPIRATORY SUPPLEMENTARY
1615 | 4227220905500 | VENTILATOR CIRCUIT, DUAL LIMB, NON-HEATED WITH CAP, SAMPLING PORT AND PRESSURE LINE, SIZE ADULT, DISPOSABLE, APPROXIMATELY 2.7 M LONG, MRI COMPATIBLE. | ANESTHSIA AND RESPIRATORY SUPPLEMENTARY
1616 | 4222151212000 | SET, IV, EXTENSION, TUBE, PVC, LENGTH 50CM, MALE AND FEMALE LUER LOCK, STERILE, DISPOSABLE | ANESTHSIA AND RESPIRATORY SUPPLEMENTARY
1617 | 4227220902700 | TRANSPORT VENTILATOR CIRCUIT, DISPOSABLE, COMPLETE SET, INCLUDES THE FLOW MEASUREMENT, COMPATIBLE WITH WEINMAN OR EQUIVALENT,ONE (1) ITEM/PC = ONE (1) SET | ANESTHSIA AND RESPIRATORY SUPPLEMENTARY
1618 | 4227250055400 | TRACHEOSTOMY DOUBLE LUMEN TUBE, SIZE 35 LENGTH 60 MM, LEFT SIDE, TO HIGH VOLUME LOW PRESSURE CUFF, X-RAY LINE, STYLET ADJUSTABLE FLANGE, MARKED, PILOT BALLOON, CONNECTORS SET WITH AND WITHOUT CLAMP, CONTROL VALVES SUCTION CATH, LATEX FREE, STERILE | ANESTHSIA AND RESPIRATORY SUPPLEMENTARY
1619 | 4227250055500 | TRACHEOSTOMY DOUBLE LUMEN TUBE, SIZE 35 LENGTH 70 MM, LEFT SIDE, TO HIGH VOLUME LOW PRESSURE CUFF, X-RAY LINE, STYLET ADJUSTABLE FLANGE, MARKED, PILOT BALLOON, CONNECTORS SET WITH AND WITHOUT CLAMP, CONTROL VALVES SUCTION CATH, LATEX FREE, STERILE | ANESTHSIA AND RESPIRATORY SUPPLEMENTARY
1620 | 4227250055600 | TRACHEOSTOMY DOUBLE LUMEN TUBE, SIZE 35 LENGTH 80 MM, LEFT SIDE, TO HIGH VOLUME LOW PRESSURE CUFF, X-RAY LINE, STYLET ADJUSTABLE FLANGE, MARKED, PILOT BALLOON, CONNECTORS SET WITH AND WITHOUT CLAMP, CONTROL VALVES SUCTION CATH, LATEX FREE, STERILE | ANESTHSIA AND RESPIRATORY SUPPLEMENTARY
1621 | 4227250055700 | TRACHEOSTOMY DOUBLE LUMEN TUBE, SIZE 37 LENGTH 70 MM, LEFT SIDE, TO HIGH VOLUME LOW PRESSURE CUFF, X-RAY LINE, STYLET ADJUSTABLE FLANGE, MARKED, PILOT BALLOON, CONNECTORS SET WITH AND WITHOUT CLAMP, CONTROL VALVES SUCTION CATH, LATEX FREE, STERILE | ANESTHSIA AND RESPIRATORY SUPPLEMENTARY
1622 | 4227250055800 | TRACHEOSTOMY DOUBLE LUMEN TUBE, SIZE 37 LENGTH 80 MM, LEFT SIDE, TO HIGH VOLUME LOW PRESSURE CUFF, X-RAY LINE, STYLET ADJUSTABLE FLANGE, MARKED, PILOT BALLOON, CONNECTORS SET WITH AND WITHOUT CLAMP, CONTROL VALVES SUCTION CATH, LATEX FREE, STERILE | ANESTHSIA AND RESPIRATORY SUPPLEMENTARY
1623 | 4227250055900 | TRACHEOSTOMY DOUBLE LUMEN TUBE, SIZE 37 LENGTH 90 MM, LEFT SIDE, TO HIGH VOLUME LOW PRESSURE CUFF, X-RAY LINE, STYLET ADJUSTABLE FLANGE, MARKED, PILOT BALLOON, CONNECTORS SET WITH AND WITHOUT CLAMP, CONTROL VALVES SUCTION CATH, LATEX FREE, STERILE | ANESTHSIA AND RESPIRATORY SUPPLEMENTARY
1624 | 4227250056000 | TRACHEOSTOMY DOUBLE LUMEN TUBE, SIZE 39 LENGTH 70 MM, LEFT SIDE, TO HIGH VOLUME LOW PRESSURE CUFF, X-RAY LINE, STYLET ADJUSTABLE FLANGE, MARKED, PILOT BALLOON, CONNECTORS SET WITH AND WITHOUT CLAMP, CONTROL VALVES SUCTION CATH, LATEX FREE, STERILE | ANESTHSIA AND RESPIRATORY SUPPLEMENTARY
1625 | 4227250056100 | TRACHEOSTOMY DOUBLE LUMEN TUBE, SIZE 39 LENGTH 80 MM, LEFT SIDE, TO HIGH VOLUME LOW PRESSURE CUFF, X-RAY LINE, STYLET ADJUSTABLE FLANGE, MARKED, PILOT BALLOON, CONNECTORS SET WITH AND WITHOUT CLAMP, CONTROL VALVES SUCTION CATH, LATEX FREE, STERILE | ANESTHSIA AND RESPIRATORY SUPPLEMENTARY
1626 | 4227250056200 | TRACHEOSTOMY DOUBLE LUMEN TUBE, SIZE 39 LENGTH 90 MM, LEFT SIDE, TO HIGH VOLUME LOW PRESSURE CUFF, X-RAY LINE, STYLET ADJUSTABLE FLANGE, MARKED, PILOT BALLOON, CONNECTORS SET WITH AND WITHOUT CLAMP, CONTROL VALVES SUCTION CATH, LATEX FREE, STERILE | ANESTHSIA AND RESPIRATORY SUPPLEMENTARY
1627 | 4227250056300 | TRACHEOSTOMY DOUBLE LUMEN TUBE, SIZE 35 LENGTH 80 MM, RIGHT SIDE, TO HIGH VOLUME LOW PRESSURE CUFF, X-RAY LINE, STYLET ADJUSTABLE FLANGE, MARKED, PILOT BALLOON, CONNECTORS SET WITH AND WITHOUT CLAMP, CONTROL VALVES SUCTION CATH, LATEX FREE, STERILE | ANESTHSIA AND RESPIRATORY SUPPLEMENTARY
1628 | 4227250056400 | TRACHEOSTOMY DOUBLE LUMEN TUBE, SIZE 37 LENGTH 90 MM, RIGHT SIDE, TO HIGH VOLUME LOW PRESSURE CUFF, X-RAY LINE, STYLET ADJUSTABLE FLANGE, MARKED, PILOT BALLOON, CONNECTORS SET WITH AND WITHOUT CLAMP, CONTROL VALVES SUCTION CATH, LATEX FREE, STERILE | ANESTHSIA AND RESPIRATORY SUPPLEMENTARY
1629 | 4227250056500 | TRACHEOSTOMY DOUBLE LUMEN TUBE, SIZE 39 LENGTH 90 MM, RIGHT SIDE, TO HIGH VOLUME LOW PRESSURE CUFF, X-RAY LINE, STYLET ADJUSTABLE FLANGE, MARKED, PILOT BALLOON, CONNECTORS SET WITH AND WITHOUT CLAMP, CONTROL VALVES SUCTION CATH, LATEX FREE, STERILE | ANESTHSIA AND RESPIRATORY SUPPLEMENTARY
1630 | 4227250056700 | BITE BLOCK SOFT AND ROUND TO SECURE AIRWAY TUBE, VELCRO, SIZE ADULT | ANESTHSIA AND RESPIRATORY SUPPLEMENTARY
1631 | 4227250056800 | BITE BLOCK SOFT AND ROUND TO SECURE AIRWAY TUBE, VELCRO, SIZE PEDIATRIC | ANESTHSIA AND RESPIRATORY SUPPLEMENTARY
1632 | 4218180400000 | PROBE CLIP REUSABLE FOR SLEEP STUDY MACHINE COMPATIBLE WITH MASIMO LNCS DCI FOR ALICE 6 OR EQUIVALENT | ANESTHSIA AND RESPIRATORY SUPPLEMENTARY
1633 | 4227190000700 | INTUBATING LARYNGEAL MASK AIRWAY, INFLATABLE CUFF, WITH ABILITY REMOVAL CONNECTOR, WITH EPIGLOTTIS ELEVATOR, BIG ADULT, WEIGHT 70 - 100 KG, LATEX FREE, DISPOSABLE | ANESTHSIA AND RESPIRATORY SUPPLEMENTARY
1634 | 4227151518600 | VENTILATOR, OXYGEN PORT CONNECTOR WITH O-RING, STRAIGHT SHAPE, REUSABLE, COMPATIBLE WITH RESMED-ASTRAL, HAMILTON-T1 AND MR1, TRILOGY OR EQUIVALENT | ANESTHSIA AND RESPIRATORY SUPPLEMENTARY
1635 | 4227190000900 | INTUBATING LARYNGEAL MASK AIRWAY, INFLATABLE CUFF, WITH ABILITY REMOVAL CONNECTOR, WITH EPIGLOTTIS ELEVATOR, ADULT, WEIGHT 50 - 70 KG, LATEX FREE, DISPOSABLE | ANESTHSIA AND RESPIRATORY SUPPLEMENTARY
1636 | 4227190000800 | INTUBATING LARYNGEAL MASK AIRWAY, INFLATABLE CUFF, WITH ABILITY REMOVAL CONNECTOR, WITH EPIGLOTTIS ELEVATOR, WEIGHT 30 - 50 KG, LATEX FREE, DISPOSABLE | ANESTHSIA AND RESPIRATORY SUPPLEMENTARY
1637 | 4227222007300 | CO2 Y-SENSOR COMPATIBLE WITH VENTILATOR SERVO U OR EQUIVALENT | ANESTHSIA AND RESPIRATORY SUPPLEMENTARY
1638 | 4227251800000 | CANISTER MULTI ABSORBER DISPOSABLE, COMPATIBLE WITH ADU MACHINE OR EQUIVALENT | ANESTHSIA AND RESPIRATORY SUPPLEMENTARY
1639 | 4227222902000 | VENTILATOR CIRCUIT FOR MRI, SIZE ADULT, CORRUGATED, 3M LONG, DISPOSABLE, WITHOUT PRESSURE LINE, WITH SAMPLE LINE, WITH CIRCUIT CAP. , ONE (1) EACH = ONE (1) SET | ANESTHSIA AND RESPIRATORY SUPPLEMENTARY
1640 | 4227220905300 | HIGH FREQUENCY VENTILATOR CIRCUIT, COMPLETE SET (HEATED CIRCUIT, MUSHROOM VALVES, DIAPHRAGM, ASSEMBLY TUBE, WATER DRAIN), SIZE NEONATE, FILTERED, DISPOSABLE, SHOULD BE COMPATIBLE WITH SENSOR MEDICS 3100A MACHINE / F AND P MR850 OR EQUIVALENT | ANESTHSIA AND RESPIRATORY SUPPLEMENTARY
1641 | 4227220905400 | HIGH FREQUENCY VENTILATOR CIRCUIT, COMPLETE SET (HEATED CIRCUIT, MUSHROOM VALVES, DIAPHRAGM, ASSEMBLY TUBE, WATER DRAIN), SIZE ADULT, FILTERED, DISPOSABLE, SHOULD BE COMPATIBLE WITH SENSOR MEDICS 3100B MACHINE / F AND P MR850 OR EQUIVALENT | ANESTHSIA AND RESPIRATORY SUPPLEMENTARY
1642 | 4227151521400 | OXYGEN CYLINDER REGULATOR, CGA 870, PIN INDEX STANDARD, WITH PRESSURE GAUGE AND DIAL OR CLICK STYLE FLOWMETER 1-15 LPM WITH LOW FLOW INCREMENT OF 0.5 LPM. MUST ALLOW FOR WATER BOTTLE INSTALLATION. | ANESTHSIA AND RESPIRATORY SUPPLEMENTARY
1643 | 4227151521600 | OXYGEN CYLINDER REGULATOR, CGA870, PIN INDEX STANDARD, WITH PRESSURE GAUGE AND DIAL OR CLICK STYLE FLOWMETER 1-25 LPM WITH LOW FLOW INCREMENT OF 0.5 LPM. | ANESTHSIA AND RESPIRATORY SUPPLEMENTARY
1644 | 4227151521700 | OXYGEN CYLINDER REGULATOR, CGA870, PIN INDEX STANDARD, WITH PRESSURE GAUGE AND DIAL OR CLICK STYLE FLOWMETER 1-15 LPM WITH QUICK CONNECT BRITISH STANDARD | ANESTHSIA AND RESPIRATORY SUPPLEMENTARY
1645 | 4227151521800 | OXYGEN CYLINDER REGULATOR, CGA870, PIN INDEX STANDARD, WITH PRESSURE GAUGE AND DIAL OR CLICK STYLE FLOWMETER 1-15 LPM WITH TAKE OFF VALVE OHMEDA STANDARD | ANESTHSIA AND RESPIRATORY SUPPLEMENTARY
1646 | 4227190800600 | ENDOTRACHEAL TUBE SECURING DEVICE FOR SIZED 5.0 MM ID - 10.0 MM ID, NON-ADHESIVE TO PATIENT SKIN, TUBES, WITH ADJUSTABLE TUBE POSITION, DISPOSABLE, HORIZONTAL TUBE MOVEMENT CLIP. | ANESTHSIA AND RESPIRATORY SUPPLEMENTARY
1647 | 4227250058000 | BLANKET AIR WARMER, PEDIATRIC, UPPER FULL BODY, LENGTH 150-155CM, WIDTH 90-95CM, WELL VENTED, COMPATIBLE WITH BEAR HUGGER MACHINE | ANESTHSIA AND RESPIRATORY SUPPLEMENTARY
1648 | 4227250058200 | NERVE BLOCK NEEDLE, ULTRASOUND COMPATIBLE RADIOPAQUE, SHORT BEVEL, FACET TIP, TWO PORT ONE FOR INJECTION AND ONE FOR NERVE STIMULATOR, CALIBRATED SHAFT 1 CM, SIZE: 20G X 120MM | ANESTHSIA AND RESPIRATORY SUPPLEMENTARY
1649 | 4227250063300 | INTRATHECAL DRUG DELIVERY REFILL KIT, COMPATIBLE WITH SYNCHROMED- 11 PUMP OR EQUIVALENT | ANESTHSIA AND RESPIRATORY SUPPLEMENTARY
1650 | 4218190800200 | PRESSURE MONITORING KIT, TRIPLE, FOR TRANSDUCER WITH MICRO DRIP CHAMBER, FLUSH DEVICE, EXTENSION FOR PRESSURE TUBING NOT LESS THAN (110 CM) AND 3 WAY STOPCOCK, NON COMPLIANT, COLOR CODED (SHOULD BE COMPATIBLE WITH BD OR EQUIVALENT) | ANESTHSIA AND RESPIRATORY SUPPLEMENTARY
1651 | 4214250200900 | SPINAL NEEDLE WHITACRE PENCIL POINT WITH INTRODUCER 24G X 6 INCH | ANESTHSIA AND RESPIRATORY SUPPLEMENTARY
1652 | 4227200106900 | BLADE FOR VIDEO LARYNGOSCOPE, COVER, COMPATIBLE WITH UE SCOPE OR EQUIVALENT, DISPOSABLE, SIZE 3 | ANESTHSIA AND RESPIRATORY SUPPLEMENTARY
1653 | 4227200106800 | BLADE FOR VIDEO LARYNGOSCOPE, COVER, COMPATIBLE WITH UE SCOPE OR EQUIVALENT, DISPOSABLE, SIZE 4 | ANESTHSIA AND RESPIRATORY SUPPLEMENTARY
1654 | 4220340004300 | CATHETER CENTRAL VENOUS COMPLETE KIT, RADIOPAQUE, CONTAINS: - DOUBLE LUMEN PUR CATHETER, GUIDE WIRE (UNKINKABLE), NON LUER LOCK SYRINGE 5 ML, INTRODUCER NEEDLE SHORT BEVEL, INTRODUCER CANNULA, DILATOR, SECONDARY FIXATION DEVICE, SLIDING CLAMPS, SCALP BLADE, SIZE: 4 FR, LENGTH 13 CM, PEEL PACK, DISPOSABLE, STERILE | ANESTHSIA AND RESPIRATORY SUPPLEMENTARY
1655 | 4227170803500 | ANESTHESIA FACE MASK, FULLY TRANSPARENT ALL MASK AND INFLATABLE, AIR CUSHION, ANATOMICAL FIT WITH EFFECTIVE SEAL, SCENTED, EASY AND COMFORTABLE GRIP FOR USER, FLEXIBLE MASK BODY, NON SLIP RIDGES, LATEX FREE, DISPOSABLE, SIZE 4 | ANESTHSIA AND RESPIRATORY SUPPLEMENTARY
1656 | 4214253400600 | INTRAOSSEOUS VASCULAR ACCESS, WITH VASCULAR ACCESS MANUALLY OPERATED DRIVER, STERILE INTRAOSSEOUS NEEDLE SZ 45MM, 25MM AND 15MM LONG WITH STABILIZER DRESSING, EXTENSION SET | ANESTHSIA AND RESPIRATORY SUPPLEMENTARY
1657 | 4214253400900 | INTRAOSSEOUS NEEDLE, STERILE, SIZE 15 MM | ANESTHSIA AND RESPIRATORY SUPPLEMENTARY
1658 | 4214253400800 | INTRAOSSEOUS NEEDLE, STERILE, SIZE 25 MM | ANESTHSIA AND RESPIRATORY SUPPLEMENTARY
1659 | 4214253401000 | INTRAOSSEOUS NEEDLE, STERILE SIZE 45 MM | ANESTHSIA AND RESPIRATORY SUPPLEMENTARY
1660 | 4222150101100 | ARTERIAL CATHETER 24G X 5CM LATEX FREE, STERILE, DISPOSABLE | ANESTHSIA AND RESPIRATORY SUPPLEMENTARY
1661 | 4229630502900 | BRONCHOSCOPE, FLEXIBLE, 3MM, WORKING LENGTH NOT LESS THAN 300MM, STERILE, DISPOSABLE, COMPATIBLE WITH AMBU MONITOR OR EQUIVALENT | ANESTHSIA AND RESPIRATORY SUPPLEMENTARY
1662 | 4217180102000 | MASK, LARYNGEAL, SIZE 1, AIRWAY, LATEX FREE, DISPOSABLE, STERILE | ANESTHSIA AND RESPIRATORY SUPPLEMENTARY
1663 | 4217180101400 | MASK, LARYNGEAL, SIZE 1.5, AIRWAY, LATEX FREE, DISPOSABLE, STERILE | ANESTHSIA AND RESPIRATORY SUPPLEMENTARY
1664 | 4217180101600 | MASK, LARYNGEAL, SIZE 2.5, AIRWAY, LATEX FREE, DISPOSABLE, STERILE | ANESTHSIA AND RESPIRATORY SUPPLEMENTARY
1665 | 4222150300200 | CATHETER CENTRAL VENOUS COMPLETE KIT, RADIO-OPAQUE, CONTAINS: QUADRA LUMEN PUR CATHETER, GUIDE WIRE (UNKINKABLE), NON LUER LOCK SYRINGE 5 ML, INTRODUCER NEEDLE SHORT BEVEL, INTRODUCER CANNULA, DILATOR, SECONDARY FIXATION DEVICE, SLIDING CLAMPS, SCALP BLADE, SIZE: 7.5-8.5 FR, LENGTH 20 CM, PEEL PACK, DISPOSABLE, STERILE | ANESTHSIA AND RESPIRATORY SUPPLEMENTARY
1666 | 4227150400000 | TRANSCUTANEOUS CO2 MONITORING SENSOR, COMPATIBLE WITH RADIOMETER TCM OR EQUIVALENT | ANESTHSIA AND RESPIRATORY SUPPLEMENTARY
1667 | 4227250007900 | TRANSCUTANEOUS CO2 MONITORING MEMBRANING KIT, COMPATIBLE WITH RADIOMETER TCM OR EQUIVALENT, ONE (1) ITEM/PC = ONE (1) KIT | ANESTHSIA AND RESPIRATORY SUPPLEMENTARY
1668 | 4227250008000 | TRANSCUTANEOUS CO2 CALIBRATION GAS COMPATIBLE WITH TCM OR EQUIVALENT | ANESTHSIA AND RESPIRATORY SUPPLEMENTARY
1669 | 4227250014200 | BRONCHIAL TUBE DOUBLE LUMEN SZ 24 – LEFT SIDED, SET, MADE OF THERMOSENSITIVE PVC, SILICONISED, ATRAUMATIC, ROUNDED TIP AND SMOOTH CUFF, COLORED CODED CUFF, X-RAY MARKS FOR OPTIMUM POSITION, X-RAY LINE ALONG THE TUBE, STYLET, SUCTION CATHETERS, CONNECTORS SET WITH CLAMPS, LATEX FREE, DOP FREE, STERILE, SINGLE USE | ANESTHSIA AND RESPIRATORY SUPPLEMENTARY
1670 | 4227151505300 | ADAPTER SET, FOR INTUBATED PATIENT FOR CONTINUOUS ETCO2 MEASUREMENT IN HIGH HUMIDITY SITUATION, SIZE NEONATAL/INFANT, SINGLE PATIENT USE, COMPATIBLE WITH EACH HOSPITAL STANDARDS | ANESTHSIA AND RESPIRATORY SUPPLEMENTARY
1671 | 4227250034600 | CATHETER ARTERIAL SIZE, 19 G X 18 CM, SELDINGER TECHNIQUE, GUIDEWIRE, INTRODUCER NEEDLE, STERILE | ANESTHSIA AND RESPIRATORY SUPPLEMENTARY
1672 | 4227151514400 | MEASUREMENT SENSOR FOR TRANSCUTANEOUS PCO2 AND PO2 FOR NEONATAL, PEDIATRIC AND ADULT PATIENTS COMPATIBLE WITH TCM OR EQUIVALENT | ANESTHSIA AND RESPIRATORY SUPPLEMENTARY
1673 | 4227151514500 | TRANSCUTANEOUS CO2 MONITORING SENSOR ATTACHMENT, DISPOSABLE, COMPATIBLE WITH TCM MONITOR OR EQUIVALENT | ANESTHSIA AND RESPIRATORY SUPPLEMENTARY
1674 | 4227250052200 | INTUBATION VIDEO LARYNGEAL BLADE, WITH INTEGRATED CAMERA AND LIGHT, MILLER, SIZE 0, DISPOSABLE, COMPATIBLE WITH UE SYSTEM OR EQUIVALENT | ANESTHSIA AND RESPIRATORY SUPPLEMENTARY
1675 | 4227250055000 | BRONCHO CPAP VALVE SET, WITH TUBING, BREATHING BAG 2.0 L, WITH ADJUSTMENT PRESSURE VALVE FROM 1-10CM H20, RIGHT ANGLED SWIVEL CONNECTOR, OXGEN LINE, DISPOSABLE, LATEX FREE, STERILE | ANESTHSIA AND RESPIRATORY SUPPLEMENTARY
1676 | 4227222007700 | FLOW SENSOR CABLE, REUSABLE, COMPATIBLE WITH VENTILATOR NEONATAL SLE 5000 / 6000 OR EQUIVALENT | ANESTHSIA AND RESPIRATORY SUPPLEMENTARY
1677 | 4227151518500 | SENSOR FLOW, FOR NEONATAL VENTILATOR, DISPOSABLE COMPATIBLE WITH SLE 5000 / 6000 OR EQUIVALENT | ANESTHSIA AND RESPIRATORY SUPPLEMENTARY
1678 | 4214440300200 | SUCTION CATHETER, MADE OF POLYMER MATERIAL, SIZE 12 FR. STERILE, DISPOSABLE | ANESTHSIA AND RESPIRATORY SUPPLEMENTARY
1679 | 4227222009600 | EXPIRATORY VALVE, FOR DUAL LIMB CIRCUIT WITH PRESSURE AND EXHALATION LINE, REUSABLE, COMPATIBLE WITH RESMED VENTILATOR MODEL ASTRAL 150 OR EQUIVALENT | ANESTHSIA AND RESPIRATORY SUPPLEMENTARY
1680 | 4227230600300 | QUICK ROLL INTUBATION KIT FOR ORGANIZING AIRWAY EQUIPMENT, EMPTY, ONE (1) EACH = ONE (1) KIT | ANESTHSIA AND RESPIRATORY SUPPLEMENTARY
1681 | 4227250057400 | TUBE PUSHER/ STYLET TO BE USED WITH INTUBATING LMA FIT ETT SIZE 6.5MM | ANESTHSIA AND RESPIRATORY SUPPLEMENTARY
1682 | 4227250057500 | TUBE PUSHER/ STYLET TO BE USED WITH INTUBATING LMA FIT ETT SIZE 7.0MM | ANESTHSIA AND RESPIRATORY SUPPLEMENTARY
1683 | 4218170200800 | ADAPTER SNAP LEAD COMPATIBLE WITH PHILIPS SLEEP STUDY MACHINE ALICE 6 AND 5 OR EQUIVALENT | ANESTHSIA AND RESPIRATORY SUPPLEMENTARY
1684 | 4227164601400 | CANNULA NASAL WITH CAPNO AND OXYGEN MONITOR, SIZE PEDIATRIC, DISPOSABLE, COMPATIBLE WITH SLEEP STUDY MACHINE, MASIMO SYSTEM OR EQUIVALENT | ANESTHSIA AND RESPIRATORY SUPPLEMENTARY
1685 | 4214440300300 | SUCTION CATHETER, MADE OF POLYMER MATERIAL, SIZE 10 FR. STERILE, DISPOSABLE | ANESTHSIA AND RESPIRATORY SUPPLEMENTARY
1686 | 4227221903000 | MACHINE DUST FILTER, COMPATIBLE WITH VENTILATOR MODEL PHILIPS V60 OR EQUIVALENT | ANESTHSIA AND RESPIRATORY SUPPLEMENTARY
1687 | 4113160300100 | AUTOLOGOUS BLOOD COLLECTION PLATELETS RICH PLASMA IN CLOSED SYSTEM, WITH HYALURONIC ACID TUBE VACUUMED EACH TUBE CONTAINS SODIUM CITRATE AS ANTICOAGULANT, FOR BLOOD SELECTIVE SEPARATOR GEL GIVE 6 ML PRP CUPS | ANESTHSIA AND RESPIRATORY SUPPLEMENTARY
1688 | 4214440300100 | SUCTION CATHETER, MADE OF POLYMER MATERIAL, SIZE 14 FR. STERILE, DISPOSABLE | ANESTHSIA AND RESPIRATORY SUPPLEMENTARY
1689 | 4227222302000 | EXPIRATORY VALVE, FOR SINGLE LUMEN CIRCUIT USE, COMPATIBLE WITH RESMED ASTRAL 150 OR EQUIVALENT, REUSABLE. | ANESTHSIA AND RESPIRATORY SUPPLEMENTARY
1690 | 4227151519800 | MACHINE DUST FILTER, COMPATIBLE WITH VENTILATOR MODEL VENTI LOGIC LS OR EQUIVALENT | ANESTHSIA AND RESPIRATORY SUPPLEMENTARY
1691 | 4227222003900 | VENTILATOR SUPPORT ARM, COMPATIBLE WITH SERVO U OR EQUIVALENT | ANESTHSIA AND RESPIRATORY SUPPLEMENTARY
1692 | 4227151522300 | CANNULA NASAL WITH CAPNO AND OXYGEN MONITOR, SIZE ADULT, DISPOSABLE, COMPATIBLE WITH SLEEP STUDY MACHINE, ALICE 6, MASIMO SYSTEM OR EQUIVALENT | ANESTHSIA AND RESPIRATORY SUPPLEMENTARY
1693 | 4227164601200 | CANNULA NASAL APNEA LINK COMPATIBLE WITH PORTABLE SLEEP STUDY RESMED MACHINE OR EQUIVALENT | ANESTHSIA AND RESPIRATORY SUPPLEMENTARY
1694 | 4227250058700 | INTUBATION VIDEO LARYNGEAL BLADE, WITH INTEGRATED CAMERA AND LIGHT, 90 DEGREE ANGLED, SIZE 1.0, DISPOSABLE, COMPATIBLE WITH UE SCOPE SYSTEM OR EQUIVALENT | ANESTHSIA AND RESPIRATORY SUPPLEMENTARY
1695 | 4227250058800 | INTUBATION VIDEO LARYNGEAL BLADE, WITH INTEGRATED CAMERA AND LIGHT, 90 DEGREE ANGLED, SIZE 2.0, DISPOSABLE, COMPATIBLE WITH UE SCOPE SYSTEM OR EQUIVALENT | ANESTHSIA AND RESPIRATORY SUPPLEMENTARY
1696 | 4227250058900 | INTUBATION VIDEO LARYNGEAL BLADE, WITH INTEGRATED CAMERA AND LIGHT, 90 DEGREE ANGLED, SIZE 3.0, DISPOSABLE, COMPATIBLE WITH UE SCOPE SYSTEM OR EQUIVALENT | ANESTHSIA AND RESPIRATORY SUPPLEMENTARY
1697 | 4227250059000 | INTUBATION VIDEO LARYNGEAL BLADE, WITH INTEGRATED CAMERA AND LIGHT, 90 DEGREE ANGLED, SIZE 4.0, DISPOSABLE, COMPATIBLE WITH UE SCOPE SYSTEM OR EQUIVALENT | ANESTHSIA AND RESPIRATORY SUPPLEMENTARY
1698 | 4227250063400 | INTRATHECAL DRUG DELIVERY INFUSION KIT PUMP, STERILE, COMPATIBLE WITH SYNCHROMED- 11 PROGRAMMABLE SYSTEM OR EQUIVALENT, 40 ML | ANESTHSIA AND RESPIRATORY SUPPLEMENTARY
1699 | 4227250063500 | INTRATHECAL CATHETER FOR INTRATHECAL DRUG DELIVERY SYSTEM, STERILE, COMPATIBLE WITH SYNCHROMED- 11 OR EQUIVALENT | ANESTHSIA AND RESPIRATORY SUPPLEMENTARY
1700 | 4227250063600 | INTRATHECAL CATHETER PASSER FOR INTRATHECAL DRUG DELIVERY SYSTEM, STERILE, COMPATIBLE WITH SYNCHROMED- 11 OR EQUIVALENT | ANESTHSIA AND RESPIRATORY SUPPLEMENTARY
1701 | 4227150502600 | TRANSPORT VENTILATOR CIRCUIT, DOUBLE LUMEN, WITH FLOW SENSOR, EXHALATION VALVE, SIZE NEONATE, LENGTH 1.5 M, DISPOSABLE, COMPATIBLE WITH HAMILTON T1, C1 OR EQUIVALENT | ANESTHSIA AND RESPIRATORY SUPPLEMENTARY
1702 | 4214250206100 | SPINAL NEEDLE QUINCKE TYPE POINT, DISPOSABLE, STERILE, 20G X 3.5 INCH | ANESTHSIA AND RESPIRATORY SUPPLEMENTARY
1703 | 4222151215000 | CANNULA SAFETY IV, WITH MULTIPLE-ACCESS SEPTUM BLOOD CONTROL PASSIVE SAFETY, FULLY AUTOMATIC PROTECTION, WITH FLEXIBLE WING MADE OF POLYURETHANE MATERIAL, SIZE 24G X 19MM | ANESTHSIA AND RESPIRATORY SUPPLEMENTARY
1704 | 4222151214900 | CANNULA SAFETY IV, WITH MULTIPLE-ACCESS SEPTUM BLOOD CONTROL PASSIVE SAFETY, FULLY AUTOMATIC PROTECTION, WITH FLEXIBLE WING MADE OF POLYURETHANE MATERIAL, SIZE 20G X 32MM | ANESTHSIA AND RESPIRATORY SUPPLEMENTARY
1705 | 4222151214800 | CANNULA SAFETY IV, WITH MULTIPLE-ACCESS SEPTUM BLOOD CONTROL PASSIVE SAFETY, FULLY AUTOMATIC PROTECTION, WITH FLEXIBLE WING MADE OF POLYURETHANE MATERIAL, SIZE 18G X 45-50MM | ANESTHSIA AND RESPIRATORY SUPPLEMENTARY
1706 | 4222151214700 | CANNULA SAFETY IV, WITH MULTIPLE-ACCESS SEPTUM BLOOD CONTROL PASSIVE SAFETY, FULLY AUTOMATIC PROTECTION, WITH FLEXIBLE WING MADE OF POLYURETHANE MATERIAL, SIZE 16G X 45-50MM | ANESTHSIA AND RESPIRATORY SUPPLEMENTARY
1707 | 4222151214600 | CANNULA SAFETY IV, WITH MULTIPLE-ACCESS SEPTUM BLOOD CONTROL PASSIVE SAFETY, FULLY AUTOMATIC PROTECTION, WITH FLEXIBLE WING MADE OF POLYURETHANE MATERIAL, SIZE 14G X 45-50MM | ANESTHSIA AND RESPIRATORY SUPPLEMENTARY
1708 | 4227250066200 | PRP TUBE, CONTAIN A SODIUM CITRATE ANTICOAGULANT SOLUTION AND A SEPARATING GEL TO SEPARATE PLASMA AND PLATELETS FROM THE BLOOD CELLS, 10ML BLOOD SAMPLE VOL PER TUBE, 5-6 ML PRP VOL PER TUBE, MORE THAN 80% PLATELET RECOVERY, MORE THAN 99% RED BLOOD CELL DEPLETION, PLATELET CONCENTRATION FACTOR MORE THAN 1.6 TIMES | ANESTHSIA AND RESPIRATORY SUPPLEMENTARY
1709 | 4227201815000 | BLADE FOR VIDEO LARYNGOSCOPE, COVER, COMPATIBLE WITH UE SCOPE OR EQUIVALENT, DISPOSABLE, MILLER, SIZE 1 | ANESTHSIA AND RESPIRATORY SUPPLEMENTARY
1710 | 4227222027500 | PRESSURE MONITORING KIT, SINGLE, FOR TRANSDUCER WITH MICRO DRIP CHAMBER, FLUSH DEVICE, EXTENSION FOR PRESSURE TUBING NOT LESS THAN (110 CM) AND 3 WAY STOPCOCK, NON COMPLIANT, CLEAR COLOR FIT WITH HOLDER SHOULD BE COMPATIBLE WITH BD SYSTEM OR EQUIVALENT | ANESTHSIA AND RESPIRATORY SUPPLEMENTARY
1711 | 4227190905000 | CLOSE SUCTION SYSTEM, MINIMUM 72 HRS, STERILE, DISPOSABLE, 6 FR, GRADUATED, COLOR CODED, TRANSPARENT ELASTIC SHEATH, LENGTH 15-30 CM, ELBOW CONNECTION FOR TRACHEOSTOMY. | ANESTHSIA AND RESPIRATORY SUPPLEMENTARY
1712 | 4227222027400 | O-RING FOR EXPIRATORY VALVE, COMPATIBLE WITH VENTILATOR BABYLOG 8000 OR EQUIVALENT, REUSABLE | ANESTHSIA AND RESPIRATORY SUPPLEMENTARY
1713 | 4222150104300 | RADIAL ARTERY CATHETERIZATION SET, SIZE 20G X 3.8 CM, RADIOPAQUE POLYURETHANE OVER 21 G, WITH INTRODUCER NEEDLE WITH INTEGRAL (0.46M M) DIA, SPRING-WIRE GUIDE | ANESTHSIA AND RESPIRATORY SUPPLEMENTARY
1714 | 4014220100200 | OXYGEN CYLINDER REGULATOR, CGA870, SCREW STANDARD, WITH PRESSURE GAUGE AND DIAL OR CLICK STYLE FLOWMETER 1-15 LPM WITH QUICK CONNECT BRITISH STANDARD | ANESTHSIA AND RESPIRATORY SUPPLEMENTARY
1715 | 4214254100000 | SPINAL NEEDLE QUINCKE TYPE POINT, DISPOSABLE, STERILE, 18G X 3.0 INCH | ANESTHSIA AND RESPIRATORY SUPPLEMENTARY
1716 | 4214254100100 | SPINAL NEEDLE QUINCKE TYPE POINT, DISPOSABLE, STERILE, 18G X 6 INCH | ANESTHSIA AND RESPIRATORY SUPPLEMENTARY
1717 | 4214254100400 | SPINAL NEEDLE QUINCKE TYPE POINT, DISPOSABLE, STERILE, 19G X 3.0 INCH | ANESTHSIA AND RESPIRATORY SUPPLEMENTARY
1718 | 4214254100200 | SPINAL NEEDLE QUINCKE TYPE POINT, DISPOSABLE, STERILE, 20G X 3.0 INCH | ANESTHSIA AND RESPIRATORY SUPPLEMENTARY
1719 | 4214254100500 | SPINAL NEEDLE QUINCKE TYPE POINT, DISPOSABLE, STERILE, 22G X 3.0 INCH | ANESTHSIA AND RESPIRATORY SUPPLEMENTARY
1720 | 4214254100300 | SPINAL NEEDLE QUINCKE TYPE POINT, DISPOSABLE, STERILE, 25G X 3.0 INCH | ANESTHSIA AND RESPIRATORY SUPPLEMENTARY
1721 | 4227221904800 | HEAT MOIST EXCHANGER WITH CORRUGATED CATHETER MOUNT 22F/15M NOT LESS THAN 30 MG/L MOIST RETURN FOR MINIMAL TIDAL VOLUME >150 ML | ANESTHSIA AND RESPIRATORY SUPPLEMENTARY
1722 | 4227221311100 | HIGH FLOW NASAL CANNULA CIRCUIT, COMPLETE SET, WITH HUMIDIFIER CHAMBER COMPATIBLE WITH INSPIRED DEVICE OR EQUIVALENT | ANESTHSIA AND RESPIRATORY SUPPLEMENTARY
1723 | 4227222026200 | EXPIRATORY VALVE O-RING, COMPATIBLE WITH VENTILATOR BABYLOG 8000 OR EQUIVALENT, REUSABLE | ANESTHSIA AND RESPIRATORY SUPPLEMENTARY
1724 | 4227221904700 | HEAT MOIST EXCHANGER WITH 22M/15F CONNECTION NOT LESS THAN 25MG H2O/L MOISTURE OUTPUT AT VT 300ML, WITH TIDAL VOLUME RANGE 50 - 600 ML AND DEAD SPACE EQUAL OR LESS TO 10 ML THE WEIGHT NOT MORE THAN 10GM | ANESTHSIA AND RESPIRATORY SUPPLEMENTARY
1725 | 4227190501100 | CLOSE SUCTION SYSTEM, 24 HRS, WITH DOUBLE SWIVEL CONNECTOR, DISPOSABLE, 14 FR, GRADUATED, WITHOUT MDI PORT, LENGTH 25-35 CM, STERILE | ANESTHSIA AND RESPIRATORY SUPPLEMENTARY
1726 | 4227190904800 | CLOSE SUCTION SYSTEM, 24 HRS, WITH DOUBLE SWIVEL CONNECTOR, DISPOSABLE, 14 FR, GRADUATED, WITHOUT MDI PORT, LENGTH 50-60CM, STERILE | ANESTHSIA AND RESPIRATORY SUPPLEMENTARY
1727 | 4227191537000 | CLOSE SUCTION SYSTEM, 24 HRS, WITH DOUBLE SWIVEL CONNECTOR, DISPOSABLE, 12 FR, GRADUATED, WITHOUT MDI PORT, LENGTH 25-35CM, STERILE | ANESTHSIA AND RESPIRATORY SUPPLEMENTARY
1728 | 4214440600100 | CLOSE SUCTION SYSTEM, 24 HRS, WITH ELBOW CONNECTOR, DISPOSABLE, 8FR, GRADUATED, WITHOUT MDI PORT, LENGTH 30-40CM, STERILE | ANESTHSIA AND RESPIRATORY SUPPLEMENTARY
1729 | 4229352400000 | CLOSE SUCTION SYSTEM, 24 HRS, WITH CONNECTOR FOR ETT 4.5 TO 5.5, DISPOSABLE, 10FR, GRADUATED, WITHOUT MDI PORT, LENGTH 35-45CM, STERILE | ANESTHSIA AND RESPIRATORY SUPPLEMENTARY
1730 | 4227190501200 | CLOSE SUCTION SYSTEM, 24 HRS, WITH CONNECTOR FOR ETT 3 TO 4, DISPOSABLE, 8FR, GRADUATED, WITHOUT MDI PORT, LENGTH 30-40CM, STERILE | ANESTHSIA AND RESPIRATORY SUPPLEMENTARY
1731 | 4214440600500 | CLOSE SUCTION SYSTEM, 24 HRS, WITH ELBOW CONNECTOR, DISPOSABLE, 10FR, GRADUATED, WITHOUT MDI PORT, LENGTH 35-45CM, STERILE | ANESTHSIA AND RESPIRATORY SUPPLEMENTARY
1732 | 4227190501300 | CLOSE SUCTION SYSTEM, 24 HRS, WITH CONNECTOR FOR ETT 2.5TO 3.5, DISPOSABLE, 6FR, GRADUATED, WITHOUT MDI PORT, LENGTH 35-40CM, STERILE | ANESTHSIA AND RESPIRATORY SUPPLEMENTARY
1733 | 4227170904400 | SET NASAL CANNULA INFANT FOR CPAP, DUAL PORT, WITH INSPIRATORY AND EXPIRATORY ELBOW, LUER LOCK, BONNET, SIZE 0 | ANESTHSIA AND RESPIRATORY SUPPLEMENTARY
1734 | 4227170904500 | SET NASAL CANNULA INFANT FOR CPAP, DUAL PORT, WITH INSPIRATORY AND EXPIRATORY ELBOW, LUER LOCK, BONNET, SIZE 1 | ANESTHSIA AND RESPIRATORY SUPPLEMENTARY
1735 | 4227170904600 | SET NASAL CANNULA INFANT FOR CPAP, DUAL PORT, WITH INSPIRATORY AND EXPIRATORY ELBOW, LUER LOCK, BONNET, SIZE 2 | ANESTHSIA AND RESPIRATORY SUPPLEMENTARY
1736 | 4227170904700 | SET NASAL CANNULA INFANT FOR CPAP, DUAL PORT, WITH INSPIRATORY AND EXPIRATORY ELBOW, LUER LOCK, BONNET, SIZE 3 | ANESTHSIA AND RESPIRATORY SUPPLEMENTARY
1737 | 4227170904800 | SET NASAL CANNULA INFANT FOR CPAP, DUAL PORT, WITH INSPIRATORY AND EXPIRATORY ELBOW, LUER LOCK, BONNET, SIZE 4 | ANESTHSIA AND RESPIRATORY SUPPLEMENTARY
1738 | 4229350122500 | ORAL NASAL SUCTION TIP, CURVE SOFT TIP, CONTROLLER PORT, FOR PREMATURE BABY, LATEX FREE, DISPOSABLE | ANESTHSIA AND RESPIRATORY SUPPLEMENTARY
1739 | 4227200401500 | VIDEO STYLET, WITH CONTROL WHEEL, MOVEMENT AND PRELOADED ENDOTRACHEAL TUBE SIZE 6.5, FLEXIBLE TIP WITH TWO MURPHY EYES, STERILE, DISPOSABLE, COMPATIBLE WITH PROVU OR EQUIVALENT | ANESTHSIA AND RESPIRATORY SUPPLEMENTARY
1740 | 4227200401600 | VIDEO STYLET, WITH CONTROL WHEEL, MOVEMENT AND PRELOADED ENDOTRACHEAL TUBE SIZE 7.0, FLEXIBLE TIP WITH TWO MURPHY EYES, STERILE, DISPOSABLE, COMPATIBLE WITH PROVU OR EQUIVALENT | ANESTHSIA AND RESPIRATORY SUPPLEMENTARY
1741 | 4227200401700 | VIDEO STYLET, WITH CONTROL WHEEL, MOVEMENT AND PRELOADED ENDOTRACHEAL TUBE SIZE 7.5, FLEXIBLE TIP WITH TWO MURPHY EYES, STERILE, DISPOSABLE, COMPATIBLE WITH PROVU OR EQUIVALENT | ANESTHSIA AND RESPIRATORY SUPPLEMENTARY
1742 | 4227200401800 | VIDEO STYLET, WITH CONTROL WHEEL, MOVEMENT AND PRELOADED ENDOTRACHEAL TUBE SIZE 8.0, FLEXIBLE TIP WITH TWO MURPHY EYES, STERILE, DISPOSABLE, COMPATIBLE WITH PROVU OR EQUIVALENT | ANESTHSIA AND RESPIRATORY SUPPLEMENTARY
1743 | 4227222026500 | INSPIRATION VALVE, FOR VENTILATOR MACHINE, DISPOSABLE (SHOULD BE COMPATIBLE WITH ELISA 600/800 OR EQUIVALENT | ANESTHSIA AND RESPIRATORY SUPPLEMENTARY
1744 | 4227222026300 | EXPIRATORY VALVE, FOR VENTILATOR MACHINE, DISPOSABLE (SHOULD BE COMPATIBLE WITH ELISA 600/800 OR EQUIVALENT | ANESTHSIA AND RESPIRATORY SUPPLEMENTARY
1745 | 4227222026400 | HEATED EXPIRATORY FLOW SENSOR VALVE, FOR VENTILATOR MACHINE, DISPOSABLE (SHOULD BE COMPATIBLEWITH ELISA 600/800 OR EQUIVALENT | ANESTHSIA AND RESPIRATORY SUPPLEMENTARY
1746 | 4227170000900 | CONNECTOR T-PIECE FOR VIBRATING MESH AEROSOL DRUG DELIVERY CHAMBER FOR NEONATAL CIRCUIT, DISPOSABLE, 12MM, COMPATIBLE WITH AEROGEN SYSTEM OR EQUIVALENT | ANESTHSIA AND RESPIRATORY SUPPLEMENTARY
1747 | 4227222401800 | BREATHING CIRCUIT, NEONATAL, SINGLE LIMB HEATED BREATHING CIRCUIT KIT WITH PROXIMAL LINE TUBE, INFANT, FLOW CONNECTING TUBE, TUBING TRANSPARENT, EXTERNAL SPIRAL, HEATING ELEMENT INSERTED IN THE SPIRAL OF TUBING, INSULATED TRANSPARENT PORT, ALL REQUIRED CONNECTORS, HUMIDIFICATION CHAMBER AND WATER TRAP LATEX FREE, PHTHALATES FREE, NON-CONDUCTIVE, COMPATIBLE WITH ALL VENTILATOR BRANDS AND MODES (EXCEPT SENSOR MEDIX) IN MOH HOSPITAL’S NEONATAL UNITS (NICU) | ANESTHSIA AND RESPIRATORY SUPPLEMENTARY
1748 | 4227221311200 | MASK FULL FACE ADULT SILICONE, NON-VENTED, SIZE LARGE WITH STRAP AND SWIVEL, ADJUSTABLE SILICON PADDED FOREHEAD SUPPORT, DISPOSABLE FOR VENTILATOR | ANESTHSIA AND RESPIRATORY SUPPLEMENTARY
1749 | 4227222026900 | MICRO-STREAM ADVANCE ORAL /NASAL CANNULA FILTERLINE FOR CONTINUOUS ETCO2 MEASUREMENT IN LOW HUMIDITY SITUATION WITH O2 TUBING 2M AND INTEGRATED PULMONARY INDEX FOR RESPIRATORY, FOR ADULT, COMPATIBLE WITH CAPNOSTREAM 35 OR EQUIVALENT | ANESTHSIA AND RESPIRATORY SUPPLEMENTARY
1750 | 4227222027000 | MICRO-STREAM ADVANCE ORAL /NASAL CANNULA FILTERLINE FOR CONTINUOUS ETCO2 MEASUREMENT IN LOW HUMIDITY SITUATION WITH O2 TUBING 2M AND INTEGRATED PULMONARY INDEX FOR RESPIRATORY, FOR PEDIATRIC, COMPATIBLE WITH CAPNOSTREAM 35 OR EQUIVALENT | ANESTHSIA AND RESPIRATORY SUPPLEMENTARY
1751 | 4227222026600 | MICRO-STREAM ADVANCE ADAPTER FILTERLINE FOR INTUBATED PATIENT FOR CONTINUOUS ETCO2 MEASUREMENT IN HIGH HUMIDITY SITUATION WITH INTEGRATED PULMONARY INDEX FOR RESPIRATORY, FOR ADULT AND PEDIATRIC, COMPATIBLE WITH CAPNOSTREAM 35 OR EQUIVALENT | ANESTHSIA AND RESPIRATORY SUPPLEMENTARY
1752 | 4227222027200 | MICRO-STREAM HIGH FLOW OXYGEN MASK FILTERLINE FOR CONTINUOUS ETCO2 MEASUREMENT IN LOW HUMIDITY SITUATION WITH O2 TUBING 2M AND INTEGRATED PULMONARY INDEX FOR RESPIRATORY, FOR ADULT SIZE, COMPATIBLE WITH CAPNOSTREAM 35 OR EQUIVALENT | ANESTHSIA AND RESPIRATORY SUPPLEMENTARY
1753 | 4227222027100 | MICRO-STREAM HIGH FLOW OXYGEN MASK FILTERLINE FOR CONTINUOUS ETCO2 MEASUREMENT IN LOW HUMIDITY SITUATION WITH O2 TUBING 2M AND INTEGRATED PULMONARY INDEX FOR RESPIRATORY, FOR ADULT LARGE, COMPATIBLE WITH CAPNOSTREAM 35 OR EQUIVALENT | ANESTHSIA AND RESPIRATORY SUPPLEMENTARY
1754 | 4227222027300 | MICRO-STREAM HIGH FLOW OXYGEN MASK FILTERLINE FOR CONTINUOUS ETCO2 MEASUREMENT IN LOW HUMIDITY SITUATION WITH O2 TUBING 2M AND INTEGRATED PULMONARY INDEX FOR RESPIRATORY, FOR PEDIATRIC, COMPATIBLE WITH CAPNOSTREAM 35 OR EQUIVALENT | ANESTHSIA AND RESPIRATORY SUPPLEMENTARY
1755 | 4227222026100 | END-TIDAL CARBON DIOXIDE ADAPTER FOR CONTINUOUS CO2 WITH HIGH ACCURACY, DISPOSABLE, NON STERILE FOR NEONATE, COMPATIBLE WITH MASIMO OR EQUIVALENT | ANESTHSIA AND RESPIRATORY SUPPLEMENTARY
1756 | 4227191202100 | NASOPHARYNGEAL AIRWAY, LATEX FREE, IVORY, (ADJUSTABLE) WITH DISTAL - ROUNDED TIP + SLIDABLE DEPTH RING + 15MM (ID) CONNECTOR STERILE, DISPOSABLE SIZE 2.5MM (ID) | ANESTHSIA AND RESPIRATORY SUPPLEMENTARY
1757 | 4227191202000 | NASOPHARYNGEAL AIRWAY, LATEX FREE, IVORY, (ADJUSTABLE) WITH DISTAL - ROUNDED TIP + SLIDABLE DEPTH RING + 15MM (ID) CONNECTOR STERILE, DISPOSABLE SIZE 3.0MM (ID) | ANESTHSIA AND RESPIRATORY SUPPLEMENTARY
1758 | 4227191201900 | NASOPHARYNGEAL AIRWAY, LATEX FREE, IVORY, (ADJUSTABLE) WITH DISTAL - ROUNDED TIP + SLIDABLE DEPTH RING + 15MM (ID) CONNECTOR STERILE, DISPOSABLE SIZE 3.5MM (ID) | ANESTHSIA AND RESPIRATORY SUPPLEMENTARY
1759 | 4227201815100 | BLADE LARYNGOSCOPE FIBER OPTIC FOR GUIDED VIDEO INTUBATION PLASTIC, WITH CHANNEL FOR E.T.T SIZE 2.5-3.5MM, LATEX FREE, SIZE 0, SINGLE USE, STERILE, COMPATIBLE WITH PRODOL MEDITEC OR EQUIVALENT | ANESTHSIA AND RESPIRATORY SUPPLEMENTARY
1760 | 4227250001400 | OXYGEN (O2) SENSOR, COMPATIBLE WITH GE DATEX OHMEDA OR EQUIVALENT | ANESTHSIA AND RESPIRATORY SUPPLEMENTARY
1761 | 4222150300400 | CATHETER CENTRAL VENOUS COMPLETE SET, RADIOPAQUE, CONTAINS: - TRIPLE LUMEN PUR CATHETER, GUIDE WIRE (UNKINKABLE), NON LUER LOCK SYRINGE 5 ML, INTRODUCER NEEDLE SHORT BEVEL, INTRODUCER CANNULA, DILATOR, SECONDARY FIXATION DEVICE, SLIDING CLAMPS, SIZE: 7 FR, LENGTH 15-18 CM, PEEL PACK, DISPOSABLE, STERILE | ANESTHSIA AND RESPIRATORY SUPPLEMENTARY
1762 | 4227190500700 | PRESSURE MONITORING DOUBLE, RED\BLUE COLORS, MICRO DRIP CHAMBER, LENGTH NOT LESS THAN 150CM, PASSING A GABARITH ACCURACY TEST, CUSTOM EQUIPMENT RELATED | ANESTHSIA AND RESPIRATORY SUPPLEMENTARY
1763 | 4227222027600 | PRESSURE MONITORING TRIPLE, RED/ BLUE/ YELLOW COLORS, MICRO DRIP CHAMBER, LENGTH NOT LESS THAN 150CM, PASSING A GABARITH ACCURACY TEST, CUSTOM EQUIPMENT RELATED | ANESTHSIA AND RESPIRATORY SUPPLEMENTARY
1764 | 4229453904700 | EYE PROTECTOR PLASTIC, SPONGE OR FOAM EDGE, SELF ADHESIVE, DISPOSABLE | ANESTHSIA AND RESPIRATORY SUPPLEMENTARY
1765 | 4227222902600 | ANESTHESIA BREATHING CIRCUIT EXTENDABLE, UNHEATED, SIZE ADULT, DUAL LIMB, WITH CO2 SAMPLING LINE LENGTH 3M, WITH 2 LITER REBREATHING BAG, CIRCUIT LENGTH 2.9M TO 3M, LIGHT WEIGHT WITH ANGLE PIECE, WITH HME (BACTERIAL AND VIRAL) FILTER AND HOSE FOR BAG, WITH CONNECTOR 22MM BOTH SIDE, WITH LUER ELBOW, DISPOSABLE | ANESTHSIA AND RESPIRATORY SUPPLEMENTARY
1766 | 4227222902700 | ANESTHESIA BREATHING CIRCUIT EXTENDABLE, UNHEATED, SIZE PEDIATRIC, DUAL LIMB, WITH CO2 SAMPLING LINE LENGTH 3M, WITH 1 LITER REBREATHING BAG, CIRCUIT LENGTH 2.9M TO 3M, LIGHT WEIGHT WITH ANGLE PIECE, WITH HME (BACTERIAL AND VIRAL) FILTER AND HOSE FOR BAG, WITH CONNECTOR 15MM BOTH SIDE, WITH LUER ELBOW, DISPOSABLE | ANESTHSIA AND RESPIRATORY SUPPLEMENTARY
1767 | 4229630503000 | BRONCHOSCOPE, FLEXIBLE, SLIM 3.9, WORKING CHANNEL 1.2MM, STERILE, DISPOSABLE, COMPATIBLE WITH PENTAX MONITOR OR EQUIVALENT | ANESTHSIA AND RESPIRATORY SUPPLEMENTARY
1768 | 4229630502800 | BRONCHOSCOPE FLEXIBLE LARGE 5.8, WORKING CHANNEL 3.0 MM, STERILE DISPOSABLE, COMPATIBLE WITH PENTAX MONITOR OR EQUIVALENT | ANESTHSIA AND RESPIRATORY SUPPLEMENTARY
1769 | 4227170904900 | CANNULA ORAL / NASAL FOR PRESSURE AND FLOW MONITORING, SIZE ADULT, DISPOSABLE, COMPATIBLE WITH ALICE PDX SLEEP STUDY MACHINE OR EQUIVALENT | ANESTHSIA AND RESPIRATORY SUPPLEMENTARY
1770 | 4227221600000 | THERMISTOR ORAL/NASAL FOR ADULT FOR SLEEP STUDY MACHINE, COMPATIBLE WITH ALICE PDX OR EQUIVALENT | ANESTHSIA AND RESPIRATORY SUPPLEMENTARY
1771 | 4227221701200 | ELBOW MOISTURE TRAP COMPATIBLE WITH CASSETTE EXPIRATORY, REUSABLE, COMPATIBLE WITH SERVO I VENTILATOR OR EQUIVALENT | ANESTHSIA AND RESPIRATORY SUPPLEMENTARY
1772 | 4227222302200 | NASAL PAP MASK TO CREATE TIGHT SEAL OVER NASAL CAVITY WITH BREATHING CIRCUIT MAPLESON AND 2L BAG, 2 OXYGEN PORTS AND APL (ADJUSTABLE PRESSURE-LIMITING) VALVE TO BE ADJUSTED THE AMOUNT OF PRESSURE DELIVERED TO THE PATIENT AND BLEED HOLE ADULT WITH VELCRO STRAP | ANESTHSIA AND RESPIRATORY SUPPLEMENTARY
1773 | 4227222402000 | HIGH-PERFORMANCE DUAL-LIMB, HEATED CIRCUIT, WITH HUMIDIFICATION CHAMBER FOR ADULTS, 5' | ANESTHSIA AND RESPIRATORY SUPPLEMENTARY
1774 | 4227160010000 | CATHETER CENTRAL VENOUS COMPLETE SET RADIOPAQUE CONTAINS: - TRIPLE LUMEN PUR CATHETER. - GUIDE WIRE (UNKINKABLE) - NON LUER LOCK SY RANGE 5 ML - INTRODUCER NEEDLE SHORT BEVEL. - INTRODUCER CANNULA. - DILATOR. - SECONDARY FIXATION DEVICE. -SLIDING CLAMPS SIZE: 5 FR LENGTH 10-13 CM PEEL PACK DISPOSABLE STERILE | ANESTHSIA AND RESPIRATORY SUPPLEMENTARY
1775 | 4214250207100 | SPINAL NEEDLE QUINCKE TYPE POINT, DISPOSABLE, STERILE, 22G X 5 INCH | ANESTHSIA AND RESPIRATORY SUPPLEMENTARY
1776 | 4214250202900 | SPINAL NEEDLE QUINCKE TYPE POINT, DISPOSABLE, STERILE, 20G X 6 INCH | ANESTHSIA AND RESPIRATORY SUPPLEMENTARY
1777 | 4227221301300 | MASK FULL FACE ORONASAL, PEDIATRIC (SILICONE/GEL), NON-VENTED, SIZE SMALL WITH STRAP AND SWIVEL, ADJUSTABLE FOREHEAD SUPPORT, DISPOSABLE FOR VENTILATOR | ANESTHSIA AND RESPIRATORY SUPPLEMENTARY
1778 | 4227221311120 | STRAP CHIN, VELCRO, ADULT SIZE, COMPATIBLE WITH TCM OR EQUIVALENT | ANESTHSIA AND RESPIRATORY SUPPLEMENTARY
1779 | 4227180605200 | NEBULIZER MESH ADAPTER, DISPOSABLE, COMPATIBLE WITH VAPOTHERM HIGH FLOW CIRCUIT OR EQUIVALENT | ANESTHSIA AND RESPIRATORY SUPPLEMENTARY
1780 | 4227222026800 | MICRO-STREAM ADVANCE ORAL /NASAL CANNULA FILTERLINE FOR CONTINUOUS ETCO2 MEASUREMENT IN HIGH HUMIDITY SITUATION WITH O2 TUBING 2M AND INTEGRATED PULMONARY INDEX FOR RESPIRATORY, FOR PEDIATRIC, COMPATIBLE WITH CAPNOSTREAM 35 OR EQUIVALENT | ANESTHSIA AND RESPIRATORY SUPPLEMENTARY
1781 | 4227222026700 | MICRO-STREAM ADVANCE NASAL CANNULA FILTERLINE FOR CONTINUOUS ETCO2 MEASUREMENT IN HIGH HUMIDITY SITUATION WITH O2 TUBING 3M AND INTEGRATED PULMONARY INDEX FOR RESPIRATORY, FOR NEONATAL-INFNAT, COMPATIBLE WITH CAPNOSTREAM 35 OR EQUIVALENT | ANESTHSIA AND RESPIRATORY SUPPLEMENTARY
1782 | 4227180000800 | ATOMIZATION DEVICE, LARYNGOTRACHEAL MUCOSAL ATOMIZATION MALLEABLE STYLET 11-12CM, LATEX FREE, DISPOSABLE | ANESTHSIA AND RESPIRATORY SUPPLEMENTARY
1783 | 4227250009100 | FEMALE TO FEMALE LUER LOCK SET WITH SPECIAL ADAPTER TO CONVERT A MALE FITTING TO MALE LUER LOCK DISPOSABLE STERILE | RESPIRATORY AND ANESTHESIA TENDER
1784 | 4218170800700 | ECG ELECTRODE (PEDIATRIC) MRI COMPATIBLE | RESPIRATORY AND ANESTHESIA TENDER
1785 | 4227250008600 | EXTENSION LINE 200 CM LENGTH PRIME VOLUME 1.3 MALE/FEMALE LUER LOCK ULTRAVIOLET LIGHT RESISTANT SUITABLE FOR SYRINGE DRIVERS DISPOSABLE STERILE | RESPIRATORY AND ANESTHESIA TENDER
1786 | 4227250001700 | SENSOR PEDIATRIC SPIROMETRY FOR DATEXOHMEDA MACHINE OR ANY EQUIVALENT MACHINE DISPOSABLE | RESPIRATORY AND ANESTHESIA TENDER
1787 | 4227190336400 | NASOPHARYNGEAL AIRWAY, LATEX FREE, IVORY, (ADJUSTABLE) WITH DISTAL - ROUNDED TIP + DEPTH FIXATION DEVICE + 15MM (ID) CONNECTOR STERILE, DISPOSABLE SIZE 4.5MM (ID) | RESPIRATORY AND ANESTHESIA TENDER
1788 | 4227190336500 | NASOPHARYNGEAL AIRWAY, LATEX FREE, IVORY, (ADJUSTABLE) WITH DISTAL - ROUNDED TIP + DEPTH FIXATION DEVICE + 15MM (ID) CONNECTOR STERILE, DISPOSABLE SIZE 5.0MM (ID) | RESPIRATORY AND ANESTHESIA TENDER
1789 | 4227190336600 | NASOPHARYNGEAL AIRWAY, LATEX FREE, IVORY, (ADJUSTABLE) WITH DISTAL - ROUNDED TIP + DEPTH FIXATION DEVICE + 15MM (ID) CONNECTOR STERILE, DISPOSABLE SIZE 5.5MM (ID) | RESPIRATORY AND ANESTHESIA TENDER
1790 | 4227190336700 | NASOPHARYNGEAL AIRWAY, LATEX FREE, IVORY, (ADJUSTABLE) WITH DISTAL - ROUNDED TIP + DEPTH FIXATION DEVICE + 15MM (ID) CONNECTOR STERILE, DISPOSABLE SIZE 6.0MM (ID) | RESPIRATORY AND ANESTHESIA TENDER
1791 | 4227190336800 | NASOPHARYNGEAL AIRWAY, LATEX FREE, IVORY, (ADJUSTABLE) WITH DISTAL - ROUNDED TIP + DEPTH FIXATION DEVICE + 15MM (ID) CONNECTOR STERILE, DISPOSABLE SIZE 6.5MM (ID) | RESPIRATORY AND ANESTHESIA TENDER
1792 | 4227190336900 | NASOPHARYNGEAL AIRWAY, LATEX FREE, IVORY, (ADJUSTABLE) WITH DISTAL - ROUNDED TIP + DEPTH FIXATION DEVICE + 15MM (ID) CONNECTOR STERILE, DISPOSABLE SIZE 7.0MM (ID) | RESPIRATORY AND ANESTHESIA TENDER
1793 | 4227190337300 | NASOPHARYNGEAL AIRWAY, LATEX FREE, IVORY, (ADJUSTABLE) WITH DISTAL - ROUNDED TIP + DEPTH FIXATION DEVICE + 15MM (ID) CONNECTOR STERILE, DISPOSABLE SIZE 9.0MM (ID) | RESPIRATORY AND ANESTHESIA TENDER
1794 | 4227190338000 | SINGLE-LUMEN ENDOTRACHEAL TUBE COLORED CUFF HIGH VOLUME LOW PRESSURE WITH AN ADDITIONAL SMALL CHANNEL WITHIN THE CONCAVE ANTERIOR WALL PORTION THAT HOUSES A MOVABLE BRONCHIAL BLOCKER WITH HOLLOW SOFT AND FLEXIBLE TIP THAT CAN EXTEND BEYOND THE TUBE TIP STERILE DISPOSABLE SIZE 6.0MM (ID) | RESPIRATORY AND ANESTHESIA TENDER
1795 | 4227190338100 | SINGLE-LUMEN ENDOTRACHEAL TUBE COLORED CUFF HIGH VOLUME LOW PRESSURE WITH AN ADDITIONAL SMALL CHANNEL WITHIN THE CONCAVE ANTERIOR WALL PORTION THAT HOUSES A MOVABLE BRONCHIAL BLOCKER WITH HOLLOW SOFT AND FLEXIBLE TIP THAT CAN EXTEND BEYOND THE TUBE TIP STERILE DISPOSABLE SIZE 6.5MM (ID) | RESPIRATORY AND ANESTHESIA TENDER
1796 | 4227190338200 | SINGLE-LUMEN ENDOTRACHEAL TUBE COLORED CUFF HIGH VOLUME LOW PRESSURE WITH AN ADDITIONAL SMALL CHANNEL WITHIN THE CONCAVE ANTERIOR WALL PORTION THAT HOUSES A MOVABLE BRONCHIAL BLOCKER WITH HOLLOW SOFT AND FLEXIBLE TIP THAT CAN EXTEND BEYOND THE TUBE TIP STERILE DISPOSABLE SIZE 7.0MM (ID) | RESPIRATORY AND ANESTHESIA TENDER
1797 | 4227190338300 | SINGLE-LUMEN ENDOTRACHEAL TUBE COLORED CUFF HIGH VOLUME LOW PRESSURE WITH AN ADDITIONAL SMALL CHANNEL WITHIN THE CONCAVE ANTERIOR WALL PORTION THAT HOUSES A MOVABLE BRONCHIAL BLOCKER WITH HOLLOW SOFT AND FLEXIBLE TIP THAT CAN EXTEND BEYOND THE TUBE TIP STERILE DISPOSABLE SIZE 7.5MM (ID) | RESPIRATORY AND ANESTHESIA TENDER
1798 | 4227190338400 | SINGLE-LUMEN ENDOTRACHEAL TUBE COLORED CUFF HIGH VOLUME LOW PRESSURE WITH AN ADDITIONAL SMALL CHANNEL WITHIN THE CONCAVE ANTERIOR WALL PORTION THAT HOUSES A MOVABLE BRONCHIAL BLOCKER WITH HOLLOW SOFT AND FLEXIBLE TIP THAT CAN EXTEND BEYOND THE TUBE TIP STERILE DISPOSABLE SIZE 8.0MM (ID) | RESPIRATORY AND ANESTHESIA TENDER
1799 | 4227190338500 | SINGLE-LUMEN ENDOTRACHEAL TUBE COLORED CUFF HIGH VOLUME LOW PRESSURE WITH AN ADDITIONAL SMALL CHANNEL WITHIN THE CONCAVE ANTERIOR WALL PORTION THAT HOUSES A MOVABLE BRONCHIAL BLOCKER WITH HOLLOW SOFT AND FLEXIBLE TIP THAT CAN EXTEND BEYOND THE TUBE TIP STERILE DISPOSABLE SIZE 8.5MM (ID) | RESPIRATORY AND ANESTHESIA TENDER
1800 | 4227191527500 | TUBE ENDO - BRONCHIAL DOUBLE LUMEN RIGHT SIZE 35 CURVED BRONCHIAL TIP WITH X-RAY OPAQUE MARKERS AT THE DISTAL TIP ABOVE THE BRONCHIAL CUFF AND AT THE TRACHEAL OPENING COLORED CODED CUFF FOR BRONCHIAL SIDE MADE OF POLYURETHANE CUFF WITH SUCTION CATHETER AND DOUBLE SWIVEL CONNECTOR AND STYLET CAN MAINTAIN ANATOMICAL SHAPE OF THE TUBE STERILE DISPOSABLE SET | RESPIRATORY AND ANESTHESIA TENDER
1801 | 4227191527600 | TUBE ENDO - BRONCHIAL DOUBLE LUMEN RIGHT SIZE 37 CURVED BRONCHIAL TIP WITH X-RAY OPAQUE MARKERS AT THE DISTAL TIP ABOVE THE BRONCHIAL CUFF AND AT THE TRACHEAL OPENING COLORED CODED CUFF FOR BRONCHIAL SIDE MADE OF POLYURETHANE CUFF WITH SUCTION CATHETER AND DOUBLE SWIVEL CONNECTOR AND STYLET CAN MAINTAIN ANATOMICAL SHAPE OF THE TUBE STERILE DISPOSABLE SET | RESPIRATORY AND ANESTHESIA TENDER
1802 | 4227191527800 | TUBE ENDO - BRONCHIAL DOUBLE LUMEN RIGHT SIZE 39 CURVED BRONCHIAL TIP WITH X-RAY OPAQUE MARKERS AT THE DISTAL TIP ABOVE THE BRONCHIAL CUFF AND AT THE TRACHEAL OPENING COLORED CODED CUFF FOR BRONCHIAL SIDE MADE OF POLYURETHANE CUFF WITH SUCTION CATHETER AND DOUBLE SWIVEL CONNECTOR AND STYLET CAN MAINTAIN ANATOMICAL SHAPE OF THE TUBE STERILE DISPOSABLE SET | RESPIRATORY AND ANESTHESIA TENDER
1803 | 4227191527900 | TUBE ENDO - BRONCHIAL DOUBLE LUMEN RIGHT SIZE 41 CURVED BRONCHIAL TIP WITH X-RAY OPAQUE MARKERS AT THE DISTAL TIP ABOVE THE BRONCHIAL CUFF AND AT THE TRACHEAL OPENING COLORED CODED CUFF FOR BRONCHIAL SIDE MADE OF POLYURETHANE CUFF WITH SUCTION CATHETER AND DOUBLE SWIVEL CONNECTOR AND STYLET CAN MAINTAIN ANATOMICAL SHAPE OF THE TUBE STERILE DISPOSABLE SET | RESPIRATORY AND ANESTHESIA TENDER
1804 | 4227190501800 | TUBE ENDO - BRONCHIAL DOUBLE LUMEN LEFT SIZE 28 CURVED BRONCHIAL TIP WITH X-RAY OPAQUE MARKERS AT THE DISTAL TIP ABOVE THE BRONCHIAL CUFF AND AT THE TRACHEAL OPENING COLORED CODED CUFF FOR BRONCHIAL SIDE MADE OF POLYURETHANE CUFF WITH SUCTION CATHETER AND DOUBLE SWIVEL CONNECTOR AND STYLET CAN MAINTAIN ANATOMICAL SHAPE OF THE TUBE STERILE DISPOSABLE SET | RESPIRATORY AND ANESTHESIA TENDER
1805 | 4227191528000 | TUBE ENDO - BRONCHIAL DOUBLE LUMEN LEFT SIZE 32 CURVED BRONCHIAL TIP WITH X-RAY OPAQUE MARKERS AT THE DISTAL TIP ABOVE THE BRONCHIAL CUFF AND AT THE TRACHEAL OPENING COLORED CODED CUFF FOR BRONCHIAL SIDE MADE OF POLYURETHANE CUFF WITH SUCTION CATHETER AND DOUBLE SWIVEL CONNECTOR AND STYLET CAN MAINTAIN ANATOMICAL SHAPE OF THE TUBE STERILE DISPOSABLE SET | RESPIRATORY AND ANESTHESIA TENDER
1806 | 4227190501900 | TUBE ENDO - BRONCHIAL DOUBLE LUMEN LEFT SIZE 35 CURVED BRONCHIAL TIP WITH X-RAY OPAQUE MARKERS AT THE DISTAL TIP ABOVE THE BRONCHIAL CUFF AND AT THE TRACHEAL OPENING COLORED CODED CUFF FOR BRONCHIAL SIDE MADE OF POLYURETHANE CUFF WITH SUCTION CATHETER AND DOUBLE SWIVEL CONNECTOR AND STYLET CAN MAINTAIN ANATOMICAL SHAPE OF THE TUBE STERILE DISPOSABLE SET | RESPIRATORY AND ANESTHESIA TENDER
1807 | 4227190502000 | TUBE ENDO - BRONCHIAL DOUBLE LUMEN LEFT SIZE 37 CURVED BRONCHIAL TIP WITH X-RAY OPAQUE MARKERS AT THE DISTAL TIP ABOVE THE BRONCHIAL CUFF AND AT THE TRACHEAL OPENING COLORED CODED CUFF FOR BRONCHIAL SIDE MADE OF POLYURETHANE CUFF WITH SUCTION CATHETER AND DOUBLE SWIVEL CONNECTOR AND STYLET CAN MAINTAIN ANATOMICAL SHAPE OF THE TUBE STERILE DISPOSABLE SET | RESPIRATORY AND ANESTHESIA TENDER
1808 | 4227190502100 | TUBE ENDO - BRONCHIAL DOUBLE LUMEN LEFT SIZE 39 CURVED BRONCHIAL TIP WITH X-RAY OPAQUE MARKERS AT THE DISTAL TIP ABOVE THE BRONCHIAL CUFF AND AT THE TRACHEAL OPENING COLORED CODED CUFF FOR BRONCHIAL SIDE MADE OF POLYURETHANE CUFF WITH SUCTION CATHETER AND DOUBLE SWIVEL CONNECTOR AND STYLET CAN MAINTAIN ANATOMICAL SHAPE OF THE TUBE STERILE DISPOSABLE SET | RESPIRATORY AND ANESTHESIA TENDER
1809 | 4227160001700 | RESUSCITATION KIT BAG PEDIATRIC PATIENT VALVE WITH OXYGEN TUBING WITH RESERVOIR BAG 1.0 L DISPOSABLE (SHOULD BE COMPATIBLE KIT PEEP VALVE RESERVOIR BAG OXYGEN TUBING MASK SIZE 1 AND 2) AND PRESSURE GAUGE MANOMETER RELEASE VALVE SET AT 40 CM.H2O ALL KIT SECURED IN A TRANSPARENT HANGABLE BAG. | RESPIRATORY AND ANESTHESIA TENDER
1810 | 4227160006500 | VALVE PEEP 0 -10 CM.H2O COMPLETE WITH STANDARD 22MM (ID) CONNECTOR REUSABLE | RESPIRATORY AND ANESTHESIA TENDER
1811 | 4227201805000 | LARYNGEAL MASK HYPER CURVED AIRWAY TUBE OVAL SHAPED INFLATABLE MASK WITH CUFF DISPOSABLE STERILE SIZE 1.0 | RESPIRATORY AND ANESTHESIA TENDER
1812 | 4227201805100 | LARYNGEAL MASK HYPER CURVED AIRWAY TUBE OVAL SHAPED INFLATABLE MASK WITH CUFF DISPOSABLE STERILE SIZE 1.5 | RESPIRATORY AND ANESTHESIA TENDER
1813 | 4227201805200 | LARYNGEAL MASK HYPER CURVED AIRWAY TUBE OVAL SHAPED INFLATABLE MASK WITH CUFF DISPOSABLE STERILE SIZE 2.0 | RESPIRATORY AND ANESTHESIA TENDER
1814 | 4227201805300 | LARYNGEAL MASK HYPER CURVED AIRWAY TUBE OVAL SHAPED INFLATABLE MASK WITH CUFF DISPOSABLE STERILE SIZE 2.5 | RESPIRATORY AND ANESTHESIA TENDER
1815 | 4227201805400 | LARYNGEAL MASK HYPER CURVED AIRWAY TUBE OVAL SHAPED INFLATABLE MASK WITH CUFF DISPOSABLE STERILE SIZE 3.0 | RESPIRATORY AND ANESTHESIA TENDER
1816 | 4227201805500 | LARYNGEAL MASK HYPER CURVED AIRWAY TUBE OVAL SHAPED INFLATABLE MASK WITH CUFF DISPOSABLE STERILE SIZE 4.0 | RESPIRATORY AND ANESTHESIA TENDER
1817 | 4227201805600 | LARYNGEAL MASK HYPER CURVED AIRWAY TUBE OVAL SHAPED INFLATABLE MASK WITH CUFF DISPOSABLE STERILE SIZE 5.0 | RESPIRATORY AND ANESTHESIA TENDER
1818 | 4227201806300 | LARYNGEAL MASK AIRWAY (LMA) TUBE CURVED WITH FIXATION TAB ELONGATED CUFF SILICON MATERIAL SOFT BITE BLOCKER AND GASTRIC ACCESS WHICH ENABLES PASSIVE OR ACTIVE DRAINAGE OF GASTRIC CONTENT INDEPENDENTLY OF VENTILATION SIZE 5.0 | RESPIRATORY AND ANESTHESIA TENDER
1819 | 4227201806400 | MASK LARYNGEAL REINFORCED WITH ELONGATED CUFF DISPOSABLE STERILE SIZE 1.0 | RESPIRATORY AND ANESTHESIA TENDER
1820 | 4227201806500 | MASK LARYNGEAL REINFORCED WITH ELONGATED CUFF DISPOSABLE STERILE SIZE 1.5 | RESPIRATORY AND ANESTHESIA TENDER
1821 | 4227201806600 | MASK LARYNGEAL REINFORCED WITH ELONGATED CUFF DISPOSABLE STERILE SIZE 2.0 | RESPIRATORY AND ANESTHESIA TENDER
1822 | 4227201806700 | MASK LARYNGEAL REINFORCED WITH ELONGATED CUFF DISPOSABLE STERILE SIZE 2.5 | RESPIRATORY AND ANESTHESIA TENDER
1823 | 4227201806800 | MASK LARYNGEAL REINFORCED WITH ELONGATED CUFF DISPOSABLE STERILE SIZE 3.0 | RESPIRATORY AND ANESTHESIA TENDER
1824 | 4227201806900 | MASK LARYNGEAL REINFORCED WITH ELONGATED CUFF DISPOSABLE STERILE SIZE 4.0 | RESPIRATORY AND ANESTHESIA TENDER
1825 | 4227201807000 | MASK LARYNGEAL REINFORCED WITH ELONGATED CUFF DISPOSABLE STERILE SIZE 5.0 | RESPIRATORY AND ANESTHESIA TENDER
1826 | 4227191528300 | LARYNGEAL MASK SUPRAGLOTTIC AIRWAY THERMOPLASTIC ELASTOMER INTEGRAL BITE BLOCK NON-INFLATABLE CUFF DISPOSABLE STERILE SIZE 1.0 | RESPIRATORY AND ANESTHESIA TENDER
1827 | 4227191528400 | LARYNGEAL MASK SUPRAGLOTTIC AIRWAY THERMOPLASTIC ELASTOMER INTEGRAL BITE BLOCK GASTRIC CHANNEL NON-INFLATABLE CUFF DISPOSABLE STERILE SIZE 1.5 | RESPIRATORY AND ANESTHESIA TENDER
1828 | 4227191528500 | LARYNGEAL MASK SUPRAGLOTTIC AIRWAY THERMOPLASTIC ELASTOMER INTEGRAL BITE BLOCK GASTRIC CHANNEL NON-INFLATABLE CUFF DISPOSABLE STERILE SIZE 2.0 | RESPIRATORY AND ANESTHESIA TENDER
1829 | 4227191528600 | LARYNGEAL MASK SUPRAGLOTTIC AIRWAY THERMOPLASTIC ELASTOMER INTEGRAL BITE BLOCK GASTRIC CHANNEL NON-INFLATABLE CUFF DISPOSABLE STERILE SIZE 2.5 | RESPIRATORY AND ANESTHESIA TENDER
1830 | 4227191528700 | LARYNGEAL MASK SUPRAGLOTTIC AIRWAY THERMOPLASTIC ELASTOMER INTEGRAL BITE BLOCK GASTRIC CHANNEL POSITION GUIDE NON-INFLATABLE CUFF WITH ABILITY TO INTUBATE THROUGH DISPOSABLE STERILE SIZE 3.0 | RESPIRATORY AND ANESTHESIA TENDER
1831 | 4227191528800 | LARYNGEAL MASK SUPRAGLOTTIC AIRWAY THERMOPLASTIC ELASTOMER INTEGRAL BITE BLOCK GASTRIC CHANNEL POSITION GUIDE NON-INFLATABLE CUFF ABILITY TO INTUBATE THROUGH DISPOSABLE STERILE SIZE 4.0 | RESPIRATORY AND ANESTHESIA TENDER
1832 | 4227191528900 | LARYNGEAL MASK SUPRAGLOTTIC AIRWAY THERMOPLASTIC ELASTOMER INTEGRAL BITE BLOCK GASTRIC CHANNEL POSITION GUIDE NON-INFLATABLE CUFF ABILITY TO INTUBATE THROUGH DISPOSABLE STERILE SIZE 5.0 | RESPIRATORY AND ANESTHESIA TENDER
1833 | 4227190504600 | AIRWAY ORAL PHARYNGEAL GUEDEL PLASTIC, DISPOSABLE, LENGTH PRINTED PERMANENTLY 30-35MM, DISTAL END CURVE WITH ATRAUMATIC EDGE COLOR CODED | RESPIRATORY AND ANESTHESIA TENDER
1834 | 4227190902900 | AIRWAY ORAL PHARYNGEAL GUEDEL PLASTIC, DISPOSABLE, LENGTH PRINTED PERMANENTLY 40-45MM, DISTAL END CURVE WITH ATRAUMATIC EDGE COLOR CODED | RESPIRATORY AND ANESTHESIA TENDER
1835 | 4227190902800 | AIRWAY ORAL PHARYNGEAL GUEDEL PLASTIC, DISPOSABLE, LENGTH PRINTED PERMANENTLY 50-55MM, DISTAL END CURVE WITH ATRAUMATIC EDGE COLOR CODED, ONE (1) EACH = ONE (1) SET | RESPIRATORY AND ANESTHESIA TENDER
1836 | 4227190903100 | AIRWAY ORAL PHARYNGEAL GUEDEL PLASTIC, DISPOSABLE, LENGTH PRINTED PERMANENTLY 60-65MM, DISTAL END CURVE WITH ATRAUMATIC EDGE COLOR CODED | RESPIRATORY AND ANESTHESIA TENDER
1837 | 4227190903200 | AIRWAY ORAL PHARYNGEAL GUEDEL PLASTIC, DISPOSABLE, LENGTH PRINTED PERMANENTLY 70MM, DISTAL END CURVE WITH ATRAUMATIC EDGE COLOR CODED | RESPIRATORY AND ANESTHESIA TENDER
1838 | 4227191202300 | AIRWAY ORAL PHARYNGEAL GUEDEL PLASTIC, DISPOSABLE, LENGTH PRINTED PERMANENTLY 80MM, DISTAL END CURVE WITH ATRAUMATIC EDGE COLOR CODED | RESPIRATORY AND ANESTHESIA TENDER
1839 | 4227191202400 | AIRWAY ORAL PHARYNGEAL GUEDEL PLASTIC, DISPOSABLE, LENGTH PRINTED PERMANENTLY 90MM, DISTAL END CURVE WITH ATRAUMATIC EDGE COLOR CODED | RESPIRATORY AND ANESTHESIA TENDER
1840 | 4227160001900 | AIRWAY ORAL PHARYNGEAL GUEDEL PLASTIC, DISPOSABLE, LENGTH PRINTED PERMANENTLY 100MM, DISTAL END CURVE WITH ATRAUMATIC EDGE COLOR CODED | RESPIRATORY AND ANESTHESIA TENDER
1841 | 4227160002000 | AIRWAY PHARYNGEAL BERMAN FIBER OPTIC DISPOSABLE 8.0CM | RESPIRATORY AND ANESTHESIA TENDER
1842 | 4227160002100 | AIRWAY PHARYNGEAL BERMAN FIBER OPTIC DISPOSABLE 9.0CM | RESPIRATORY AND ANESTHESIA TENDER
1843 | 4227160002200 | AIRWAY PHARYNGEAL BERMAN FIBER OPTIC DISPOSABLE 12.0CM | RESPIRATORY AND ANESTHESIA TENDER
1844 | 4227150500100 | HIGH FLOW CIRCUIT COMPLETED SET(HEATED CIRCUIT HUMIDIFIER CHAMBER) SHOULD BE COMPATIBLE WITH AIRVO2 HIGH FLOW SYSTEM OR EQUIVALENT (FOR ALL PATIENT RANGE CATEGORY). | RESPIRATORY AND ANESTHESIA TENDER
1845 | 4227150500900 | VENTILATOR CIRCUIT DOUBLE LUMEN HEATED BOTH SIDES LENGTH NOT LESS THAN 160 CM WITH APPROXIMATELY 50 CM EXTENSION TUBE WITH SAMPLING PORT AND CONNECTOR CAP NEONATE SIZE DISPOSABLE (COMPATIBLE WITH HOSPITAL STANDARD HUMIDIFIER) ONE (1) ITEM/PC = ONE (1) SET | RESPIRATORY AND ANESTHESIA TENDER
1846 | 4227150501100 | ANESTHESIA BREATHING CIRCUIT EXTENDABLE UNHEATED SIZE PEDIATRIC DOUBLE LUMEN (ID 15MM) WITH CO2 SAMPLING LINE WITH 1 L REBREATHING BAG CIRCUIT LENGTH 1.8 M TO 2 M LIGHT WEIGHT WITH ANGLE PIECE WITH TWO HME( BACTERIAL VIRAL ) FILTERS AND HOSE FOR BAG WITH CONNECT OR 22MM BOTH SIDE WITH LUER ELBOW DISPOSABLE (EACH HOSPITAL SHOULD BE COMPATIBLE WITH ANESTHESIA MACHINE VENT MACHINE) ONE (1) ITEM/PC = ONE (1) SET | RESPIRATORY AND ANESTHESIA TENDER
1847 | 4227150501300 | HIGH FREQUENCY VENTILATOR CIRCUIT COMPLETED SET (HEATED CIRCUIT MUSHROOM VALVES DIAPHRAGM ASSEMBLY TUBE WATER DRAIN) FOR ADULT DISPOSABLE SHOULD BE COMPATIBLE WITH SENSOR MEDICS 3100B MACHINE OR EQUIVALENT | RESPIRATORY AND ANESTHESIA TENDER
1848 | 4227150501400 | HIGH FREQUENCY VENTILATOR CIRCUIT COMPLETED SET (HEATED CIRCUIT MUSHROOM VALVES DIAPHRAGM ASSEMBLY TUBE WATER DRAIN) FOR PEDIATRIC AND NEONATE DISPOSABLE SHOULD BE COMPATIBLE WITH SENSOR MEDICS 3100A MACHINE OR EQUIVALENT | RESPIRATORY AND ANESTHESIA TENDER
1849 | 4227160002300 | BREATHING SYSTEM INFANT T-PIECE 1.7M TO 1.8M LENGTH WITH 0.5L OPEN TAIL BAG ONE (1) ITEM/PC = ONE (1) SET | RESPIRATORY AND ANESTHESIA TENDER
1850 | 4227160002400 | BREATHING SYSTEM BASIC ADULT T-PIECE 1.5M TO 1.7M LENGTH WITH BAG 2L ONE (1) ITEM/PC = ONE (1) SET | RESPIRATORY AND ANESTHESIA TENDER
1851 | 4227160002500 | BREATHING SYSTEM BASIC ADULT T-PIECE 2.8 M TO 3.0M LENGTH WITH BAG 2L ONE (1) ITEM/PC = ONE (1) SET | RESPIRATORY AND ANESTHESIA TENDER
1852 | 4227160002700 | FILTER, BACTERIAL/VIRAL, HIGH FILTRATION EFFICIENCY 99.999%, MECHANICAL, MACHINE SIDE 22MM (ID) 15MM (OD), PATIENT SIDE 15MM (ID) 22MM (OD),STRAIGHT,WITHOUT CO2 PORT, PEDIATRIC, DISPOSABLE. | RESPIRATORY AND ANESTHESIA TENDER
1853 | 4227160002800 | FILTER EXHALATION WITH VIAL DRAINAGE ADULT PEDIATRIC DISPOSABLE SHOULD BE COMPATIBLE WITH 980 VENTILATOR OR EQUIVALENT ONE (1) EACH = ONE (1) SET | RESPIRATORY AND ANESTHESIA TENDER
1854 | 4227160002900 | FILTER EXHALATION WITH VIAL DRAINAGE NEONATE DISPOSABLE COMPATIBLE WITH PB980 OR EQUIVALENT | RESPIRATORY AND ANESTHESIA TENDER
1855 | 4227251800800 | FILTER, BACTERIAL/VIRAL, HIGH FILTRATION EFFICIENCY 99.999%, MECHANICAL, MACHINE SIDE 22MM (ID) 15MM (OD), PATIENT SIDE 15MM (ID) 22MM (OD),STRAIGHT,WITH CO2 PORT, ADULT, DISPOSABLE. | RESPIRATORY AND ANESTHESIA TENDER
1856 | 4227251800900 | FILTER, BACTERIAL/VIRAL, HIGH FILTRATION EFFICIENCY 99.999%, MECHANICAL, MACHINE SIDE 22MM (ID) 15MM (OD), PATIENT SIDE 15MM (ID) 22MM (OD),STRAIGHT,WITH CO2 PORT, PEDIATRIC, DISPOSABLE. | RESPIRATORY AND ANESTHESIA TENDER
1857 | 4227160004000 | ADULT VOLUMETRIC EXERCISER 4000-5000 ML VOLUME MEASUREMENT ADVANCED LOW-WORK-OF-BREATHING FILTER INDICATOR FOR VISUALIZATION OF DAILY IMPROVEMENT, MOUTH PIECE WITH 6 INCH EXTENDABLE TUBE, SINGLE-PATIENT USE, PATIENT LABEL. | RESPIRATORY AND ANESTHESIA TENDER
1858 | 4227160004100 | PEDIATRIC VOLUMETRIC EXERCISER 2500ML VOLUME MEASUREMENT ADVANCED LOW-WORK-OF-BREATHING FILTER WITH INDICATOR FOR VISUALIZATION OF DAILY IMPROVEMENT, MOUTH PIECE WITH 6 INCH EXTENDABLE TUBE, SINGLE-PATIENT USE, PATIENT LABEL. | RESPIRATORY AND ANESTHESIA TENDER
1859 | 4227162100600 | ADAPTER STRAIGHT 22M\15F(OD\ID) - 6.5MM(OD) DISPOSABLE NON STERILE | RESPIRATORY AND ANESTHESIA TENDER
1860 | 4227160004400 | PRE-FILLED DISTILLED WATER 300ML TO 350 ML BUBBLE HUMIDIFIER WITH PRESSURE RELIEF VALVE, O2 OUTLET ADAPTER, DISPOSABLE | RESPIRATORY AND ANESTHESIA TENDER
1861 | 4227160004500 | PRE-FILLED DISTILLED WATER 500ML TO 550 ML BUBBLE HUMIDIFIER WITH PRESSURE RELIEF VALVE, O2 OUTLET ADAPTER, DISPOSABLE | RESPIRATORY AND ANESTHESIA TENDER
1862 | 4227162101000 | ADAPTER 22MM (ID) BOTH ENDS DISPOSABLE NON-STERILE | RESPIRATORY AND ANESTHESIA TENDER
1863 | 4227160006100 | NIPPLE OXYGEN ADAPTER PLASTIC FOR FLOWMETER THREADED FEMALE GREEN OR WHITE. | RESPIRATORY AND ANESTHESIA TENDER
1864 | 4227160006200 | NIPPLE AIR ADAPTER PLASTIC FOR FLOWMETER THREADED FEMALE BLACK. | RESPIRATORY AND ANESTHESIA TENDER
1865 | 4227191529700 | MDI CHAMBER ONE WAY VALVE WITH ANATOMICAL FACE MASK SIZE SMALL DISPOSABLE CLEAR AND TRANSPARENT CHAMBER BODY. | RESPIRATORY AND ANESTHESIA TENDER
1866 | 4227191529800 | MDI CHAMBER ONE WAY VALVE WITH ANATOMICAL FACE MASK SIZE MEDIUM DISPOSABLE CLEAR AND TRANSPARENT CHAMBER BODY. | RESPIRATORY AND ANESTHESIA TENDER
1867 | 4227191529900 | MDI CHAMBER ONE WAY VALVE WITH ANATOMICAL FACE MASK SIZE LARGE DISPOSABLE CLEAR AND TRANSPARENT CHAMBER BODY. | RESPIRATORY AND ANESTHESIA TENDER
1868 | 4227150501900 | VIBRATING MESH TECHNOLOGY AEROSOL DRUG DELIVERY CHAMBER DISPOSABLE COMPATIBLE WITH AEROGEN SYSTEM OR EQUIVALENT | RESPIRATORY AND ANESTHESIA TENDER
1869 | 4227150502000 | CONNECTOR FOR VIBRATING MESH AEROSOL DRUG DELIVERY CHAMBER FOR ADULT CIRCUIT DISPOSABLE COMPATIBLE WITH AEROGEN SYSTEM OR EQUIVALENT | RESPIRATORY AND ANESTHESIA TENDER
1870 | 4227150502100 | CONNECTOR FOR VIBRATING MESH AEROSOL DRUG DELIVERY CHAMBER FOR PEDIATRIC CIRCUIT DISPOSABLE COMPATIBLE WITH AEROGEN SYSTEM OR EQUIVALENT | RESPIRATORY AND ANESTHESIA TENDER
1871 | 4227150502200 | CONNECTOR FOR VIBRATING MESH AEROSOL DRUG DELIVERY CHAMBER FOR NEONATAL CIRCUIT DISPOSABLE COMPATIBLE WITH AEROGEN SYSTEM OR EQUIVALENT | RESPIRATORY AND ANESTHESIA TENDER
1872 | 4227160007400 | END-TIDAL CARBON DIOXIDE ADAPTER FOR CONTINUOUS CO2 WITH HIGH ACCURACY, DISPOSABLE, NON STERILE FOR ADULT & PEDIATRIC, COMPATIBLE WITH MASIMO SYSTEM OR EQUIVALENT | RESPIRATORY AND ANESTHESIA TENDER
1873 | 4227160007500 | END-TIDAL CARBON DIOXIDE ADAPTER FOR CONTINUOUS CO2 WITH HIGH ACCURACY DISPOSABLE NON STERILE FOR NEONATE COMPATIBLE WITH DRAEGER MAIN-STREAM OR EQUIVALENT | RESPIRATORY AND ANESTHESIA TENDER
1874 | 4227150502400 | VENTILATOR CIRCUIT SET SIZE ADULT/PEDIATRIC NON-HEATED COAXIAL LUMEN WITH FLOW SENSOR AND EXPIRATORY VALVE LENGTH AT LEAST 180 CM COMPATIBLE WITH HAMILTON G5 AND S1 OR EQUIVALENT | RESPIRATORY AND ANESTHESIA TENDER
1875 | 4227160007600 | ADULT NITRIC OXIDE DELIVERY AND SAMPLING COMPLETED KIT SHOULD BE COMPATIBLE WITH NOXBOX FOR VENTILATOR OR EQUIVALENT | RESPIRATORY AND ANESTHESIA TENDER
1876 | 4227160007800 | NEONATE NITRIC OXIDE DELIVERY AND SAMPLING COMPLETED KIT SHOULD BE COMPATIBLE WITH NOXBOX FOR VENTILATOR OR EQUIVALENT | RESPIRATORY AND ANESTHESIA TENDER
1877 | 4227191530700 | FACE MASK RESUSCITATION, ROUND, SILICONE SIZE INTERNAL DIAMETER 35MM(+/- 2MM), DISPOSABLE | RESPIRATORY AND ANESTHESIA TENDER
1878 | 4227191530800 | FACE MASK RESUSCITATION ROUND SILICONE SIZE INTERNAL DIAMETER 42MM (+/- 2MM) DISPOSABLE | RESPIRATORY AND ANESTHESIA TENDER
1879 | 4227191530900 | FACE MASK RESUSCITATION, ROUND SILICONE SIZE INTERNAL DIAMETER 50MM (+/- 2MM), DISPOSABLE | RESPIRATORY AND ANESTHESIA TENDER
1880 | 4227191531000 | FACE MASK RESUSCITATION, ROUND SILICONE SIZE INTERNAL DIAMETER 60MM (+/- 2MM), DISPOSABLE | RESPIRATORY AND ANESTHESIA TENDER
1881 | 4227191531100 | FACE MASK RESUSCITATION, ROUND SILICONE SIZE INTERNAL DIAMETER 72MM (+/- 2MM), DISPOSABLE | RESPIRATORY AND ANESTHESIA TENDER
1882 | 4227191534200 | MASK OXYGEN ADULT CLEAR PLASTIC WITH METAL STRIP OVER NOSE SMALL EXHALATION PORT BILATERAL OXYGEN TUBING RESISTANT LENGTH 2.1 M ADULT DISPOSABLE | RESPIRATORY AND ANESTHESIA TENDER
1883 | 4227191534300 | MASK OXYGEN PEDIATRIC CLEAR PLASTIC WITH METAL STRIP OVER NOSE SMALL EXHALATION PORT BILATERAL OXYGEN TUBING RESISTANT LENGTH 2.1 M PEDIATRIC DISPOSABLE | RESPIRATORY AND ANESTHESIA TENDER
1884 | 4227191534500 | MASK OXYGEN ADULT SIZE NON-REBREATHER WITH METAL STRIP OVER NOSE AND 600 - 1000 ML RESERVOIR BAG STATIC RESISTANT ADJUSTABLE ELASTIC BAND ONE WAY VALVE ON BOTH SIDES OXYGEN TUBING KINK RESISTANT LENGTH AT LEAST 2.1 M DISPOSABLE. | RESPIRATORY AND ANESTHESIA TENDER
1885 | 4227191534600 | MASK OXYGEN PEDIATRIC SIZE NON-REBREATHER WITH METAL STRIP OVER NOSE AND 500 ML RESERVOIR BAG STATIC RESISTANT ADJUSTABLE ELASTIC BAND ONE WAY VALVE ON BOTH SIDES OXYGEN TUBING KINK RESISTANT LENGTH AT LEAST 2.1 M DISPOSABLE. | RESPIRATORY AND ANESTHESIA TENDER
1886 | 4227191534700 | MASK AEROSOL ADULT SIZE WITH METAL STRIP OVER NOSE ELASTIC BAND BILATERAL EXHALATION PORT CLEAR PLASTIC DISPOSABLE. | RESPIRATORY AND ANESTHESIA TENDER
1887 | 4227191534800 | MASK AEROSOL PEDIATRIC SIZE WITH METAL STRIP OVER NOSE ELASTIC BAND BILATERAL EXHALATION PORT CLEAR PLASTIC DISPOSABLE. | RESPIRATORY AND ANESTHESIA TENDER
1888 | 4227150504200 | NASAL CANNULA OXYGEN PEDIATRIC 2.1 M SOFT PRONGS RESISTANT NON STERILE CURVED DISPOSABLE | RESPIRATORY AND ANESTHESIA TENDER
1889 | 4227190504200 | CUFF BLOOD PRESSURE NEONATAL LATEX FREE SIZE 2 - DISPOSABLE SHOULD BE COMPATIBLE WITH DRAEGER MACHINE OR EQUIVALENT | RESPIRATORY AND ANESTHESIA TENDER
1890 | 4227190504300 | CUFF BLOOD PRESSURE NEONATAL LATEX FREE SIZE 3 - DISPOSABLE SHOULD BE COMPATIBLE WITH DRAEGER MACHINE OR EQUIVALENT | RESPIRATORY AND ANESTHESIA TENDER
1891 | 4218180301600 | SENSOR SATURATION PROBE (FOR PULSE OXIMETER) FINGER TIP ADHESIVE PREMATURE NEONATES DISPOSABLE SHOULD BE COMPATIBLE WITH OXIMAX NELLCOR SYSTEM OR EQUIVALENT | RESPIRATORY AND ANESTHESIA TENDER
1892 | 4218180301800 | SENSOR SATURATION PROBE (FOR PULSE OXIMETER) FINGER TIP ADHESIVE ADULT DISPOSABLE SHOULD BE COMPATIBLE WITH OXIMAX NELLCOR SYSTEM OR EQUIVALENT | RESPIRATORY AND ANESTHESIA TENDER
1893 | 4214253400400 | INTRAOSSEOUS NEEDLE SYSTEM, WITH REUSABLE INTRAOSSEOUS ACCESS POWER DRIVER, COMPLETE SET WITH ALL NECESSARY ACCESSORIES, ADULT, DISPOSABLE, STERILE, SIZE ACCORDING TO HOSPITAL REQUIREMENT | RESPIRATORY AND ANESTHESIA TENDER
1894 | 4227160015500 | NERVE BLOCK NEEDLE ULTRASOUND COMPATIBLE RADIOPAQUE SHORT BEVEL FACET TIP TWO PORT ONE FOR INJECTION AND ONE FOR NERVE STIMULATOR CALIBRATED SHAFT 1 CM SIZE: 22G X 80MM | RESPIRATORY AND ANESTHESIA TENDER
1895 | 4227201807300 | STYLET FOR INTUBATION SIZE 12FR FOR ADULT LENGTH RANGE 30-35 CM MADE OF ALUMINUM DISPOSABLE STERILE. | RESPIRATORY AND ANESTHESIA TENDER
1896 | 4227160016000 | AIRWAY EXCHANGE CATHETER WITH OXYGEN PORT AND ADAPTER 19.0 FR / 80-85CM | RESPIRATORY AND ANESTHESIA TENDER
1897 | 4227201807700 | BLADE LARYNGOSCOPE FIBER OPTIC MACINTOSH SIZE 3 DISPOSABLE MADE OF STAINLESS STEEL MUST BE COMPATIBLE WITH LARYNGOSCOPE HANDLE AND EASY TO INSTALL AND REMOVE | RESPIRATORY AND ANESTHESIA TENDER
1898 | 4227201807900 | BLADE LARYNGOSCOPE MILLER SIZE 1 DISPOSABLE MADE OF STAINLESS STEEL MUST BE COMPATIBLE WITH LARYNGOSCOPE HANDLE AND EASY TO INSTALL AND REMOVE | RESPIRATORY AND ANESTHESIA TENDER
1899 | 4227201808100 | HANDLE LARYNGOSCOPE FIBER OPTIC SIZE LARGE (DISPOSABLE) | RESPIRATORY AND ANESTHESIA TENDER
1900 | 4227201808300 | HANDLE LARYNGOSCOPE FIBER OPTIC SIZE SMALL (DISPOSABLE) | RESPIRATORY AND ANESTHESIA TENDER
1901 | 4227201807800 | BLADE LARYNGOSCOPE FIBER OPTIC MACINTOSH SIZE 3 REUSABLE MUST BE COMPATIBLE WITH LARYNGOSCOPE HANDLE | RESPIRATORY AND ANESTHESIA TENDER
1902 | 4227201808000 | BLADE LARYNGOSCOPE FIBER OPTIC MILLER SIZE 1 REUSABLE MUST BE COMPATIBLE WITH LARYNGOSCOPE HANDLE | RESPIRATORY AND ANESTHESIA TENDER
1903 | 4227201808200 | HANDLE LARYNGOSCOPE FIBER OPTIC SIZE LARGE (REUSABLE) | RESPIRATORY AND ANESTHESIA TENDER
1904 | 4227201808400 | HANDLE LARYNGOSCOPE FIBER OPTIC SIZE SMALL (REUSABLE) | RESPIRATORY AND ANESTHESIA TENDER
1905 | 4227150000300 | NON INVASIVE HEMOGLOBIN SENSOR SPHB ADULT FOR DETECTING THE HEMOGLOBIN LEVEL OPTICAL TO MEASURE (SPHB SPMET SPO2 PVI PI) DISPOSABLE SHOULD BE COMPATIBLE WITH MASIMO SYSTEM OR EQUIVALENT | RESPIRATORY AND ANESTHESIA TENDER
1906 | 4227150000400 | NON INVASIVE HEMOGLOBIN SENSOR SPHB PEDIATRIC FOR DETECTING THE HEMOGLOBIN LEVEL OPTICAL TO MEASURE (SPHB SPMET SPO2 PVI PI) DISPOSABLE SHOULD BE COMPATIBLE WITH MASIMO SYSTEM OR EQUIVALENT | RESPIRATORY AND ANESTHESIA TENDER
1907 | 4227150000500 | NON INVASIVE HEMOGLOBIN SENSOR SPHB NEONATAL FOR DETECTING THE HEMOGLOBIN LEVEL OPTICAL TO MEASURE (SPHB SPMET SPO2 PVI PI) DISPOSABLE SHOULD BE COMPATIBLE WITH MASIMO SYSTEM OR EQUIVALENT | RESPIRATORY AND ANESTHESIA TENDER
1908 | 4227150000600 | SENSOR RESPIRATORY RATE ACOUSTIC RESPIRATION CLOTH SENSOR CLIP FOR (ADULT) TO MEASURE RESPIRATORY RATE SINGLE PATIENT USE | RESPIRATORY AND ANESTHESIA TENDER
1909 | 4227150000700 | SENSOR REGIONAL SATURATION /CEREBRAL OXIMETRY SENSOR FOREHEAD ADULT MOTION AND LOW PERFUSION PATIENT COMPATIBLE WITH MASIMO SYSTEM OR EQUIVALENT | RESPIRATORY AND ANESTHESIA TENDER
1910 | 4227150000900 | SENSOR MEASURING THE CONSCIOUSNESS LEVEL FOR ADULT DISPOSABLE COMPATIBLE WITH MASIMO SYSTEM OR EQUIVALENT | RESPIRATORY AND ANESTHESIA TENDER
1911 | 4227150001000 | SENSOR SPO2 PROBE WITH ADHESIVE TAPE FOR USE WITH PEDIATRIC 20-50KG. WITH HIGH ACCURACY IN CRITICAL AND CHALLENGING CASES IN MOTION AND LOW PERFUSION PATIENT FDA APPROVED. REPLACEMENT TAPES CAN BE USED. COMPATIBLE WITH MASIMO SET TECHNOLOGY OR EQUIVALENT (WITH FREE OF CHARGE MODULE AND CABLE) (MONITORS / ADAPTOR / MODULES AND NECESSARY SOFTWARE MUST BE PROVIDED FOC FOR EVERY CENTER) | RESPIRATORY AND ANESTHESIA TENDER
1912 | 4227150001100 | SENSOR SPO2 PROBE WITH ADHESIVE TAPE FOR USE WITH PEDIATRIC AND INFANT FINGERS >20 KG. WITH HIGH ACCURACY IN CRITICAL AND CHALLENGING CASES IN MOTION AND LOW PERFUSION PATIENTS (WITH FREE OF CHARGE MODULE AND CABLE). (MONITORS / ADAPTOR / MODULES AND NECESSARY SOFTWARE MUST BE PROVIDED FOC FOR EVERY CENTER) | RESPIRATORY AND ANESTHESIA TENDER
1913 | 4227150001200 | SENSOR SPO2 PROBE WITH ADHESIVE TAPE FOR USE WITH NEONATES 3KG AND ADULT FINGERS >40 KG. WITH HIGH ACCURACY IN CRITICAL AND CHALLENGING CASES IN MOTION AND LOW PERFUSION PATIENTS FDA APPROVED. REPLACEMENT TAPES CAN BE USED. COMPATIBLE WITH MASIMO SET TECHNOLOGY OR EQUIVALENT (WITH FREE OF CHARGE MODULE AND CABLE) (MONITORS / ADAPTOR / MODULES AND NECESSARY SOFTWARE MUST BE PROVIDED FOC FOR EVERY CENTER) | RESPIRATORY AND ANESTHESIA TENDER
1914 | 4227150001300 | ADAPTER FOR VENTILATOR CIRCUIT, SIDESTREAM, WITH HUMIDITY FILTER, ADULT/ PEDIATRIC, FOR USE WITH INTUBATED PATIENT FOR CONTINUOUS C O2 MEASUREMENT, SINGLE PATIENT USE, LENGTH 3 M, COMPATIBLE WITH MASIMO OR EQUIVALENT, ONE (1) ITEM/PC = ONE (1) SET | RESPIRATORY AND ANESTHESIA TENDER
1915 | 4227150001400 | SPCO PROBE MEASUREMENT SIZE ADULT FOR NON-INVASIVE AND CONTINUOUS CARBON MONOXIDE POISONING DISPOSABLE PERFORMED THROUGH COMPATIBLE WITH MASIMO OR EQUIVALENT | RESPIRATORY AND ANESTHESIA TENDER
1916 | 4227191522300 | TRACHEOSTOMY PERCUTANEOUS KIT (ONE STAGE DILATOR TRACHEOSTOMY TUBE WITH SUBGLOTTIC SUCTION TWO INNER CANNULA TRACHEOSTOMY HOLDER GUIDEWIRE WITH PROXIMAL AND DISTAL MARKING INTRODUCER CANNULA SPLIT GAUZE SAFETY SCALPEL CANNULA 10 CC SYRINGE) RADIOPAQUE MARKING STERILE SIZE 7.0MM (ID). | RESPIRATORY AND ANESTHESIA TENDER
1917 | 4227191540800 | KIT PERCUTANEOUS TRACHEOSTOMY ADULT WITH SUBGLOTTIC SUCTION UNFENESTRATED ID-IC 8MM | RESPIRATORY AND ANESTHESIA TENDER
1918 | 4227191522500 | TRACHEOSTOMY PERCUTANEOUS KIT (ONE STAGE DILATOR TRACHEOSTOMY TUBE WITH SUBGLOTTIC SUCTION TWO INNER CANNULA TRACHEOSTOMY HOLDER GUIDEWIRE WITH PROXIMAL AND DISTAL MARKING INTRODUCER CANNULA SPLIT GAUZE SAFETY SCALPEL CANNULA 10 CC SYRINGE) RADIOPAQUE MARKING STERILE SIZE 9.0MM (ID). | RESPIRATORY AND ANESTHESIA TENDER
1919 | 4227190323300 | TUBE ENDOTRACHEAL PVC ORAL / NASAL TYPE PROFILE CUFF HIGH VOLUME/LOW PRESSURE RADIOPAQUE WITH 15MM TERMINATION CONNECTOR NUMERICAL SCALING EVERY 1 CM STARTING FROM INSERTION SIDE PROPER CORRELATION BETWEEN ID/OD SMOOTH FORMED MURPHY EYE AND TIP SMOOTH TAPE RED MEMBRANE CUFF DISPOSABLE STERILE SIZE 7.0MM (ID) | RESPIRATORY AND ANESTHESIA TENDER
1920 | 4227190323400 | TUBE ENDOTRACHEAL PVC ORAL / NASAL TYPE PROFILE CUFF HIGH VOLUME/LOW PRESSURE RADIOPAQUE WITH 15MM TERMINATION CONNECTOR NUMERICAL SCALING EVERY 1 CM STARTING FROM INSERTION SIDE PROPER CORRELATION BETWEEN ID/OD SMOOTH FORMED MURPHY EYE AND TIP SMOOTH TAPE RED MEMBRANE CUFF DISPOSABLE STERILE SIZE 7.5MM (ID) | RESPIRATORY AND ANESTHESIA TENDER
1921 | 4227190323600 | TUBE ENDOTRACHEAL POLYVINYL (PVC) ORAL / NASAL TYPE PROFILE CUFF HIGH VOLUME/LOW PRESSURE RADIOPAQUE WITH 15MM TERMINATION CONNECTOR NUMERIC AL SCALING EVERY 1 CM STARTING FROM INSERTION SIDE PROPER CORRELATION BETWEEN ID/OD SMOOTH FORMED MURPHY EYE AND TIP SMOOTH TAPER ED MEMBRANE CUFF DISPOSABLE STERILE SIZE 8.5MM (ID) | RESPIRATORY AND ANESTHESIA TENDER
1922 | 4227190325800 | TUBE ENDOTRACHEAL RAE- PREFORMED PVC UNCUFFED ORAL TYPE RADIOPAQUE WITH 15MM TERMINATION CONNECTOR SMOOTH FORMED MURPHY EYE AND TIP NUMERICAL SCALING EVERY 1 CM STARTING FROM INSERTION SIDE PROPER CORRELATION BETWEEN ID/OD DISPOSABLE STERILE SIZE 2.5MM ( ID) | RESPIRATORY AND ANESTHESIA TENDER
1923 | 4227190325900 | TUBE ENDOTRACHEAL RAE- PREFORMED PVC UNCUFFED ORAL TYPE RADIOPAQUE WITH 15MM TERMINATION CONNECTOR SMOOTH FORMED MURPHY EYE AND TIP NUMERICAL SCALING EVERY 1 CM STARTING FROM INSERTION SIDE PROPER CORRELATION BETWEEN ID/OD DISPOSABLE STERILE SIZE 3.0MM ( ID) | RESPIRATORY AND ANESTHESIA TENDER
1924 | 4227190326000 | TUBE ENDOTRACHEAL RAE- PREFORMED PVC UNCUFFED ORAL TYPE RADIOPAQUE WITH 15MM TERMINATION CONNECTOR SMOOTH FORMED MURPHY EYE AND TIP NUMERICAL SCALING EVERY 1 CM STARTING FROM INSERTION SIDE PROPER CORRELATION BETWEEN ID/OD DISPOSABLE STERILE SIZE 3.5MM ( ID) | RESPIRATORY AND ANESTHESIA TENDER
1925 | 4227190326100 | TUBE ENDOTRACHEAL RAE- PREFORMED PVC UNCUFFED ORAL TYPE RADIOPAQUE WITH 15MM TERMINATION CONNECTOR SMOOTH FORMED MURPHY EYE AND TIP NUMERICAL SCALING EVERY 1 CM STARTING FROM INSERTION SIDE PROPER CORRELATION BETWEEN ID/OD DISPOSABLE STERILE SIZE 4.0MM ( ID) | RESPIRATORY AND ANESTHESIA TENDER
1926 | 4227190326200 | TUBE ENDOTRACHEAL RAE- PREFORMED PVC UNCUFFED ORAL TYPE RADIOPAQUE WITH 15MM TERMINATION CONNECTOR SMOOTH FORMED MURPHY EYE AND TIP NUMERICAL SCALING EVERY 1 CM STARTING FROM INSERTION SIDE PROPER CORRELATION BETWEEN ID/OD DISPOSABLE STERILE SIZE 4.5MM ( ID) | RESPIRATORY AND ANESTHESIA TENDER
1927 | 4227190326300 | TUBE ENDOTRACHEAL RAE- PREFORMED PVC UNCUFFED ORAL TYPE RADIOPAQUE WITH 15MM TERMINATION CONNECTOR SMOOTH FORMED MURPHY EYE AND TIP NUMERICAL SCALING EVERY 1 CM STARTING FROM INSERTION SIDE PROPER CORRELATION BETWEEN ID/OD DISPOSABLE STERILE SIZE 5.0MM ( ID) | RESPIRATORY AND ANESTHESIA TENDER
1928 | 4227190326400 | TUBE ENDOTRACHEAL RAE- PREFORMED PVC UNCUFFED ORAL TYPE RADIOPAQUE WITH 15MM TERMINATION CONNECTOR SMOOTH FORMED MURPHY EYE AND TIP NUMERICAL SCALING EVERY 1 CM STARTING FROM INSERTION SIDE PROPER CORRELATION BETWEEN ID/OD DISPOSABLE STERILE SIZE 5.5MM ( ID) | RESPIRATORY AND ANESTHESIA TENDER
1929 | 4227190326500 | TUBE ENDOTRACHEAL RAE- PREFORMED PVC UNCUFFED ORAL TYPE RADIOPAQUE WITH 15MM TERMINATION CONNECTOR SMOOTH FORMED MURPHY EYE AND TIP NUMERICAL SCALING EVERY 1 CM STARTING FROM INSERTION SIDE PROPER CORRELATION BETWEEN ID/OD DISPOSABLE STERILE SIZE 6.0MM ( ID) | RESPIRATORY AND ANESTHESIA TENDER
1930 | 4227190326600 | TUBE ENDOTRACHEAL RAE- PREFORMED PVC UNCUFFED ORAL TYPE RADIOPAQUE WITH 15MM TERMINATION CONNECTOR SMOOTH FORMED MURPHY EYE AND TIP NUMERICAL SCALING EVERY 1 CM STARTING FROM INSERTION SIDE PROPER CORRELATION BETWEEN ID/OD DISPOSABLE STERILE SIZE 6.5MM ( ID) | RESPIRATORY AND ANESTHESIA TENDER
1931 | 4227190326700 | TUBE ENDOTRACHEAL RAE- PREFORMED PVC UNCUFFED ORAL TYPE RADIOPAQUE WITH 15MM TERMINATION CONNECTOR SMOOTH FORMED MURPHY EYE AND TIP NUMERICAL SCALING EVERY 1 CM STARTING FROM INSERTION SIDE PROPER CORRELATION BETWEEN ID/OD DISPOSABLE STERILE SIZE 7.0MM ( ID) | RESPIRATORY AND ANESTHESIA TENDER
1932 | 4227190326800 | TUBE ENDOTRACHEAL RAE- PREFORMED PVC CUFFED ORAL TYPE RADIOPAQUE WITH 15MM TERMINATION CONNECTOR SMOOTH FORMED MURPHY EYE AND TIP NUMERICAL SCALING EVERY 1 CM STARTING FROM INSERTION SIDE PROPER CORRELATION BETWEEN ID/OD DISPOSABLE STERILE SIZE 3.0MM (ID ) | RESPIRATORY AND ANESTHESIA TENDER
1933 | 4227190326900 | TUBE ENDOTRACHEAL RAE- PREFORMED PVC CUFFED ORAL TYPE RADIOPAQUE WITH 15MM TERMINATION CONNECTOR SMOOTH FORMED MURPHY EYE AND T IP NUMERICAL SCALING EVERY 1 CM STARTING FROM INSERTION SIDE PROPER CORRELATION BETWEEN ID/OD DISPOSABLE STERILE SIZE 3.5MM (ID ) | RESPIRATORY AND ANESTHESIA TENDER
1934 | 4227190327000 | TUBE ENDOTRACHEAL RAE- PREFORMED PVC CUFFED ORAL TYPE RADIOPAQUE WITH 15MM TERMINATION CONNECTOR SMOOTH FORMED MURPHY EYE AND T IP NUMERICAL SCALING EVERY 1 CM STARTING FROM INSERTION SIDE PROPER CORRELATION BETWEEN ID/OD DISPOSABLE STERILE SIZE 4.0MM (ID ) | RESPIRATORY AND ANESTHESIA TENDER
1935 | 4227190327100 | TUBE ENDOTRACHEAL RAE- PREFORMED PVC CUFFED ORAL TYPE RADIOPAQUE WITH 15MM TERMINATION CONNECTOR SMOOTH FORMED MURPHY EYE AND T IP NUMERICAL SCALING EVERY 1 CM STARTING FROM INSERTION SIDE PROPER CORRELATION BETWEEN ID/OD DISPOSABLE STERILE SIZE 4.5MM (ID ) | RESPIRATORY AND ANESTHESIA TENDER
1936 | 4227190327200 | TUBE ENDOTRACHEAL RAE- PREFORMED PVC CUFFED ORAL TYPE RADIOPAQUE WITH 15MM TERMINATION CONNECTOR SMOOTH FORMED MURPHY EYE AND T IP NUMERICAL SCALING EVERY 1 CM STARTING FROM INSERTION SIDE PROPER CORRELATION BETWEEN ID/OD DISPOSABLE STERILE SIZE 5.0MM (ID ) | RESPIRATORY AND ANESTHESIA TENDER
1937 | 4227190327300 | TUBE ENDOTRACHEAL RAE- PREFORMED PVC CUFFED ORAL TYPE RADIOPAQUE WITH 15MM TERMINATION CONNECTOR SMOOTH FORMED MURPHY EYE AND T IP NUMERICAL SCALING EVERY 1 CM STARTING FROM INSERTION SIDE PROPER CORRELATION BETWEEN ID/OD DISPOSABLE STERILE SIZE 5.5MM (ID ) | RESPIRATORY AND ANESTHESIA TENDER
1938 | 4227190327400 | TUBE ENDOTRACHEAL RAE- PREFORMED PVC CUFFED ORAL TYPE RADIOPAQUE WITH 15MM TERMINATION CONNECTOR SMOOTH FORMED MURPHY EYE AND T IP NUMERICAL SCALING EVERY 1 CM STARTING FROM INSERTION SIDE PROPER CORRELATION BETWEEN ID/OD DISPOSABLE STERILE SIZE 6.0MM (ID ) | RESPIRATORY AND ANESTHESIA TENDER
1939 | 4227190327500 | TUBE ENDOTRACHEAL RAE- PREFORMED PVC CUFFED ORAL TYPE RADIOPAQUE WITH 15MM TERMINATION CONNECTOR SMOOTH FORMED MURPHY EYE AND T IP NUMERICAL SCALING EVERY 1 CM STARTING FROM INSERTION SIDE PROPER CORRELATION BETWEEN ID/OD DISPOSABLE STERILE SIZE 6.5MM (ID ) | RESPIRATORY AND ANESTHESIA TENDER
1940 | 4227190327600 | TUBE ENDOTRACHEAL RAE- PREFORMED PVC CUFFED ORAL TYPE RADIOPAQUE WITH 15MM TERMINATION CONNECTOR SMOOTH FORMED MURPHY EYE AND T IP NUMERICAL SCALING EVERY 1 CM STARTING FROM INSERTION SIDE PROPER CORRELATION BETWEEN ID/OD DISPOSABLE STERILE SIZE 7.0MM (ID ) | RESPIRATORY AND ANESTHESIA TENDER
1941 | 4227190327700 | TUBE ENDOTRACHEAL RAE- PREFORMED PVC CUFFED ORAL TYPE RADIOPAQUE WITH 15MM TERMINATION CONNECTOR SMOOTH FORMED MURPHY EYE AND T IP NUMERICAL SCALING EVERY 1 CM STARTING FROM INSERTION SIDE PROPER CORRELATION BETWEEN ID/OD DISPOSABLE STERILE SIZE 7.5MM (ID ) | RESPIRATORY AND ANESTHESIA TENDER
1942 | 4227190327800 | TUBE ENDOTRACHEAL RAE- PREFORMED PVC CUFFED ORAL TYPE RADIOPAQUE WITH 15MM TERMINATION CONNECTOR SMOOTH FORMED MURPHY EYE AND T IP NUMERICAL SCALING EVERY 1 CM STARTING FROM INSERTION SIDE PROPER CORRELATION BETWEEN ID/OD DISPOSABLE STERILE SIZE 8.0MM (ID ) | RESPIRATORY AND ANESTHESIA TENDER
1943 | 4227190327900 | TUBE ENDOTRACHEAL RAE- PREFORMED PVC CUFFED ORAL TYPE RADIOPAQUE WITH 15MM TERMINATION CONNECTOR SMOOTH FORMED MURPHY EYE AND T IP NUMERICAL SCALING EVERY 1 CM STARTING FROM INSERTION SIDE PROPER CORRELATION BETWEEN ID/OD DISPOSABLE STERILE SIZE 8.5MM (ID ) | RESPIRATORY AND ANESTHESIA TENDER
1944 | 4227190324600 | TUBE ENDOTRACHEAL POLYVINYL ORAL / NASAL TYPE CUFFED RADIOPAQUE WITH 15MM TERMINATION CONNECTOR SMOOTH FORMED MURPHY EYE AND TIP WITH SUBGLOTTIC SUCTION TAPER NUMERICAL SCALING EVERY 1 CM STARTING FROM INSERTION SIDE PROPER CORRELATION BETWEEN ID/OD DISPOSABLE STERILE SIZE 3.0MM (ID) | RESPIRATORY AND ANESTHESIA TENDER
1945 | 4227190324700 | TUBE ENDOTRACHEAL POLYVINYL ORAL / NASAL TYPE CUFFED RADIOPAQUE WITH 15MM TERMINATION CONNECTOR SMOOTH FORMED MURPHY EYE AND TIP WITH SUBGLOTTIC SUCTION TAPER NUMERICAL SCALING EVERY 1 CM STARTING FROM INSERTION SIDE PROPER CORRELATION BETWEEN ID/OD DISPOSABLE STERILE SIZE 3.5MM (ID) | RESPIRATORY AND ANESTHESIA TENDER
1946 | 4227190324800 | TUBE ENDOTRACHEAL POLYVINYL ORAL / NASAL TYPE CUFFED RADIOPAQUE WITH 15MM TERMINATION CONNECTOR SMOOTH FORMED MURPHY EYE AND TIP WITH SUBGLOTTIC SUCTION TAPER NUMERICAL SCALING EVERY 1 CM STARTING FROM INSERTION SIDE PROPER CORRELATION BETWEEN ID/OD DISPOSABLE STERILE SIZE 4.0MM (ID) | RESPIRATORY AND ANESTHESIA TENDER
1947 | 4227190324900 | TUBE ENDOTRACHEAL POLYVINYL ORAL / NASAL TYPE CUFFED RADIOPAQUE WITH 15MM TERMINATION CONNECTOR SMOOTH FORMED MURPHY EYE AND TIP WITH SUBGLOTTIC SUCTION TAPER NUMERICAL SCALING EVERY 1 CM STARTING FROM INSERTION SIDE PROPER CORRELATION BETWEEN ID/OD DISPOSABLE STERILE SIZE 4.5MM (ID) | RESPIRATORY AND ANESTHESIA TENDER
1948 | 4227190325000 | TUBE ENDOTRACHEAL POLYVINYL ORAL / NASAL TYPE CUFFED RADIOPAQUE WITH 15MM TERMINATION CONNECTOR SMOOTH FORMED MURPHY EYE AND TIP WITH SUBGLOTTIC SUCTION TAPER NUMERICAL SCALING EVERY 1 CM STARTING FROM INSERTION SIDE PROPER CORRELATION BETWEEN ID/OD DISPOSABLE STERILE SIZE 5.0MM (ID) | RESPIRATORY AND ANESTHESIA TENDER
1949 | 4227190325100 | TUBE ENDOTRACHEAL POLYVINYL ORAL / NASAL TYPE CUFFED RADIOPAQUE WITH 15MM TERMINATION CONNECTOR SMOOTH FORMED MURPHY EYE AND TIP WITH SUBGLOTTIC SUCTION TAPER NUMERICAL SCALING EVERY 1 CM STARTING FROM INSERTION SIDE PROPER CORRELATION BETWEEN ID/OD DISPOSABLE STERILE SIZE 5.5MM (ID) | RESPIRATORY AND ANESTHESIA TENDER
1950 | 4227190328000 | TUBE ENDOTRACHEAL POLYVINYL REINFORCED BY CIRCUMFERENTIAL RIBS ORAL/NASAL TYPE UNCUFFED RADIOPAQUE WITH 15MM TERMINATION CONNECT OR SMOOTH FORMED MURPHY EYE AND TIP WITH STYLET NUMERICAL SCALING EVERY 1 CM STARTING FROM INSERTION SIDE PROPER CORRELATION BET WEEN ID/OD DISPOSABLE STERILE SIZE 2.5MM (ID) | RESPIRATORY AND ANESTHESIA TENDER
1951 | 4227190328100 | TUBE ENDOTRACHEAL POLYVINYL REINFORCED BY CIRCUMFERENTIAL RIBS ORAL/NASAL TYPE UNCUFFED RADIOPAQUE WITH 15MM TERMINATION CONNECT OR SMOOTH FORMED MURPHY EYE AND TIP WITH STYLET NUMERICAL SCALING EVERY 1 CM STARTING FROM INSERTION SIDE PROPER CORRELATION BET WEEN ID/OD DISPOSABLE STERILE SIZE 3.0MM (ID) | RESPIRATORY AND ANESTHESIA TENDER
1952 | 4227190328200 | TUBE ENDOTRACHEAL POLYVINYL REINFORCED BY CIRCUMFERENTIAL RIBS ORAL/NASAL TYPE UNCUFFED RADIOPAQUE WITH 15MM TERMINATION CONNECT OR SMOOTH FORMED MURPHY EYE AND TIP WITH STYLET NUMERICAL SCALING EVERY 1 CM STARTING FROM INSERTION SIDE PROPER CORRELATION BET WEEN ID/OD DISPOSABLE STERILE SIZE 3.5MM (ID) | RESPIRATORY AND ANESTHESIA TENDER
1953 | 4227190328300 | TUBE ENDOTRACHEAL POLYVINYL REINFORCED BY CIRCUMFERENTIAL RIBS ORAL/NASAL TYPE UNCUFFED RADIOPAQUE WITH 15MM TERMINATION CONNECT OR SMOOTH FORMED MURPHY EYE AND TIP WITH STYLET NUMERICAL SCALING EVERY 1 CM STARTING FROM INSERTION SIDE PROPER CORRELATION BET WEEN ID/OD DISPOSABLE STERILE SIZE 4.0MM (ID) | RESPIRATORY AND ANESTHESIA TENDER
1954 | 4227190328500 | TUBE ENDOTRACHEAL POLYVINYL REINFORCED BY CIRCUMFERENTIAL RIBS ORAL/NASAL TYPE UNCUFFED RADIOPAQUE WITH 15MM TERMINATION CONNECT OR SMOOTH FORMED MURPHY EYE AND TIP WITH STYLET NUMERICAL SCALING EVERY 1 CM STARTING FROM INSERTION SIDE PROPER CORRELATION BET WEEN ID/OD DISPOSABLE STERILE SIZE 5.0MM (ID) | RESPIRATORY AND ANESTHESIA TENDER
1955 | 4227190328600 | TUBE ENDOTRACHEAL POLYVINYL REINFORCED BY CIRCUMFERENTIAL RIBS ORAL/NASAL TYPE UNCUFFED RADIOPAQUE WITH 15MM TERMINATION CONNECT OR SMOOTH FORMED MURPHY EYE AND TIP WITH STYLET NUMERICAL SCALING EVERY 1 CM STARTING FROM INSERTION SIDE PROPER CORRELATION BET WEEN ID/OD DISPOSABLE STERILE SIZE 5.5MM (ID) | RESPIRATORY AND ANESTHESIA TENDER
1956 | 4227190328700 | TUBE ENDOTRACHEAL POLYVINYL REINFORCED BY CIRCUMFERENTIAL RIBS ORAL/NASAL TYPE UNCUFFED RADIOPAQUE WITH 15MM TERMINATION CONNECT OR SMOOTH FORMED MURPHY EYE AND TIP WITH STYLET NUMERICAL SCALING EVERY 1 CM STARTING FROM INSERTION SIDE PROPER CORRELATION BET WEEN ID/OD DISPOSABLE STERILE SIZE 6.0MM (ID) | RESPIRATORY AND ANESTHESIA TENDER
1957 | 4227190328800 | TUBE ENDOTRACHEAL POLYVINYL REINFORCED BY CIRCUMFERENTIAL RIBS ORAL/NASAL TYPE UNCUFFED RADIOPAQUE WITH 15MM TERMINATION CONNECT OR SMOOTH FORMED MURPHY EYE AND TIP WITH STYLET NUMERICAL SCALING EVERY 1 CM STARTING FROM INSERTION SIDE PROPER CORRELATION BET WEEN ID/OD DISPOSABLE STERILE SIZE 6.5MM (ID) | RESPIRATORY AND ANESTHESIA TENDER
1958 | 4227190328900 | TUBE ENDOTRACHEAL POLYVINYL REINFORCED BY CIRCUMFERENTIAL RIBS ORAL/NASAL TYPE UNCUFFED RADIOPAQUE WITH 15MM TERMINATION CONNECT OR SMOOTH FORMED MURPHY EYE AND TIP WITH STYLET NUMERICAL SCALING EVERY 1 CM STARTING FROM INSERTION SIDE PROPER CORRELATION BET WEEN ID/OD DISPOSABLE STERILE SIZE 7.0MM (ID) | RESPIRATORY AND ANESTHESIA TENDER
1959 | 4227190329000 | TUBE ENDOTRACHEAL POLYVINYL REINFORCED BY CIRCUMFERENTIAL RIBS ORAL/NASAL TYPE UNCUFFED RADIOPAQUE WITH 15MM TERMINATION CONNECT OR SMOOTH FORMED MURPHY EYE AND TIP WITH STYLET NUMERICAL SCALING EVERY 1 CM STARTING FROM INSERTION SIDE PROPER CORRELATION BET WEEN ID/OD DISPOSABLE STERILE SIZE 7.5MM (ID) | RESPIRATORY AND ANESTHESIA TENDER
1960 | 4227190329100 | TUBE ENDOTRACHEAL POLYVINYL REINFORCED BY CIRCUMFERENTIAL RIBS ORAL/NASAL TYPE PROFILE CUFF HIGH VOLUME/LOW PRESSURE RADIOPAQUE WITH 15MM TERMINATION CONNECTOR WITH STYLET NUMERICAL SCALING EVERY 1 CM STARTING FROM INSERTION SIDE PROPER CORRELATION BETWEEN ID/OD SMOOTH FORMED MURPHY EYE AND TIP SMOOTH TAPERED MEMBRANE CUFF DISPOSABLE STERILE SIZE 3.0MM (ID) | RESPIRATORY AND ANESTHESIA TENDER
1961 | 4227190329200 | TUBE ENDOTRACHEAL POLYVINYL REINFORCED BY CIRCUMFERENTIAL RIBS ORAL/NASAL TYPE PROFILE CUFF HIGH VOLUME/LOW PRESSURE RADIOPAQUE WITH 15MM TERMINATION CONNECTOR WITH STYLET NUMERICAL SCALING EVERY 1 CM STARTING FROM INSERTION SIDE PROPER CORRELATION BETWEEN ID/OD SMOOTH FORMED MURPHY EYE AND TIP SMOOTH TAPERED MEMBRANE CUFF DISPOSABLE STERILE SIZE 3.5MM (ID) | RESPIRATORY AND ANESTHESIA TENDER
1962 | 4227190329300 | TUBE ENDOTRACHEAL POLYVINYL REINFORCED BY CIRCUMFERENTIAL RIBS ORAL/NASAL TYPE PROFILE CUFF HIGH VOLUME/LOW PRESSURE RADIOPAQUE WITH 15MM TERMINATION CONNECTOR WITH STYLET NUMERICAL SCALING EVERY 1 CM STARTING FROM INSERTION SIDE PROPER CORRELATION BETWEEN ID/OD SMOOTH FORMED MURPHY EYE AND TIP SMOOTH TAPERED MEMBRANE CUFF DISPOSABLE STERILE SIZE 4.0MM (ID) | RESPIRATORY AND ANESTHESIA TENDER
1963 | 4227190329400 | TUBE ENDOTRACHEAL POLYVINYL REINFORCED BY CIRCUMFERENTIAL RIBS ORAL/NASAL TYPE PROFILE CUFF HIGH VOLUME/LOW PRESSURE RADIOPAQUE WITH 15MM TERMINATION CONNECTOR WITH STYLET NUMERICAL SCALING EVERY 1 CM STARTING FROM INSERTION SIDE PROPER CORRELATION BETWEEN ID/OD SMOOTH FORMED MURPHY EYE AND TIP SMOOTH TAPERED MEMBRANE CUFF DISPOSABLE STERILE SIZE 4.5MM (ID) | RESPIRATORY AND ANESTHESIA TENDER
1964 | 4227190329500 | TUBE ENDOTRACHEAL POLYVINYL REINFORCED BY CIRCUMFERENTIAL RIBS ORAL/NASAL TYPE PROFILE CUFF HIGH VOLUME/LOW PRESSURE RADIOPAQUE WITH 15MM TERMINATION CONNECTOR WITH STYLET NUMERICAL SCALING EVERY 1 CM STARTING FROM INSERTION SIDE PROPER CORRELATION BETWEEN ID/OD SMOOTH FORMED MURPHY EYE AND TIP SMOOTH TAPERED MEMBRANE CUFF DISPOSABLE STERILE SIZE 5.0MM (ID) | RESPIRATORY AND ANESTHESIA TENDER
1965 | 4227190329600 | TUBE ENDOTRACHEAL POLYVINYL REINFORCED BY CIRCUMFERENTIAL RIBS ORAL/NASAL TYPE PROFILE CUFF HIGH VOLUME/LOW PRESSURE RADIOPAQUE WITH 15MM TERMINATION CONNECTOR WITH STYLET NUMERICAL SCALING EVERY 1 CM STARTING FROM INSERTION SIDE PROPER CORRELATION BETWEEN ID/OD SMOOTH FORMED MURPHY EYE AND TIP SMOOTH TAPERED MEMBRANE CUFF DISPOSABLE STERILE SIZE 5.5MM (ID) | RESPIRATORY AND ANESTHESIA TENDER
1966 | 4227190329700 | TUBE ENDOTRACHEAL POLYVINYL REINFORCED BY CIRCUMFERENTIAL RIBS ORAL/NASAL TYPE PROFILE CUFF HIGH VOLUME/LOW PRESSURE RADIOPAQUE WITH 15MM TERMINATION CONNECTOR WITH STYLET NUMERICAL SCALING EVERY 1 CM STARTING FROM INSERTION SIDE PROPER CORRELATION BETWEEN ID/OD SMOOTH FORMED MURPHY EYE AND TIP SMOOTH TAPERED MEMBRANE CUFF DISPOSABLE STERILE SIZE 6.0MM (ID) | RESPIRATORY AND ANESTHESIA TENDER
1967 | 4227190329800 | TUBE ENDOTRACHEAL POLYVINYL REINFORCED BY CIRCUMFERENTIAL RIBS ORAL/NASAL TYPE PROFILE CUFF HIGH VOLUME/LOW PRESSURE RADIOPAQUE WITH 15MM TERMINATION CONNECTOR WITH STYLET NUMERICAL SCALING EVERY 1 CM STARTING FROM INSERTION SIDE PROPER CORRELATION BETWEEN ID/OD SMOOTH FORMED MURPHY EYE AND TIP SMOOTH TAPERED MEMBRANE CUFF DISPOSABLE STERILE SIZE 6.5MM (ID) | RESPIRATORY AND ANESTHESIA TENDER
1968 | 4227190329900 | TUBE ENDOTRACHEAL POLYVINYL REINFORCED BY CIRCUMFERENTIAL RIBS ORAL/NASAL TYPE PROFILE CUFF HIGH VOLUME/LOW PRESSURE RADIOPAQUE WITH 15MM TERMINATION CONNECTOR WITH STYLET NUMERICAL SCALING EVERY 1 CM STARTING FROM INSERTION SIDE PROPER CORRELATION BETWEEN ID/OD SMOOTH FORMED MURPHY EYE AND TIP SMOOTH TAPERED MEMBRANE CUFF DISPOSABLE STERILE SIZE 7.0MM (ID) | RESPIRATORY AND ANESTHESIA TENDER
1969 | 4227190330000 | TUBE ENDOTRACHEAL POLYVINYL REINFORCED BY CIRCUMFERENTIAL RIBS ORAL/NASAL TYPE PROFILE CUFF HIGH VOLUME/LOW PRESSURE RADIOPAQUE WITH 15MM TERMINATION CONNECTOR WITH STYLET NUMERICAL SCALING EVERY 1 CM STARTING FROM INSERTION SIDE PROPER CORRELATION BETWEEN ID/OD SMOOTH FORMED MURPHY EYE AND TIP SMOOTH TAPERED MEMBRANE CUFF DISPOSABLE STERILE SIZE 7.5MM (ID) | RESPIRATORY AND ANESTHESIA TENDER
1970 | 4227190330100 | TUBE ENDOTRACHEAL POLYVINYL REINFORCED BY CIRCUMFERENTIAL RIBS ORAL/NASAL TYPE PROFILE CUFF HIGH VOLUME/LOW PRESSURE RADIOPAQUE WITH 15MM TERMINATION CONNECTOR WITH STYLET NUMERICAL SCALING EVERY 1 CM STARTING FROM INSERTION SIDE PROPER CORRELATION BETWEEN ID/OD SMOOTH FORMED MURPHY EYE AND TIP SMOOTH TAPERED MEMBRANE CUFF DISPOSABLE STERILE SIZE 8.0MM (ID) | RESPIRATORY AND ANESTHESIA TENDER
1971 | 4227190330200 | TUBE ENDOTRACHEAL POLYVINYL (PVC) REINFORCED BY CIRCUMFERENTIAL RIBS ORAL/NASAL TYPE PROFILE CUFF HIGH VOLUME/LOW PRESSURE RADIOPAQUE WITH 15MM TERMINATION CONNECTOR WITH STYLET NUMERICAL SCALING EVERY 1 CM STARTING FROM INSERTION SIDE PROPER CORRELATION BETWEEN ID/OD SMOOTH FORMED MURPHY EYE AND TIP SMOOTH TAPERED MEMBRANE CUFF DISPOSABLE STERILE SIZE 8.5MM (ID) | RESPIRATORY AND ANESTHESIA TENDER
1972 | 4227190330300 | TUBE ENDOTRACHEAL POLYVINYL REINFORCED BY CIRCUMFERENTIAL RIBS ORAL/NASAL TYPE PROFILE CUFF HIGH VOLUME/LOW PRESSURE RADIOPAQUE WITH 15MM TERMINATION CONNECTOR WITH STYLET NUMERICAL SCALING EVERY 1 CM STARTING FROM INSERTION SIDE PROPER CORRELATION BETWEEN ID/OD SMOOTH FORMED MURPHY EYE AND TIP SMOOTH TAPERED MEMBRANE CUFF DISPOSABLE STERILE SIZE 9.0MM (ID) | RESPIRATORY AND ANESTHESIA TENDER
1973 | 4227190330400 | TUBE ENDOTRACHEAL PREFORMED PVC PLAIN NASAL TYPE RADIOPAQUE WITH 15MM TERMINATION CONNECTOR SMOOTH FORMED MURPHY EYE AND TIP NUMERICAL SCALING EVERY 1 CM STARTING FROM INSERTION SIDE PROPER CORRELATION BETWEEN ID/OD DISPOSABLE STERILE SIZE 2.5MM(ID) | RESPIRATORY AND ANESTHESIA TENDER
1974 | 4227190330500 | TUBE ENDOTRACHEAL PREFORMED PVC PLAIN NASAL TYPE RADIOPAQUE WITH 15MM TERMINATION CONNECTOR SMOOTH FORMED MURPHY EYE AND TIP NUMERICAL SCALING EVERY 1 CM STARTING FROM INSERTION SIDE PROPER CORRELATION BETWEEN ID/OD DISPOSABLE STERILE SIZE 3.0MM(ID) | RESPIRATORY AND ANESTHESIA TENDER
1975 | 4227190330600 | TUBE ENDOTRACHEAL PREFORMED PVC PLAIN NASAL TYPE RADIOPAQUE WITH 15MM TERMINATION CONNECTOR SMOOTH FORMED MURPHY EYE AND TIP NUMERICAL SCALING EVERY 1 CM STARTING FROM INSERTION SIDE PROPER CORRELATION BETWEEN ID/OD DISPOSABLE STERILE SIZE 3.5MM(ID) | RESPIRATORY AND ANESTHESIA TENDER
1976 | 4227190331300 | TUBE ENDOTRACHEAL PREFORMED PVC PLAIN NASAL TYPE RADIOPAQUE WITH 15MM TERMINATION CONNECTOR SMOOTH FORMED MURPHY EYE AND TIP NUMERICAL SCALING EVERY 1 CM STARTING FROM INSERTION SIDE PROPER CORRELATION BETWEEN ID/OD DISPOSABLE STERILE SIZE 7.0MM(ID) | RESPIRATORY AND ANESTHESIA TENDER
1977 | 4227190331400 | TUBE ENDOTRACHEAL PVC NASAL NORTH PROFILE CUFF DISPOSABLE STERILE SIZE 3.0MM (ID) | RESPIRATORY AND ANESTHESIA TENDER
1978 | 4227190331500 | TUBE ENDOTRACHEAL PVC NASAL NORTH PROFILE CUFF DISPOSABLE STERILE SIZE 3.5MM (ID) | RESPIRATORY AND ANESTHESIA TENDER
1979 | 4227190331600 | TUBE ENDOTRACHEAL PVC NASAL NORTH PROFILE CUFF DISPOSABLE STERILE SIZE 4.0MM (ID) | RESPIRATORY AND ANESTHESIA TENDER
1980 | 4227190331700 | TUBE ENDOTRACHEAL PVC NASAL NORTH PROFILE CUFF DISPOSABLE STERILE SIZE 4.5MM (ID) | RESPIRATORY AND ANESTHESIA TENDER
1981 | 4227190331800 | TUBE ENDOTRACHEAL PVC NASAL NORTH PROFILE CUFF DISPOSABLE STERILE SIZE 5.0MM (ID) | RESPIRATORY AND ANESTHESIA TENDER
1982 | 4227190331900 | TUBE ENDOTRACHEAL PVC NASAL NORTH PROFILE CUFF DISPOSABLE STERILE SIZE 5.5MM (ID) | RESPIRATORY AND ANESTHESIA TENDER
1983 | 4227190332000 | TUBE ENDOTRACHEAL PVC NASAL NORTH PROFILE CUFF DISPOSABLE STERILE SIZE 6.0MM (ID) | RESPIRATORY AND ANESTHESIA TENDER
1984 | 4227190332100 | TUBE ENDOTRACHEAL PVC NASAL NORTH PROFILE CUFF DISPOSABLE STERILE SIZE 6.5MM (ID) | RESPIRATORY AND ANESTHESIA TENDER
1985 | 4227190332200 | TUBE ENDOTRACHEAL PVC NASAL NORTH PROFILE CUFF DISPOSABLE STERILE SIZE 7.0MM (ID) | RESPIRATORY AND ANESTHESIA TENDER
1986 | 4227190332300 | TUBE ENDOTRACHEAL PVC NASAL NORTH PROFILE CUFF DISPOSABLE STERILE SIZE 7.5MM (ID) | RESPIRATORY AND ANESTHESIA TENDER
1987 | 4227190332400 | TUBE ENDOTRACHEAL PVC NASAL NORTH PROFILE CUFF DISPOSABLE STERILE SIZE 8.0MM (ID) | RESPIRATORY AND ANESTHESIA TENDER
1988 | 4227190332500 | TUBE ENDOTRACHEAL PVC NASAL NORTH PROFILE CUFF DISPOSABLE STERILE SIZE 8.5MM (ID) | RESPIRATORY AND ANESTHESIA TENDER
1989 | 4227201802800 | MICROLARYNGEAL TUBE PVC ORAL / NASAL CUFFED CURVED DISTAL - TIP MURPHY EYE HIGH VOLUME/LOW PRESSURE STERILE SIZE 4.0MM (ID) | RESPIRATORY AND ANESTHESIA TENDER
1990 | 4227201803200 | MICROLARYNGEAL TUBE PVC ORAL / NASAL CUFFED CURVED DISTAL - TIP MURPHY EYE HIGH VOLUME/LOW PRESSURE STERILE SIZE 6.0MM (ID) | RESPIRATORY AND ANESTHESIA TENDER
1991 | 4227160003000 | MINI FILTER HME, SIZE INFANT, DISPOSABLE, STERILE,MACHINE SIDE 15MM (OD), PATIENT SIDE 15MM (ID). | RESPIRATORY AND ANESTHESIA TENDER
1992 | 4227160004900 | HIGH FLOW NASAL CANNULA SIZES (NEONATAL) WITH CONNECTING ADAPTER COMPATIBLE WITH AIRVO2 MACHINE OR EQUIVALENT | RESPIRATORY AND ANESTHESIA TENDER
1993 | 4227160005000 | HIGH FLOW NASAL CANNULA SIZES (INFANT) WITH CONNECTING ADAPTER COMPATIBLE WITH AIRVO2 MACHINE OR EQUIVALENT | RESPIRATORY AND ANESTHESIA TENDER
1994 | 4227160005100 | HIGH FLOW NASAL CANNULA SIZES (PEDIATRIC) WITH CONNECTING ADAPTER COMPATIBLE WITH AIRVO2 MACHINE OR EQUIVALENT | RESPIRATORY AND ANESTHESIA TENDER
1995 | 4227160005200 | HIGH FLOW NASAL CANNULA SIZES (ADULT SMALL) WITH CONNECTING ADAPTER COMPATIBLE WITH AIRVO2 MACHINE OR EQUIVALENT | RESPIRATORY AND ANESTHESIA TENDER
1996 | 4227160005300 | HIGH FLOW NASAL CANNULA SIZES (ADULT MEDIUM) WITH CONNECTING ADAPTER COMPATIBLE WITH AIRVO2 MACHINE OR EQUIVALENT | RESPIRATORY AND ANESTHESIA TENDER
1997 | 4227160007900 | THERMAL PAPER ROLL COMPATIBLE WITH PRINTER NOX SYSTEM OR EQUIVALENT | RESPIRATORY AND ANESTHESIA TENDER
1998 | 4227150503300 | HIGH FLOW NASAL CANNULA LARGE SIZE FOR ADULT (COMPATIBLE WITH HEATED VENTILATOR CIRCUIT) | RESPIRATORY AND ANESTHESIA TENDER
1999 | 4227150503400 | HIGH FLOW NASAL CANNULA MEDIUM SIZE FOR ADULT (COMPATIBLE WITH HEATED VENTILATOR CIRCUIT) | RESPIRATORY AND ANESTHESIA TENDER
2000 | 4227150503500 | HIGH FLOW NASAL CANNULA SMALL SIZE FOR ADULT (COMPATIBLE WITH HEATED VENTILATOR CIRCUIT) | RESPIRATORY AND ANESTHESIA TENDER
2001 | 4227150503700 | HIGH FLOW NASAL CANNULA LARGE SIZE FOR PEDIATRIC (COMPATIBLE WITH HEATED VENTILATOR CIRCUIT) | RESPIRATORY AND ANESTHESIA TENDER
2002 | 4227150503800 | HIGH FLOW NASAL CANNULA MEDIUM SIZE FOR PEDIATRIC (COMPATIBLE WITH HEATED VENTILATOR CIRCUIT) | RESPIRATORY AND ANESTHESIA TENDER
2003 | 4227150503900 | HIGH FLOW NASAL CANNULA SMALL SIZE FOR PEDIATRIC (COMPATIBLE WITH HEATED VENTILATOR CIRCUIT) | RESPIRATORY AND ANESTHESIA TENDER
2004 | 4227150504000 | HIGH FLOW NASAL CANNULA XSMALL SIZE FOR PEDIATRIC (COMPATIBLE WITH HEATED VENTILATOR CIRCUIT) | RESPIRATORY AND ANESTHESIA TENDER
2005 | 4227191534400 | MASK OXYGEN NEONATAL CLEAR PLASTIC WITH METAL STRIP OVER NOSE SMALL EXHALATION PORT BILATERAL OXYGEN TUBING RESISTANT LENGTH 2.1 M NEONATAL DISPOSABLE | RESPIRATORY AND ANESTHESIA TENDER
2006 | 4229514304200 | ECG ELECTRODE (ADULT) MRI COMPATIBLE | RESPIRATORY AND ANESTHESIA TENDER
2007 | 4227160009700 | CATHETER CENTRAL VENOUS COMPLETE SET CONTAINS: - TRIPLE LUMEN CATHETER 5.5FR X 5CM GUIDE WIRE(UNKINKABLE)SOFT TIP AND END J-TIP LUER LOCK SYRINGE 5ML INTRODUCER NEEDLE 21G TWO TISSUE DILATOR 6 FR NOT LESS THAN 7CM DISPOSABLE STERILE ONE (1) KIT = ONE (1) SET | RESPIRATORY AND ANESTHESIA TENDER
2008 | 4227160009800 | CATHETER CENTRAL VENOUS COMPLETE SET RADIOPAQUE CONTAINS: -DOUBLE LUMEN PUR CATHETER. - GUIDE WIRE (UNKINKABLE) - NON LUER LOCK SYRINGE 5 ML - INTRODUCER NEEDLE SHORT BEVEL. - INTRODUCER CANNULA. - DILATOR. - SECONDARY FIXATION DEVICE. -SLIDING CLAMPS SIZE: 5.5 FR LENGTH 8 CM PEEL PACK DISPOSABLE STERILE | RESPIRATORY AND ANESTHESIA TENDER
2009 | 4227160009900 | CATHETER CENTRAL VENOUS COMPLETE SET RADIOPAQUE CONTAINS: - DOUBLE LUMEN PUR CATHETER GUIDE WIRE(UNKINKABLE) NON LUER LOCK SYRINGE 5 ML INTRODUCER NEEDLE SHORT BEVEL INTRODUCER CANNULA DILATOR SECONDARY FIXATION DEVICE SLIDING CLAMPS SCAL P BLADE SIZE: 7 FR LENGTH 15-18 CM PEEL PACK DISPOSABLE STERILE | RESPIRATORY AND ANESTHESIA TENDER
2010 | 4227160010100 | CATHETER CENTRAL VENOUS COMPLETE SET RADIOPAQUE CONTAINS: - DOUBLE LUMEN PUR CATHETER. - GUIDE WIRE(UNKINKABLE) - NON LUER LOCK SYRINGE5 ML - INTRODUCER NEEDLE SHORT BEVEL. - INTRODUCER CANNULA. - DILATOR. - SECONDARY FIXATION DEVICE. -SLIDING CLAMPS. - SCALP BLADE. SIZE: 5 FR LENGTH 10-13 CM PEEL PACK DISPOSABLE STERILE | RESPIRATORY AND ANESTHESIA TENDER
2011 | 4227160010200 | CATHETER CENTRAL VENOUS COMPLETE SET RADIOPAQUE CONTAINS: - DOUBLE LUMEN PUR CATHETER. - GUIDE WIRE(UNKINKABLE) - NON LUER LOCK SYRINGE5 ML. - INTRODUCER NEEDLE SHORT BEVEL. - INTRODUCER CANNULA. - DILATOR. - SECONDARY FIXATION DEVICE. -SLIDING CLAMPS. - SCALP BLADE SIZE: 5 FR LENGTH 8 CM PEEL PACK DISPOSABLE STERILE | RESPIRATORY AND ANESTHESIA TENDER
2012 | 4227160010500 | CATHETER CENTRAL VENOUS COMPLETE SET RADIOPAQUE CONTAINS: - TRIPLE LUMEN PUR CATHETER. - GUIDE WIRE(UNKINKABLE) - NON LUER LOCK SYRINGE 5 ML - INTRODUCER NEEDLE SHORT BEVEL. - INTRODUCER CANNULA. - DILATOR. - SECONDARY FIXATION DEVICE. -SLIDING CLAMPS. - SCALP BLADE. - SIZE: 8.5 FR LENGTH 20 CM PEEL PACK DISPOSABLE STERILE | RESPIRATORY AND ANESTHESIA TENDER
2013 | 4227160010600 | CATHETER CENTRAL VENOUS COMPLETE KIT CONTAINS: DOUBLE LUMEN CATHETER 4 FR X 5CM - GUIDE WIRE (UNKINKABLE) NOT LESS THAN 40CM WITH SOFT TIP AND END J- TIP EXTENSION LINE CLAMPS FENESTRATED DRAPE ADHESIVE NOT LESS THAN 4060 CM WITH 7-10CM FENESTRATION- CATHETER CONTAIN CLAMP- SCALPEL NUMBER 11 NOT LESS THAN FOUR GAUZE 4X4" NOT LESS THAN TWO 2X2" SUTURE BRAIDED SILK WITH STRAIGHT NEEDLE TISSUE DILATOR INJECTION NEEDLE 25G SYRINGE 3ML LUER LOCK SYRINGE 5ML LUER SLIP INTRODUCER NEEDLE 21 GA CATHETER 22 GA X NOT LESS THAN 4.0CM RADIOPAQUE WITH INTRODUCER NEEDLE WITH 5 ML LUER-SLIP SYRINGE DISPOSABLE STERILE | RESPIRATORY AND ANESTHESIA TENDER
2014 | 4227160010700 | CATHETER CENTRAL VENOUS COMPLETE KIT CONTAINS: DOUBLE LUMEN CATHETER 4 FR X 8CM - GUIDE WIRE (UNKINKABLE) NOT LESS THAN 40CM WITH SOFT TIP AND END J- TIP EXTENSION LINE CLAMPS FENESTRATED DRAPE ADHESIVE NOT LESS THAN 4060 CM WITH 7-10CM FENESTRATION- CATHETER CONTAIN CLAMP- SCALPEL NUMBER 11 NOT LESS THAN FOUR GAUZE 4X4 NOT LESS THAN TWO 2X2 SUTURE BRAIDED SILK WITH STRAIGHT NEEDLE TISSUE DILATOR INJECTION NEEDLE 25G SYRINGE 3ML LUER LOCK SYRINGE 5ML LUER SLIP INTRODUCER NEEDLE 21 GA CATHETER 22 GA X NOT LESS THAN 4.0CM RADIOPAQUE WITH INTRODUCER NEEDLE WITH 5 ML LUER-SLIP SYRINGE DISPOSABLE STERILE ONE (1) SET = ONE (1) KIT | RESPIRATORY AND ANESTHESIA TENDER
2015 | 4227160011000 | CATHETER CENTRAL VENOUS COMPLETE SET RADIOPAQUE CONTAINS: - TRIPLE LUMEN PUR CATHETER. - GUIDE WIRE(UNKINKABLE) - NON LUER LOCK SYRINGE5 ML - INTRODUCER NEEDLE SHORT BEVEL. - INTRODUCER CANNULA. - DILATOR. - SECONDARY FIXATION DEVICE. -SLIDING CLAMPS. - SCALP BLADE. - SIZE: 5.5 FR LENGTH 13 CM PEEL PACK DISPOSABLE STERILE | RESPIRATORY AND ANESTHESIA TENDER
2016 | 4214253400300 | INTRAOSSEOUS ACCESS KIT, WITH A REUSABLE INTRAOSSEOUS ACCESS POWER DRIVER, EACH SET INCLUDES 15 GA. STERILE INTRAOSSEOUS NEEDLE S 45MM, 25MM AND 15MM LONG WITH STABILIZER DRESSING, CONNECT, EXTENSION SET, PATIENT WRIST BAND | RESPIRATORY AND ANESTHESIA TENDER
2017 | 4227250003800 | EPIDURAL SET G16 FOR ADULT : 16G X 12-15 CM TUOHY NEEDLE LOSS-OF RESISTANCE SYRINGE WELL SEALED NON LUER LOCK 20G CLEAR SCALED EPIDURAL CATHETER EASILY INSERTED NON KINKABLE ATRAUMATIC CATHETER INTRODUCER PIECE CATHETER CONNECTOR EPIDURAL CATHETER LABEL0.2M LUER LOCK FLAT FILTER (5 M X 4 STRAW FILTER) ADHESIVE APPLICATION SPONGE TO HOLD CATHETER PAPER DRAPE EYE SHIELD TRANSPARENT ADHESIVE FENESTRATED DRAPE DISPOSABLE STERILE | RESPIRATORY AND ANESTHESIA TENDER
2018 | 4227250003900 | EPIDURAL SET G18 FOR ADULT :18G X 8-10 CM TUOHY NEEDL PLASTIC LOSS-OF RESISTANCE SYRINGE10 ML WELL SEALED NON LUER LOCK.20G CLEAR SCALED EPIDURAL CATHETER EASILY INSERTED NON KINKABLE ATRAUMATIC CATHETER INTRODUCER PIECE CATHETER CONNECTOR EPIDURAL CATHETER LABEL 0.2M LUER LOCK FLAT FILTER (5 M X 4 STRAW FILTER) ADHESIVE APPLICATION SPONGE TO HOLD CATHETER PAPER DRAPE EYE SHIELD TRANSPARENT ADHESIVE FENESTRATED DRAPE DISPOSABLE STERILE | RESPIRATORY AND ANESTHESIA TENDER
2019 | 4227191535700 | BREATHING FACE MASK ADULT WITH CLIP HEAD CAP (XXS) FOR CARDIO-PULMONARY EXERCISE TEST (CPET) | RESPIRATORY AND ANESTHESIA TENDER
2020 | 4227191535800 | BREATHING FACE MASK ADULT WITH CLIP HEAD CAP (XS) FOR CARDIO-PULMONARY EXERCISE TEST (CPET) | RESPIRATORY AND ANESTHESIA TENDER
2021 | 4227191535900 | BREATHING FACE MASK ADULT WITH CLIP HEAD CAP (SMALL) FOR CARDIO-PULMONARY EXERCISE TEST (CPET) | RESPIRATORY AND ANESTHESIA TENDER
2022 | 4227191536000 | BREATHING FACE MASK ADULT WITH CLIP HEAD CAP (MEDIUM) FOR CARDIO-PULMONARY EXERCISE TEST (CPET) | RESPIRATORY AND ANESTHESIA TENDER
2023 | 4227191536100 | BREATHING FACE MASK ADULT WITH CLIP HEAD CAP (LARGE) FOR CARDIO-PULMONARY EXERCISE TEST (CPET) | RESPIRATORY AND ANESTHESIA TENDER
2024 | 4227200500000 | FORCEPS MAGILL ADULT SIZE 25CM (10 INCH) REUSABLE | RESPIRATORY AND ANESTHESIA TENDER
2025 | 4227250007500 | GUIDE WIRE SPRING 0.018 (0.45MM) X 26-13/16 INCH (68CM) WITH STRAIGHT SOFT TIP ON ONE END J-TIP | RESPIRATORY AND ANESTHESIA TENDER
2026 | 4227250007600 | GUIDE WIRE SPRING 0.035 (0.89MM)X 17-13/16 INCH (45CM) WITH STRAIGHT SOFT TIP ON ONE END J-TIP | RESPIRATORY AND ANESTHESIA TENDER
2027 | 4227190337400 | NASOPHARYNGEAL AIRWAY, WITH FIXATION CLIP, SIZE 65MM | RESPIRATORY AND ANESTHESIA TENDER
2028 | 4227150500300 | TRANSPORT VENTILATOR CIRCUIT, COAXIAL, WITH FLOW SENSOR, EXHALATION VALVE, SIZE ADULT/PEDIATRIC, LENGTH 1.8 M, COMPATIBLE WITH HAMILTON T1, C1 OR EQUIVALENT | RESPIRATORY AND ANESTHESIA TENDER
2029 | 4227150500400 | BIPAP VENTILATOR CIRCUIT NON-HEATED, SINGLE LUMEN, WITH EXHALATION PORT AND PRESSURE LINE, SIZE ADULT, COMPATIBLE WITH V60/V680 OR EQUIVALENT | RESPIRATORY AND ANESTHESIA TENDER
2030 | 4227150500500 | BIPAP VENTILATOR CIRCUIT HEATED, SINGLE LUMEN, WITH REMOVABLE, EXHALATION PORT, SIZE ADULT, 1.8 M LONG. WITH 0.5 M TUBE EXTENSION AND AUTOFILL CHAMBER, COMPATIBLE WITH V60/V680 AND MR850 OR EQUIVALENT | RESPIRATORY AND ANESTHESIA TENDER
2031 | 4227160003500 | CO2 SAMPLING LINE SINGLE USE LENGTH 2.3 M- 2.6 M | RESPIRATORY AND ANESTHESIA TENDER
2032 | 4227160003600 | WATER TRAPS FOR USE WITH ANESTHESIA MACHINE FOR SAMPLING LINE SHOULD BE COMPATIBLE WITH DRAEGER MACHINE OR EQUIVALENT | RESPIRATORY AND ANESTHESIA TENDER
2033 | 4227170500300 | CORRUGATED TUBE 6 INCH( 15CM )SOFT INTERNAL SURFACE FREE OF CORRUGATION RIDGES LATEX FREE DISPOSABLE STERILE | RESPIRATORY AND ANESTHESIA TENDER
2034 | 4227160004600 | LARGE VOLUME NEBULIZER, PREFILLED AT LEAST 1000 ML TO 1100ML STERILE WATER, WITH ADJUSTABLE OXYGEN RANGE 28 - 98 % FLOWMETER ADAPTER. | RESPIRATORY AND ANESTHESIA TENDER
2035 | 4227162100700 | ADAPTER TRACHEOSTOMY T-PIECE 22 (OD) - 22 (ID)/15 (ID) DISPOSABLE | RESPIRATORY AND ANESTHESIA TENDER
2036 | 4227162100800 | ADAPTER TRACHEOSTOMY T-PIECE 15 (OD) - 15 (ID)- 15 (ID) DISPOSABLE | RESPIRATORY AND ANESTHESIA TENDER
2037 | 4214253700100 | SET PNEUMOTHORAX NEEDLE 18 GA L 20 CM 9 FR X 30 CM 20 SIDE PORTS DISPOSABLE STERILE | RESPIRATORY AND ANESTHESIA TENDER
2038 | 4227160006400 | BUBBLE HUMIDIFIER REFILLABLE WITH LOW AND MAX LEVEL INDICATOR FOR NASAL CANNULA WITH PRESSURE RELIEF VALVE DISPOSABLE. | RESPIRATORY AND ANESTHESIA TENDER
2039 | 4227160008000 | FILTER NITRIC OXIDE SCAVENGING FILTER FOR THE USE WITH NITRIC OXIDE DELIVERY SYSTEM UNIVERSAL COMPATIBILITY | RESPIRATORY AND ANESTHESIA TENDER
2040 | 4227191531300 | ANESTHESIA FACE MASK FULLY TRANSPARENT ALL MASK AND INFLATABLE AIR CUSHION ANATOMICAL FIT WITH EFFECTIVE SEAL EASY AND COMFORTABLE GRIP FOR USER FLEXIBLE MASK BODY NON SLIP RIDGES LATEX FREE DISPOSABLE SIZE 4 ADULT MEDIUM | RESPIRATORY AND ANESTHESIA TENDER
2041 | 4227160008200 | SET FOR PCA PUMP (SHOULD BE COMPATIBLE WITH BD SYSTEM OR EQUIVALENT ) | RESPIRATORY AND ANESTHESIA TENDER
2042 | 4222161602600 | STOPCOCK/PLUG DUAL PURPOSE (STERILE) ( COVER TO THE INJECTION PORT AND SYRINGE ) | RESPIRATORY AND ANESTHESIA TENDER
2043 | 4227160008600 | NEONATAL - ECG ELECTRODE WITH O WIRE COLOR CODED WITH MALE CONNECTOR (SHOULD BE COMPATIBLE WITH EACH HOSPITAL STANDARD MACHINE OR EQUIVALENT ) | RESPIRATORY AND ANESTHESIA TENDER
2044 | 4218220900200 | PROBE TEMPERATURE RECTAL ADULT LENGTH NOT LESS THAN 3M DISPOSABLE (SHOULD BE COMPATIBLE WITH DRAEGER MACHINE OR EQUIVALENT ) | RESPIRATORY AND ANESTHESIA TENDER
2045 | 4227160008700 | PROBE TEMPERATURE ORAL/ NASAL 09 FR (EACH CENTER SHOULD BE COMPATIBLE WITH THEIR MACHINE) | RESPIRATORY AND ANESTHESIA TENDER
2046 | 4227160011200 | CATHETER PULMONARY ARTERY (SWAN GANZ) BALLOON TIPPED FLOATING FOUR OR FIVE LUMEN WITH THERMO DILUTION CARDIAC OUTPUT THERMISTOR LENGTH 110 CM DISPOSABLE LATEX FREE STERILE SIZE 7.0FR | RESPIRATORY AND ANESTHESIA TENDER
2047 | 4227160011600 | CATHETER ARTERIAL SIZE 20G X 8CM GUIDEWIRE INTRODUCER NEEDLE STERILE | RESPIRATORY AND ANESTHESIA TENDER
2048 | 4227160011700 | CATHETER ARTERIAL POLYETHYLENE INDWELLING CATHETER 20G 5CM LONG LATEX-FREE PVC-FREE DEHP-FREE WITH WINGED RED HUB FOR SECURE FIXATION AND EASY IDENTIFICATION WITH 7 CM INTEGRATED EXTENSION LINE AND REMOVABLE SLIDE CLAMP 35CM X 0.50-0.55MM SPRING-WIRE GUIDE WITH EXIT MARKING AND SOFT TIP ENDS FOR PLACEMENT USING SELDINGER TECHNIQUE INTRODUCER 20 G NEEDLE (1MM X 4 CM) RADIAL DISPOSABLE STERILE | RESPIRATORY AND ANESTHESIA TENDER
2049 | 4227160011800 | CATHETER ARTERIAL POLYETHYLENE INDWELLING CATHETER 22G 5CM LONG LATEX-FREE PVC-FREE DEHP-FREE WITH WINGED RED HUB FOR SECURE FIXATION AND EASY IDENTIFICATION WITH 7 CM INTEGRATED EXTENSION LINE AND REMOVABLE SLIDE CLAMP 35CM X 0.50-0.55MM SPRING-WIRE GUIDE WITH EXIT MARKING AND SOFT TIP ENDS FOR PLACEMENT USING SELDINGER TECHNIQUE INTRODUCER 22 G NEEDLE (1MM X 4 CM) RADIAL DISPOSABLE STERILE | RESPIRATORY AND ANESTHESIA TENDER
2050 | 4227160011900 | RADIAL ARTERY CATHETERIZATION SET SIZE 20G X 4.45 CM RADIOPAQUE POLYURETHANE OVER 22 G TWO INTRODUCER NEEDLE WITH INTEGROL(0.46M M)DIA SPRING-WIRE GUIDE WING CLIP SUTURE ADULT ONE (1) ITEM/PC = ONE (1) SET | RESPIRATORY AND ANESTHESIA TENDER
2051 | 4227160012000 | RADIAL ARTERY CATHETERIZATION SET SIZE 22G X 3.49 CM RADIOPAQUE OVER 23 G TWO INTRODUCER NEEDLE SPRING-WIRE/TUBE ASSEMBLY (0.38 MM) DIA.(12.4 CM) PEDIATRIC ONE (1) ITEM/PC = ONE (1) SET | RESPIRATORY AND ANESTHESIA TENDER
2052 | 4227160012700 | IV CANNULA WITH WINGS WITH PORT LENGTH OF CATHETER 25MM COLOR CODED SIZE 22 G | RESPIRATORY AND ANESTHESIA TENDER
2053 | 4227160012800 | IV CATHETER WITH/OUT WINGS WITH/OUT INJECTION PORT WITHOUT BLOOD CONTROL VALVE SIZE 22G X 25MM | RESPIRATORY AND ANESTHESIA TENDER
2054 | 4227191535200 | CLOSE SUCTION SYSTEM MINIMUM 72 HRS STERILE DISPOSABLE 10 FR GRADUATED COLOR CODED TRANSPARENT ELASTIC SHEATH MDI ADAPTER FLUSH PORT WITH CAP T-PIECE LENGTH 15-30 CM FOR TRACHEOSTOMY. ONE (1) ITEM/PC = ONE (1) SET | RESPIRATORY AND ANESTHESIA TENDER
2055 | 4227160013600 | CLOSE SUCTION SYSTEM MINIMUM 72 HRS STERILE DISPOSABLE 12 FR GRADUATED COLOR CODED TRANSPARENT ELASTIC SHEATH MDI ADAPTER F OR ETT. ONE (1) ITEM/PC = ONE (1) SET | RESPIRATORY AND ANESTHESIA TENDER
2056 | 4227250003000 | SPINAL NEEDLE QUINCKE TYPE POINT WITH INTRODUCER DISPOSABLE STERILE 16G X 1.5" | RESPIRATORY AND ANESTHESIA TENDER
2057 | 4227250003200 | SPINAL NEEDLE WHITACRE PENCIL POINT WITH INTRODUCER 22G X 3.5" | RESPIRATORY AND ANESTHESIA TENDER
2058 | 4227250003400 | EPIDURAL FILTER STERILE | RESPIRATORY AND ANESTHESIA TENDER
2059 | 4227250004400 | CANNULA ARTERIAL WITH FLOW SWITCH 20GA X 45MM STERILE WITH WINGS | RESPIRATORY AND ANESTHESIA TENDER
2060 | 4227160016200 | LARYNGOSCOPE PEDIATRIC SET BLADE AND HANDLE, BLADE MACINTOSH SIZE 0, 1, MILLER SIZE 00, 0, 1 ( MRI COMPATIBLE 3 TESLA ), REUSABLE | RESPIRATORY AND ANESTHESIA TENDER
2061 | 4227160016300 | BLADE LARYNGOSCOPE COVER COMPATIBLE WITH VERATHON OR EQUIVALENT SINGLE USE SIZE 3.0 | RESPIRATORY AND ANESTHESIA TENDER
2062 | 4227160016400 | BLADE FOR VIDEO INTUBATION COMPATIBLE WITH MCGRATH DEVICE OR EQUIVALENT SINGLE USE SIZE 3 | RESPIRATORY AND ANESTHESIA TENDER
2063 | 4227191535400 | TUBE CUFF PRESSURE CONNECTING TUBE 1.8-2 METERS TALL FOR USE WITH CUFF INFLATOR AND PRESSURE GAUGE (DISPOSABLE) | RESPIRATORY AND ANESTHESIA TENDER
2064 | 4227150900000 | TRIPLE LUMEN 2M LENGTH PERIPHERAL EXTENSION SET FOR TIVA WITH FULLY BONDED LINES ONE WAY ANTI REFLUX VALVES NEGLIGIBLE COMMON FLUID SPACE LATEX FREE ANTI KINK GRAVITY LINE | RESPIRATORY AND ANESTHESIA TENDER
2065 | 4227150800000 | WRAP VEST SIZE MEDIUM FOR CHEST SECRETION MOBILIZATION DEVICE DISPOSABLE COMPATIBLE WITH HILL-ROM-VEST OR EQUIVALENT | RESPIRATORY AND ANESTHESIA TENDER
2066 | 4227250005000 | JACKET VEST SIZE CHILD MEDIUM FOR CHEST SECRETION MOBILIZATION DEVICE DISPOSABLE COMPATIBLE WITH HILL-ROM-VEST OR EQUIVALENT | RESPIRATORY AND ANESTHESIA TENDER
2067 | 4227250005300 | AIR PRESSURE BAG FOR INVASIVE MONITOR WITH MANOMETER REUSABLE 500ML | RESPIRATORY AND ANESTHESIA TENDER
2068 | 4227250005400 | DEVICE FIXATION FOR EPIDURAL CATHETER TRANSPARENT | RESPIRATORY AND ANESTHESIA TENDER
2069 | 4214261800800 | BLOOD GAS SAMPLING 1ML SYRINGE LUER SLIP TIP HEPARINIZED 25 -50 IU WITH CAP FOR ARTERIAL LINE DRAW STERILE DISPOSABLE. | RESPIRATORY AND ANESTHESIA TENDER
2070 | 4227190504000 | BLOOD GAS SAMPLING KIT 1ML SYRINGE LUER SLIP TIP WITH NEEDLE SIZE 23G 2.5 CM LENGTH HEPARINIZED 20 -35 IU/ML SAFETY NEEDLE CA P WITH BUBBLE REMOVER STERILE DISPOSABLE. ONE (1) ITEM/PC = ONE (1) KIT | RESPIRATORY AND ANESTHESIA TENDER
2071 | 4227250005800 | CYTOLOGY BRUSH, BRUSH SIZE 5 BRUSH LENGTH 10 MM, FIT WORKING CHANNEL 2.0 MM, WORKING LENGTH 1150 MM,DISPOSABLE. | RESPIRATORY AND ANESTHESIA TENDER
2072 | 4227250006000 | ELECTRICAL ACTIVITY OF THE DIAPHRAGM/ ABDOMINAL CATHETER SIZE 8 FR LENGTH125 CM COMPATIBLE WITH SERVO VENTILATOR OR EQUIVALENT | RESPIRATORY AND ANESTHESIA TENDER
2073 | 4227250006300 | BIOPSY FORCEPS ALLIGATOR JAW 5.5MM CUP OPENING AND A 1050 MM WORKING LENGTH. IT IS SUITABLE FOR 2.0MM SCOPE WORKING CHANNELS. | RESPIRATORY AND ANESTHESIA TENDER
2074 | 4227250006400 | BREATHING BAG 20 L CLEAR PLASTIC WITH TWO FITTINGS COMPATIBLE WITH PULMONARY FUNCTION TEST MACHINE VAYAIRE-JAEGER OR EQUIVALENT | RESPIRATORY AND ANESTHESIA TENDER
2075 | 4227250006600 | ELBOW 45 (30MM ID) INSIDE CONE REUSABLE COMPATIBLE WITH PULMONARY FUNCTION TEST VYAIRE-JAEGER OR EQUIVALENT | RESPIRATORY AND ANESTHESIA TENDER
2076 | 4227250006700 | O SHAPE RING FOR PLASTIC PNEUMOTACH TUBE PNEUMOTACH 36 FOR PULMONARY FUNCTION TEST | RESPIRATORY AND ANESTHESIA TENDER
2077 | 4227250006900 | CYTOLOGY BRUSH, BRUSH SIZE 2 BRUSH LENGTH 10 MM, FIT WORKING CHANNEL 2.0 MM, WORKING LENGTH 1150 MM,DISPOSABLE. | RESPIRATORY AND ANESTHESIA TENDER
2078 | 4227250007100 | BIOPSY VALVE STERILE COMPATIBLE WITH OLYMPUS BRONCHOSCOPES OR EQUIVALENT DISPOSABLE. | RESPIRATORY AND ANESTHESIA TENDER
2079 | 4214250202400 | NEEDLE EPIDURAL TUOHY SIZE 18G X 150MM | RESPIRATORY AND ANESTHESIA TENDER
2080 | 4227221900500 | BACTERIA FILTER SET FOR ABSORBER COMPATIBLE WITH JAEGER PFT MACHINE OR EQUIVALENT ONE (1) EACH = ONE (1) SET | RESPIRATORY AND ANESTHESIA TENDER
2081 | 4227191500900 | TRACHEOSTOMY CARE TRAY | RESPIRATORY AND ANESTHESIA TENDER
2082 | 4227250008100 | FIXATION RING FOR TRANSCUTANEOUS CO2 MONITORING SENSOR SIZE 20MM COMPATIBLE WITH SENTEC OR EQUIVALENT | RESPIRATORY AND ANESTHESIA TENDER
2083 | 4218180302000 | MEASUREMENT SENSOR FOR TRANSCUTANEOUS PCO2 AND PO2 FOR NEONATAL PEDIATRIC AND ADULT PATIENTS COMPATIBLE WITH SENTEC SYSTEM OR EQUIVALENT | RESPIRATORY AND ANESTHESIA TENDER
2084 | 4227150300600 | TRANSCUTANEOUS CO2 MONITORING SENSOR EAR ATTACHMENT CLIP DISPOSABLE COMPATIBLE WITH SENTEC SYSTEM OR EQUIVALENT | RESPIRATORY AND ANESTHESIA TENDER
2085 | 4227250000900 | SENSOR FLOW GAS SHOULD BE COMPATIBLE WITH MAQUET ANESTHESIA MACHINE OR EQUIVALENT | RESPIRATORY AND ANESTHESIA TENDER
2086 | 4227250008300 | LABEL FOR ANESTHESIA MEDICATION TO PREVENT MEDICATION ERRORS AND PROVIDE PATIENT SAFETY THAT CAN DISPLAY: CONCENTRATION DOSAGE DATE TIME OF PREPARATION AND EXPIRY PATIENT INFORMATION AND 2D BARCODE FOR FAST AND ACCURATE READING SIZE ROUGHLY 50 X 14MM. COMPATIBLE WITH LABELKIT EXPRESS PRINT SYSTEM OR EQUIVALENT | RESPIRATORY AND ANESTHESIA TENDER
2087 | 4227250008500 | FINGER CUFF FOR BEAT BY BEAT CONTINUOUS BLOOD PRESSURE MONITORING (CNIBP) HEART RATE RESPIRATORY RATE AND ECG COMPATIBLE WITH CARE TAKER MONITOR OR EQUIVALENT SINGLE USE | RESPIRATORY AND ANESTHESIA TENDER
2088 | 4227160016900 | VENTILATOR CIRCUIT, FLEXIBLE, DUAL LIMB, SIZE ADULT, SINGLE HEATED SIDE 1.5 M LONG, WATER TRAP ON EXPIRATORY SIDE 1.8 M LONG, EXTENSION TUBE 0.5 M LONG, 90 DEGREE ANGLE CONNECTION, WITH CAP, SINGLE USE. | RESPIRATORY AND ANESTHESIA TENDER
2089 | 4227160017800 | BLOOD PRESSURE ADULT CUFF SIZE L DOUBLE TUBE DISPOSABLE | RESPIRATORY AND ANESTHESIA TENDER
2090 | 4214253400500 | INTRAOSSEOUS NEEDLE SYSTEM, WITH REUSABLE INTRAOSSEOUS ACCESS POWER DRIVER, COMPLETE SET WITH ALL NECESSARY ACCESSORIES, PEDIATRIC, DISPO SABLE, STERILE, SIZE ACCORDING TO HOSPITAL REQUIREMENT | RESPIRATORY AND ANESTHESIA TENDER
2091 | 4227160015400 | NERVE BLOCK NEEDLE ULTRASOUND COMPATIBLE RADIOPAQUE SHORT BEVEL FACET TIP TWO PORT ONE FOR INJECTION AND ONE FOR NERVE STIMULATOR CALIBRATED SHAFT 1 CM SIZE: 22G X 50MM | RESPIRATORY AND ANESTHESIA TENDER
2092 | 4227250003300 | MINI PACK EPIDURAL 18G, TUOHY NEEDLE, CATHETER, LOSS RESISTANCE SYRINGE, FILTER, STERILE | RESPIRATORY AND ANESTHESIA TENDER
2093 | 4227160015600 | NERVE BLOCK NEEDLE ULTRASOUND COMPATIBLE RADIOPAQUE SHORT BEVEL FACET TIP TWO PORT ONE FOR INJECTION AND ONE FOR NERVE STIMULATOR CALIBRATED SHAFT 1 CM SIZE: 20G X 150MM | RESPIRATORY AND ANESTHESIA TENDER
2094 | 4227160009200 | PAD DEFIBRILLATOR PRE -GELLED 4.54.5 INCH | RESPIRATORY AND ANESTHESIA TENDER
2095 | 4227190504100 | CUFF BLOOD PRESSURE NEONATAL LATEX FREE SIZE 1 DISPOSABLE SHOULD BE COMPATIBLE WITH DRAEGER MACHINE OR EQUIVALENT | RESPIRATORY AND ANESTHESIA TENDER
2096 | 4227190504400 | CUFF BLOOD PRESSURE NEONATAL LATEX FREE SIZE 4 DISPOSABLE SHOULD BE COMPATIBLE WITH DRAEGER MACHINE OR EQUIVALENT | RESPIRATORY AND ANESTHESIA TENDER
2097 | 4229514312700 | ELECTRODE ECG ADULT MONITORING ROUND | RESPIRATORY AND ANESTHESIA TENDER
2098 | 4229514304400 | ELECTRODE ECG PEDIATRIC MONITORING ROUND | RESPIRATORY AND ANESTHESIA TENDER
2099 | 4218180301700 | SENSOR SATURATION PROBE (FOR PULSE OXIMETER) FINGER TIP ADHESIVE PEDIATRIC DISPOSABLE SHOULD BE COMPATIBLE WITH OXIMAX NELLCOR SYSTEM OR EQUIVALENT | RESPIRATORY AND ANESTHESIA TENDER
2100 | 4218190010000 | SENSOR CEREBRAL OXIMETRY NON INVASIVE FOR ADULT SHOULD BE COMPATIBLE WITH INVOS 5100 DEVICE OR EQUIVALENT | RESPIRATORY AND ANESTHESIA TENDER
2101 | 4218191700300 | SENSOR CEREBRAL OXIMETRY NON INVASIVE FOR NEONATAL SHOULD BE COMPATIBLE WITH INVOS 5100 DEVICE OR EQUIVALENT | RESPIRATORY AND ANESTHESIA TENDER
2102 | 4227160008800 | SENSOR CEREBRAL OXIMETRY NON INVASIVE FOR PEDIATRIC SHOULD BE COMPATIBLE WITH INVOS 5100 DEVICE OR EQUIVALENT | RESPIRATORY AND ANESTHESIA TENDER
2103 | 4227250002700 | TORCH PENCIL - DISPOSABLE | RESPIRATORY AND ANESTHESIA TENDER
2104 | 4227151500500 | BAG CLEAR PLASTIC 28X22 INCHX60 INCH 40 MIC.MM THICK TO COVER MEDICAL RESPIRATORY EQUIPMENT. | RESPIRATORY AND ANESTHESIA TENDER
2105 | 4227250004800 | DOUBLE LUMEN 2M LENGTH PERIPHERAL EXTENSION SET FOR TIVA WITH FULLY BONDED LINES ONE WAY ANTI REFLUX VALVES NEGLIGIBLE COMMON FLUIDS PACE LATEX FREE ANTI KINK GRAVITY LINE | RESPIRATORY AND ANESTHESIA TENDER
2106 | 4227160010800 | CATHETER CENTRAL VENOUS COMPLETE SET RADIOPAQUE CONTAINS: - TRIPLE LUMEN PUR CATHETER. - GUIDE WIRE(UNKINKABLE) - NON LUER LOCK SYRINGE5 ML - INTRODUCER NEEDLE SHORT BEVEL. - INTRODUCER CANNULA. - DILATOR. - SECONDARY FIXATION DEVICE. -SLIDING CLAMPS. - SCALP BLADE. - SIZE: 5.5 FR LENGTH 8 CM PEEL PACK DISPOSABLE STERILE | RESPIRATORY AND ANESTHESIA TENDER
2107 | 4227160010300 | CATHETER CENTRAL VENOUS COMPLETE SET RADIOPAQUE CONTAINS: - TRIPLE LUMEN PUR CATHETER. - GUIDE WIRE(UNKINKABLE) - NON LUER LOCK SY RANGE 5 ML - INTRODUCER NEEDLE SHORT BEVEL. - INTRODUCER CANNULA. - DILATOR. - SECONDARY FIXATION DEVICE. -SLIDING CLAMPS. - SCALP B LADE. - SIZE: 7 FR LENGTH 20 CM PEEL PACK DISPOSABLE STERILE | RESPIRATORY AND ANESTHESIA TENDER
2108 | 4227160008300 | SET FOR EPIDURAL PUMP COLOR CODED WITHOUT INJECTION PORT SHOULD BE COMPATIBLE WITH BD SYSTEM OR EQUIVALENT | RESPIRATORY AND ANESTHESIA TENDER
2109 | 4222230700100 | SET BLOOD/FLUID WARMING HIGH FLOW DUAL SPIKE HEAT EXCHANGER DRIP CHAMBER WITH MICRON FILTER AUTO VENTING BUBBLE TRAP LATEX FRE E SHOULD BE COMPATIBLE WITH RANGER SYSTEM OR EQUIVALENT ONE (1) EACH = ONE (1) SET | RESPIRATORY AND ANESTHESIA TENDER
2110 | 4227190504500 | SET BLOOD/FLUID WARMING PEDIATRIC /NEONATAL SHOULD BE COMPATIBLE WITH RANGER SYSTEM OR EQUIVALENT | RESPIRATORY AND ANESTHESIA TENDER
2111 | 4222230700200 | SET BLOOD/FLUID WARMING SET STANDER SHOULD BE COMPATIBLE WITH RANGER SYSTEM OR EQUIVALENT ONE (1) EACH = ONE (1) SET | RESPIRATORY AND ANESTHESIA TENDER
2112 | 4222151204200 | ADMIN SET BLOOD WITH FILTER CHAMBER 170- 220 MICRO Y BLOOD ADMINISTRATION SET WITH CLAMPS ROLL CLAMP LENGTH OF SET NOT LESS THAN 2M LATEX FREE ONE (1) EACH = ONE (1) SET | RESPIRATORY AND ANESTHESIA TENDER
2113 | 4222151201700 | ADMIN SET BURETTE 60 DROPS/ML WITH INJECTION PORT 100 ML AUTOMATIC SHUT OFF SWIM VALVE LENGTH SET NOT LESS THAN 150CM LUER LOCK TWO INJECTION PORT ONE BEFORE AND AFTER BURETTE ROLL FLOW CONTROL NEEDLE FREE | RESPIRATORY AND ANESTHESIA TENDER
2114 | 4227150501700 | DETECTOR CO2 SIZE PEDIATRIC 1-15KG STERILE DISPOSABLE (COLORIMETRIC COMPATIBLE WITH ALL ENDOTRACHEAL TUBES DISPOSABLE STERILE) | RESPIRATORY AND ANESTHESIA TENDER
2115 | 4227160400200 | PEAK FLOW METER, READING RANGE 60 TO 800 L/ MIN,WITH MOUTH PIECE, SINGLE PATIENT USE. | RESPIRATORY AND ANESTHESIA TENDER
2116 | 4227160006800 | PERCUSSOR MANUAL 45MM DIAMETER PEDIATRIC DISPOSABLE | RESPIRATORY AND ANESTHESIA TENDER
2117 | 4227160006900 | PERCUSSOR MANUAL 60MM DIAMETER MEDIUM DISPOSABLE | RESPIRATORY AND ANESTHESIA TENDER
2118 | 4227160007000 | PERCUSSOR MANUAL 30MM DIAMETER NEONATAL DISPOSABLE | RESPIRATORY AND ANESTHESIA TENDER
2119 | 4227250007200 | NEGATIVE INSPIRATORY FORCE METER WITH NOSE CLIP AND MOUTH PIECE DISPOSABLE COMPATIBLE WITH ETT TRACHEOSTOMY TUBE. | RESPIRATORY AND ANESTHESIA TENDER
2120 | 4227162100200 | ADJUSTABLE VIBRATING POSITIVE EXPIRATORY PRESSURE WITH MOUTH PIECE DISPOSABLE EASILY DISASSEMBLED FOR CLEANING. | RESPIRATORY AND ANESTHESIA TENDER
2121 | 4227250005700 | MOUTH PIECE WITH BUILT IN BACTERIAL / VIRAL FILTER KIT WITH NOSE CLIP FOAM PADS KIT ADAPTER DIAMETER 30MM (ID) WITH OVAL SHAPE TERMINAL CERTIFIED TO BE USED WITH VYAIRE-JAEGER PULMONARY FUNCTION TEST DISPOSABLE. ONE (1) ITEM/PC = ONE (1) KIT | RESPIRATORY AND ANESTHESIA TENDER
2122 | 4227164000000 | MOUTHPIECE CARDBOARD FOR PEAK FLOWMETER DISPOSABLE INDIVIDUALLY PACKED | RESPIRATORY AND ANESTHESIA TENDER
2123 | 4227160006300 | MOUTHPIECE PLASTIC DISPOSABLE FOR PULMONARY FUNCTION TEST COMPATIBLE WITH VYAIRE-JAEGER OR EQUIVALENT | RESPIRATORY AND ANESTHESIA TENDER
2124 | 4227250006500 | NOSE CLIP PLASTICS WITH FOAM PADS DISPOSABLE. | RESPIRATORY AND ANESTHESIA TENDER
2125 | 4227190503700 | CONNECTOR SWIVEL WITH WIDE SUCTION PORT, FOR PATIENT SIDE 15MM (ID) MACHINE SIDE 15MM (OD) SYSTEM ANGLE PIECE, DISPOSABLE. | RESPIRATORY AND ANESTHESIA TENDER
2126 | 4227170500200 | CORRUGATED TUBE 40 INCH (100 CM) LONG SOFT INTERNAL SURFACE FREE OF CORRUGATION RIDGES LATEX FREE DISPOSABLE STERILE. | RESPIRATORY AND ANESTHESIA TENDER
2127 | 4227191529600 | CATHETER MOUNT EXTENDABLE 15 CM 22 OD /15 ID SWIVEL ELBOW WITHOUT DOUBLE FLIP CAP AND SEAL DISPOSABLE) | RESPIRATORY AND ANESTHESIA TENDER
2128 | 4227191534000 | AEROSOL MASK TRACHEOSTOMY ADULT WITH ONE SIDE SNAP BUTTON KNOTTED OTHER SIDE SWIVEL 360 DEGREE PORT FOR 22 MM CORRUGATED TUBE PVC FREE CLEAR PLASTIC WITH SOFT ROUNDED CUFF. | RESPIRATORY AND ANESTHESIA TENDER
2129 | 4227191535000 | VENTURI-MASK METAL STRIP ELASTIC BAND ADULT SIZE OXYGEN TUBING 1.8 M KINK RESISTANT WITH TWO EXHALATION PORT ADJUSTABLE OXYGEN RANGE 24% TO 50 % DISPOSABLE. | RESPIRATORY AND ANESTHESIA TENDER
2130 | 4227191535100 | VENTURI-MASK METAL STRIP ELASTIC BAND PEDIATRIC SIZE OXYGEN TUBING 1.8 M KINK RESISTANT WITH TWO EXHALATION PORT WITH ADJUSTABLE OXYGEN RANGE 24% TO 50 % DISPOSABLE. | RESPIRATORY AND ANESTHESIA TENDER
2131 | 4227150504300 | NASAL CANNULA OXYGEN ADULT LENGTH 2.1 M SOFT CURVED PRONGS KINK RESISTANT NON STERILE DISPOSABLE. | RESPIRATORY AND ANESTHESIA TENDER
2132 | 4227150504100 | NASAL CANNULA OXYGEN NEONATAL 2.1 M SOFT PRONGS KINK RESISTANT NON STERILE CURVED PRONGS AND ROUNDED TIP DISPOSABLE | RESPIRATORY AND ANESTHESIA TENDER
2133 | 4227162101100 | ADAPTER 15MM (ID) BOTH ENDS DISPOSABLE NON-STERILE | RESPIRATORY AND ANESTHESIA TENDER
2134 | 4227191533900 | HIGH FLOW TRACHEOSTOMY TUBE INTERFACE STERILE DISPOSABLE COMPATIBLE WITH AIRVO2 MACHINE OR EQUIVALENT | RESPIRATORY AND ANESTHESIA TENDER
2135 | 4227160004700 | LARGE VOLUME NEBULIZER REFILLABLE WITH ADJUSTABLE O2 OXYGEN RANGE 28 %-98 % VOLUME 500 ML. | RESPIRATORY AND ANESTHESIA TENDER
2136 | 4227191529300 | NEBULIZER KIT SMALL VOLUME WITH OXYGEN TUBING T-PIECE AND CORRUGATED TUBING AND MOUTHPIECE. | RESPIRATORY AND ANESTHESIA TENDER
2137 | 4227250005500 | AEROSOL DRAINAGE BAG WITH DRAIN PORT Y-SHAPE CONNECTION 22 MM BOTH ENDS WITH SIDE RAIL STRAP-LOCK. | RESPIRATORY AND ANESTHESIA TENDER
2138 | 4227150501800 | MDI ADAPTER FOR VENTILATOR CIRCUIT, STRAIGHT, DISPOSABLE, PORT TOWARDS PATIENT, 15 (OD), MACHINE SIDE 15 (ID) | RESPIRATORY AND ANESTHESIA TENDER
2139 | 4227190333600 | TUBE ENDOTRACHEAL FLEXIBLE STEEL DOUBLE CUFF LASER RESISTANT STERILE SIZE 5.0MM | RESPIRATORY AND ANESTHESIA TENDER
2140 | 4227190322500 | TUBE ENDOTRACHEAL PVC ORAL / NASAL TYPE PROFILE CUFF HIGH VOLUME/LOW PRESSURE RADIOPAQUE WITH 15MM TERMINATION CONNECTOR NUMERICAL SCALING EVERY 1 CM STARTING FROM INSERTION SIDE PROPER CORRELATION BETWEEN ID/OD SMOOTH FORMED MURPHY EYE AND TIP SMOOTH TAPE RED MEMBRANE CUFF DISPOSABLE STERILE SIZE 3.0MM (ID) | RESPIRATORY AND ANESTHESIA TENDER
2141 | 4227190333800 | TUBE ENDOTRACHEAL FLEXIBLE STEEL DOUBLE CUFF LASER RESISTANT STERILE SIZE 6.0MM | RESPIRATORY AND ANESTHESIA TENDER
2142 | 4227201803000 | MICROLARYNGEAL TUBE PVC ORAL / NASAL CUFFED CURVED DISTAL - TIP MURPHY EYE HIGH VOLUME/LOW PRESSURE STERILE SIZE 5.0MM (ID) | RESPIRATORY AND ANESTHESIA TENDER
2143 | 4227190330700 | TUBE ENDOTRACHEAL PREFORMED PVC PLAIN NASAL TYPE RADIOPAQUE WITH 15MM TERMINATION CONNECTOR SMOOTH FORMED MURPHY EYE AND TIP NUMERICAL SCALING EVERY 1 CM STARTING FROM INSERTION SIDE PROPER CORRELATION BETWEEN ID/OD DISPOSABLE STERILE SIZE 4.0MM(ID) | RESPIRATORY AND ANESTHESIA TENDER
2144 | 4227190330800 | TUBE ENDOTRACHEAL PREFORMED PVC PLAIN NASAL TYPE RADIOPAQUE WITH 15MM TERMINATION CONNECTOR SMOOTH FORMED MURPHY EYE AND TIP NUMERICAL SCALING EVERY 1 CM STARTING FROM INSERTION SIDE PROPER CORRELATION BETWEEN ID/OD DISPOSABLE STERILE SIZE 4.5MM(ID) | RESPIRATORY AND ANESTHESIA TENDER
2145 | 4227190330900 | TUBE ENDOTRACHEAL PREFORMED PVC PLAIN NASAL TYPE RADIOPAQUE WITH 15MM TERMINATION CONNECTOR SMOOTH FORMED MURPHY EYE AND TIP NUMERICAL SCALING EVERY 1 CM STARTING FROM INSERTION SIDE PROPER CORRELATION BETWEEN ID/OD DISPOSABLE STERILE SIZE 5.0MM(ID) | RESPIRATORY AND ANESTHESIA TENDER
2146 | 4227190331000 | TUBE ENDOTRACHEAL PREFORMED PVC PLAIN NASAL TYPE RADIOPAQUE WITH 15MM TERMINATION CONNECTOR SMOOTH FORMED MURPHY EYE AND TIP NUMERICAL SCALING EVERY 1 CM STARTING FROM INSERTION SIDE PROPER CORRELATION BETWEEN ID/OD DISPOSABLE STERILE SIZE 5.5MM(ID) | RESPIRATORY AND ANESTHESIA TENDER
2147 | 4227190331100 | TUBE ENDOTRACHEAL PREFORMED PVC PLAIN NASAL TYPE RADIOPAQUE WITH 15MM TERMINATION CONNECTOR SMOOTH FORMED MURPHY EYE AND TIP NUMERICAL SCALING EVERY 1 CM STARTING FROM INSERTION SIDE PROPER CORRELATION BETWEEN ID/OD DISPOSABLE STERILE SIZE 6.0MM(ID) | RESPIRATORY AND ANESTHESIA TENDER
2148 | 4227190331200 | TUBE ENDOTRACHEAL PREFORMED PVC PLAIN NASAL TYPE RADIOPAQUE WITH 15MM TERMINATION CONNECTOR SMOOTH FORMED MURPHY EYE AND TIP NUMERICAL SCALING EVERY 1 CM STARTING FROM INSERTION SIDE PROPER CORRELATION BETWEEN ID/OD DISPOSABLE STERILE SIZE 6.5MM(ID) | RESPIRATORY AND ANESTHESIA TENDER
2149 | 4227190323500 | TUBE ENDOTRACHEAL PVC ORAL / NASAL TYPE PROFILE CUFF HIGH VOLUME/LOW PRESSURE RADIOPAQUE WITH 15MM TERMINATION CONNECTOR NUMERICAL SCALING EVERY 1 CM STARTING FROM INSERTION SIDE PROPER CORRELATION BETWEEN ID/OD SMOOTH FORMED MURPHY EYE AND TIP SMOOTH TAPE RED MEMBRANE CUFF DISPOSABLE STERILE SIZE 8.0MM (ID) | RESPIRATORY AND ANESTHESIA TENDER
2150 | 4227190328400 | TUBE ENDOTRACHEAL POLYVINYL REINFORCED BY CIRCUMFERENTIAL RIBS ORAL/NASAL TYPE UNCUFFED RADIOPAQUE WITH 15MM TERMINATION CONNECT OR SMOOTH FORMED MURPHY EYE AND TIP WITH STYLET NUMERICAL SCALING EVERY 1 CM STARTING FROM INSERTION SIDE PROPER CORRELATION BET WEEN ID/OD DISPOSABLE STERILE SIZE 4.5MM (ID) | RESPIRATORY AND ANESTHESIA TENDER
2151 | 4227190323100 | TUBE ENDOTRACHEAL PVC ORAL / NASAL TYPE PROFILE CUFF HIGH VOLUME/LOW PRESSURE RADIOPAQUE WITH 15MM TERMINATION CONNECTOR NUMERIC AL SCALING EVERY 1 CM STARTING FROM INSERTION SIDE PROPER CORRELATION BETWEEN ID/OD SMOOTH FORMED MURPHY EYE AND TIP SMOOTH TAPER ED MEMBRANE CUFF DISPOSABLE STERILE SIZE 6.0MM (ID) | RESPIRATORY AND ANESTHESIA TENDER
2152 | 4227190323700 | TUBE ENDOTRACHEAL POLYVINYL PLAIN ORAL / NASAL TYPE RADIOPAQUE WITH 15MM TERMINATION CONNECTOR SMOOTH FORMED MURPHY EYE AND TIP NUMERICAL SCALING EVERY 1 CM STARTING FROM INSERTION SIDE PROPER CORRELATION BETWEEN ID/OD DISPOSABLE STERILE INNER DIAMETER SIZE 2.5MM (ID) | RESPIRATORY AND ANESTHESIA TENDER
2153 | 4227190323800 | TUBE ENDOTRACHEAL POLYVINYL PLAIN ORAL / NASAL TYPE RADIOPAQUE WITH 15MM TERMINATION CONNECTOR SMOOTH FORMED MURPHY EYE AND TIP NUMERICAL SCALING EVERY 1 CM STARTING FROM INSERTION SIDE PROPER CORRELATION BETWEEN ID/OD DISPOSABLE STERILE INNER DIAMETER SIZE 3.0MM (ID) | RESPIRATORY AND ANESTHESIA TENDER
2154 | 4227190323900 | TUBE ENDOTRACHEAL POLYVINYL PLAIN ORAL / NASAL TYPE RADIOPAQUE WITH 15MM TERMINATION CONNECTOR SMOOTH FORMED MURPHY EYE AND TIP NUMERICAL SCALING EVERY 1 CM STARTING FROM INSERTION SIDE PROPER CORRELATION BETWEEN ID/OD DISPOSABLE STERILE INNER DIAMETER SIZE 3.5MM (ID) | RESPIRATORY AND ANESTHESIA TENDER
2155 | 4227190322600 | TUBE ENDOTRACHEAL PVC ORAL / NASAL TYPE PROFILE CUFF HIGH VOLUME/LOW PRESSURE RADIOPAQUE WITH 15MM TERMINATION CONNECTOR NUMERIC AL SCALING EVERY 1 CM STARTING FROM INSERTION SIDE PROPER CORRELATION BETWEEN ID/OD SMOOTH FORMED MURPHY EYE AND TIP SMOOTH TAPER ED MEMBRANE CUFF DISPOSABLE STERILE SIZE 3.5MM (ID) | RESPIRATORY AND ANESTHESIA TENDER
2156 | 4227190324000 | TUBE ENDOTRACHEAL POLYVINYL PLAIN ORAL / NASAL TYPE RADIOPAQUE WITH 15MM TERMINATION CONNECTOR SMOOTH FORMED MURPHY EYE AND TIP NUMERICAL SCALING EVERY 1 CM STARTING FROM INSERTION SIDE PROPER CORRELATION BETWEEN ID/OD DISPOSABLE STERILE INNER DIAMETER SIZE 4.0MM (ID) | RESPIRATORY AND ANESTHESIA TENDER
2157 | 4227190322700 | TUBE ENDOTRACHEAL PVC ORAL / NASAL TYPE PROFILE CUFF HIGH VOLUME/LOW PRESSURE RADIOPAQUE WITH 15MM TERMINATION CONNECTOR NUMERIC AL SCALING EVERY 1 CM STARTING FROM INSERTION SIDE PROPER CORRELATION BETWEEN ID/OD SMOOTH FORMED MURPHY EYE AND TIP SMOOTH TAPER ED MEMBRANE CUFF DISPOSABLE STERILE SIZE 4.0MM (ID) | RESPIRATORY AND ANESTHESIA TENDER
2158 | 4227190324100 | TUBE ENDOTRACHEAL POLYVINYL PLAIN ORAL / NASAL TYPE RADIOPAQUE WITH 15MM TERMINATION CONNECTOR SMOOTH FORMED MURPHY EYE AND TIP NUMERICAL SCALING EVERY 1 CM STARTING FROM INSERTION SIDE PROPER CORRELATION BETWEEN ID/OD DISPOSABLE STERILE INNER DIAMETER S IZE 4.5MM (ID) | RESPIRATORY AND ANESTHESIA TENDER
2159 | 4227190322800 | TUBE ENDOTRACHEAL PVC ORAL / NASAL TYPE PROFILE CUFF HIGH VOLUME/LOW PRESSURE RADIOPAQUE WITH 15MM TERMINATION CONNECTOR NUMERICAL SCALING EVERY 1 CM STARTING FROM INSERTION SIDE PROPER CORRELATION BETWEEN ID/OD SMOOTH FORMED MURPHY EYE AND TIP SMOOTH TAPE RED MEMBRANE CUFF DISPOSABLE STERILE SIZE 4.5MM (ID) | RESPIRATORY AND ANESTHESIA TENDER
2160 | 4227190324200 | TUBE ENDOTRACHEAL POLYVINYL PLAIN ORAL / NASAL TYPE RADIOPAQUE WITH 15MM TERMINATION CONNECTOR SMOOTH FORMED MURPHY EYE AND TIP NUMERICAL SCALING EVERY 1 CM STARTING FROM INSERTION SIDE PROPER CORRELATION BETWEEN ID/OD DISPOSABLE STERILE INNER DIAMETER SIZE 5.0MM (ID) | RESPIRATORY AND ANESTHESIA TENDER
2161 | 4227190322900 | TUBE ENDOTRACHEAL PVC ORAL / NASAL TYPE PROFILE CUFF HIGH VOLUME/LOW PRESSURE RADIOPAQUE WITH 15MM TERMINATION CONNECTOR NUMERICAL SCALING EVERY 1 CM STARTING FROM INSERTION SIDE PROPER CORRELATION BETWEEN ID/OD SMOOTH FORMED MURPHY EYE AND TIP SMOOTH TAPE RED MEMBRANE CUFF DISPOSABLE STERILE SIZE 5.0MM (ID) | RESPIRATORY AND ANESTHESIA TENDER
2162 | 4227190324300 | TUBE ENDOTRACHEAL POLYVINYL PLAIN ORAL / NASAL TYPE RADIOPAQUE WITH 15MM TERMINATION CONNECTOR SMOOTH FORMED MURPHY EYE AND TIP NUMERICAL SCALING EVERY 1 CM STARTING FROM INSERTION SIDE PROPER CORRELATION BETWEEN ID/OD DISPOSABLE STERILE INNER DIAMETER SIZE 5.5MM (ID) | RESPIRATORY AND ANESTHESIA TENDER
2163 | 4227190323000 | TUBE ENDOTRACHEAL PVC ORAL / NASAL TYPE PROFILE CUFF HIGH VOLUME/LOW PRESSURE RADIOPAQUE WITH 15MM TERMINATION CONNECTOR NUMERIC AL SCALING EVERY 1 CM STARTING FROM INSERTION SIDE PROPER CORRELATION BETWEEN ID/OD SMOOTH FORMED MURPHY EYE AND TIP SMOOTH TAPER ED MEMBRANE CUFF DISPOSABLE STERILE SIZE 5.5MM (ID) | RESPIRATORY AND ANESTHESIA TENDER
2164 | 4227190324400 | TUBE ENDOTRACHEAL POLYVINYL PLAIN ORAL / NASAL TYPE RADIOPAQUE WITH 15MM TERMINATION CONNECTOR SMOOTH FORMED MURPHY EYE AND TIP NUMERICAL SCALING EVERY 1 CM STARTING FROM INSERTION SIDE PROPER CORRELATION BETWEEN ID/OD DISPOSABLE STERILE INNER DIAMETER SIZE 6.0MM (ID) | RESPIRATORY AND ANESTHESIA TENDER
2165 | 4227190324500 | TUBE ENDOTRACHEAL POLYVINYL PLAIN ORAL / NASAL TYPE RADIOPAQUE WITH 15MM TERMINATION CONNECTOR SMOOTH FORMED MURPHY EYE AND TIP NUMERICAL SCALING EVERY 1 CM STARTING FROM INSERTION SIDE PROPER CORRELATION BETWEEN ID/OD DISPOSABLE STERILE INNER DIAMETER SIZE 6.5MM (ID) | RESPIRATORY AND ANESTHESIA TENDER
2166 | 4227190323200 | TUBE ENDOTRACHEAL PVC ORAL / NASAL TYPE PROFILE CUFF HIGH VOLUME/LOW PRESSURE RADIOPAQUE WITH 15MM TERMINATION CONNECTOR NUMERIC AL SCALING EVERY 1 CM STARTING FROM INSERTION SIDE PROPER CORRELATION BETWEEN ID/OD SMOOTH FORMED MURPHY EYE AND TIP SMOOTH TAPER ED MEMBRANE CUFF DISPOSABLE STERILE SIZE 6.5MM (ID) | RESPIRATORY AND ANESTHESIA TENDER
2167 | 4227190325200 | TUBE ENDOTRACHEAL PVC ORAL / NASAL TYPE TAPERED CUFF WITH PILOT CUFF MARKED WITH TUBE SIZE RADIOPAQUE WITH 15MM TERMINATION CONNECTOR SMOOTH FORMED MURPHY EYE AND TIP WITH SUBGLOTTIC SUCTION PORT LOCATED JUST ABOVE THE CUFF TUBE LINES MUST ALLOW FOR TUBE SHORTENING NUMERICAL SCALING EVERY 1 CM STARTING FROM INSERTION SIDE PROPER CORRELATION BETWEEN ID/OD DISPOSABLE STERILE SIZE 6.0MM (ID) | RESPIRATORY AND ANESTHESIA TENDER
2168 | 4227190325300 | TUBE ENDOTRACHEAL PVC ORAL / NASAL TYPE TAPERED CUFF WITH PILOT CUFF MARKED WITH TUBE SIZE RADIOPAQUE WITH 15MM TERMINATION CONNECTOR SMOOTH FORMED MURPHY EYE AND TIP WITH SUBGLOTTIC SUCTION PORT LOCATED JUST ABOVE THE CUFF TUBE LINES MUST ALLOW FOR TUBE SHORTENING NUMERICAL SCALING EVERY 1 CM STARTING FROM INSERTION SIDE PROPER CORRELATION BETWEEN ID/OD DISPOSABLE STERILE SIZE 6.5MM (ID) | RESPIRATORY AND ANESTHESIA TENDER
2169 | 4227190325400 | TUBE ENDOTRACHEAL PVC ORAL / NASAL TYPE TAPERED CUFF WITH PILOT CUFF MARKED WITH TUBE SIZE RADIOPAQUE WITH 15MM TERMINATION CONNECTOR SMOOTH FORMED MURPHY EYE AND TIP WITH SUBGLOTTIC SUCTION PORT LOCATED JUST ABOVE THE CUFF TUBE LINES MUST ALLOW FOR TUBE SHORTENING NUMERICAL SCALING EVERY 1 CM STARTING FROM INSERTION SIDE PROPER CORRELATION BETWEEN ID/OD DISPOSABLE STERILE SIZE 7.0MM (ID) | RESPIRATORY AND ANESTHESIA TENDER
2170 | 4227190325500 | TUBE ENDOTRACHEAL PVC ORAL / NASAL TYPE TAPERED CUFF WITH PILOT CUFF MARKED WITH TUBE SIZE RADIOPAQUE WITH 15MM TERMINATION CONNECTOR SMOOTH FORMED MURPHY EYE AND TIP WITH SUBGLOTTIC SUCTION PORT LOCATED JUST ABOVE THE CUFF TUBE LINES MUST ALLOW FOR TUBE SHORTENING NUMERICAL SCALING EVERY 1 CM STARTING FROM INSERTION SIDE PROPER CORRELATION BETWEEN ID/OD DISPOSABLE STERILE SIZE 7.5MM (ID) | RESPIRATORY AND ANESTHESIA TENDER
2171 | 4227190325600 | TUBE ENDOTRACHEAL PVC ORAL / NASAL TYPE TAPERED CUFF WITH PILOT CUFF MARKED WITH TUBE SIZE RADIOPAQUE WITH 15MM TERMINATION CONNECTOR SMOOTH FORMED MURPHY EYE AND TIP WITH SUBGLOTTIC SUCTION PORT LOCATED JUST ABOVE THE CUFF TUBE LINES MUST ALLOW FOR TUBE SHORTENING NUMERICAL SCALING EVERY 1 CM STARTING FROM INSERTION SIDE PROPER CORRELATION BETWEEN ID/OD DISPOSABLE STERILE SIZE 8.0MM (ID) | RESPIRATORY AND ANESTHESIA TENDER
2172 | 4227190325700 | TUBE ENDOTRACHEAL POLYVINYL (PVC) ORAL / NASAL TYPE TAPERED CUFF WITH PILOT CUFF MARKED WITH TUBE SIZE RADIOPAQUE WITH 15MM TERMINATION CONNECTOR SMOOTH FORMED MURPHY EYE AND TIP WITH SUBGLOTTIC SUCTION PORT LOCATED JUST ABOVE THE CUFF TUBE LINES MUST ALLOW FOR TUBE SHORTENING NUMERICAL SCALING EVERY 1 CM STARTING FROM INSERTION SIDE PROPER CORRELATION BETWEEN ID/OD DISPOSABLE STERILE SIZE 8.5MM (ID) | RESPIRATORY AND ANESTHESIA TENDER
2173 | 4227191528200 | TUBE ENDO - BRONCHIAL DOUBLE LUMEN LEFT SIZE 41 CURVED BRONCHIAL TIP WITH X-RAY OPAQUE MARKERS AT THE DISTAL TIP ABOVE THE BRONCHIAL CUFF AND AT THE TRACHEAL OPENING COLORED CODED CUFF FOR BRONCHIAL SIDE MADE OF POLYURETHANE CUFF WITH SUCTION CATHETER AND DOUBLE SWIVEL CONNECTOR AND STYLET CAN MAINTAIN ANATOMICAL SHAPE OF THE TUBE STERILE DISPOSABLE SET | RESPIRATORY AND ANESTHESIA TENDER
2174 | 4227191535500 | CUFF INFLATOR / PRESSURE GAUGE FOR ENDOTRACHEAL- TRACHEOSTOMY MEASURING CUFF PRESSURE REUSABLE | RESPIRATORY AND ANESTHESIA TENDER
2175 | 4227191535600 | TRACHEOSTOMY TUBE HOLDER, ONE PIECE, VELCRO SECURING, SOFT PADDED FOAM COVERED WITH FABRIC, ADULT/PEDIATRIC SIZE, 1.5 INCH WIDE, FITS NECK FROM 18INCH TO 22 INCH , DISPOSABLE, NON-STERILE. | RESPIRATORY AND ANESTHESIA TENDER
2176 | 4227201807100 | STYLET FOR INTUBATION SIZE 6FR FOR NEONATAL LENGTH RANGE 22- 26 CM MADE OF ALUMINUM DISPOSABLE STERILE. | RESPIRATORY AND ANESTHESIA TENDER
2177 | 4227201807200 | STYLET FOR INTUBATION SIZE 10FR FOR PEDIATRIC LENGTH RANGE 30-35 CM MADE OF ALUMINUM DISPOSABLE STERILE. | RESPIRATORY AND ANESTHESIA TENDER
2178 | 4227200500100 | FORCEPS MAGILL INFANT SIZE 15CM (6 INCH), REUSABLE | RESPIRATORY AND ANESTHESIA TENDER
2179 | 4227200500200 | FORCEPS MAGILL CHILD SIZE 20CM (8 INCH) REUSABLE | RESPIRATORY AND ANESTHESIA TENDER
2180 | 4227160015900 | AIRWAY EXCHANGE CATHETER WITH QUICK FIT ADAPTERS SIZE 11 FR / 83 CM | RESPIRATORY AND ANESTHESIA TENDER
2181 | 4227191535300 | INTRODUCER TRACHEAL TUBE ADULT (BOUGIE) ANGLED 15CH X 700-800MM | RESPIRATORY AND ANESTHESIA TENDER
2182 | 4227191529200 | DETECTOR CO2 SIZE ADULT MORE THAN 15 KG STERILE DISPOSABLE (COLORIMETRIC COMPATIBLE WITH ALL ENDOTRACHEAL TUBES DISPOSABLE STERILE) | RESPIRATORY AND ANESTHESIA TENDER
2183 | 4227201807600 | MCCOY LARYNGOSCOPE COMPLETE SET, WITH BLADES SIZE 3 AND 4, WITH BATTERY NON-RECHARGEABLE, WITH LIGHT LED ILLUMINATION, REUSABLE | RESPIRATORY AND ANESTHESIA TENDER
2184 | 4227160016100 | LARYNGOSCOPE ADULT SET BLADE AND HANDLE, BLADE MACINTOSH SIZE 2, 3, 4, MILLER SIZE 2, 3 ( MRI COMPATIBLE WITH 3 TESLA ) REUSABLE | RESPIRATORY AND ANESTHESIA TENDER
2185 | 4227150501500 | VENTILATOR CIRCUIT SET, COAXIAL, NON-HEATED, WITH FLOW SENSOR, EXPIRATORY VALVE SIZE, ADULT / PEDIATRIC, COMPATIBLE WITH MAGNETIC RESONANCE IMAGING (MRI) LENGTH AT LEAST 300 CM, SHOULD BE COMPATIBLE WITH HAMILTON MR1 OR EQUIVALENT | RESPIRATORY AND ANESTHESIA TENDER
2186 | 4227160006600 | VALVE PEEP 0-20 CM.H2O COMPLETE WITH STANDARD 22MM (ID) CONNECTOR DISPOSABLE | RESPIRATORY AND ANESTHESIA TENDER
2187 | 4227201805700 | LARYNGEAL MASK AIRWAY (LMA) TUBE CURVED WITH FIXATION TAB ELONGATED CUFF SILICON MATERIAL SOFT BITE BLOCKER AND GASTRIC ACCESS WHICH ENABLES PASSIVE OR ACTIVE DRAINAGE OF GASTRIC CONTENT INDEPENDENTLY OF VENTILATION SIZE 1.0 | RESPIRATORY AND ANESTHESIA TENDER
2188 | 4227201805800 | LARYNGEAL MASK AIRWAY (LMA) TUBE CURVED WITH FIXATION TAB ELONGATED CUFF SILICON MATERIAL SOFT BITE BLOCKER AND GASTRIC ACCESS WHICH ENABLES PASSIVE OR ACTIVE DRAINAGE OF GASTRIC CONTENT INDEPENDENTLY OF VENTILATION SIZE 1.5 | RESPIRATORY AND ANESTHESIA TENDER
2189 | 4227201805900 | LARYNGEAL MASK AIRWAY (LMA) TUBE CURVED WITH FIXATION TAB ELONGATED CUFF SILICON MATERIAL SOFT BITE BLOCKER AND GASTRIC ACCESS WHICH ENABLES PASSIVE OR ACTIVE DRAINAGE OF GASTRIC CONTENT INDEPENDENTLY OF VENTILATION SIZE 2.0 | RESPIRATORY AND ANESTHESIA TENDER
2190 | 4227201806100 | LARYNGEAL MASK AIRWAY (LMA) TUBE CURVED WITH FIXATION TAB ELONGATED CUFF SILICON MATERIAL SOFT BITE BLOCKER AND GASTRIC ACCESS WHICH ENABLES PASSIVE OR ACTIVE DRAINAGE OF GASTRIC CONTENT INDEPENDENTLY OF VENTILATION SIZE 3.0 | RESPIRATORY AND ANESTHESIA TENDER
2191 | 4227201806200 | LARYNGEAL MASK AIRWAY (LMA) TUBE CURVED WITH FIXATION TAB ELONGATED CUFF SILICON MATERIAL SOFT BITE BLOCKER AND GASTRIC ACCESS WHICH ENABLES PASSIVE OR ACTIVE DRAINAGE OF GASTRIC CONTENT INDEPENDENTLY OF VENTILATION SIZE 4.0 | RESPIRATORY AND ANESTHESIA TENDER
2192 | 4227191530000 | MASK FULL FACE ADULT SILICONE/GEL VENTED SIZE LARGE WITH STRAP AND SWIVEL ADJUSTABLE SILICON PADDED FOREHEAD SUPPORT DISPOSABLE FOR CPAP/BIPAP MACHINE. ONE (1) ITEM/PC = ONE (1) SET | RESPIRATORY AND ANESTHESIA TENDER
2193 | 4227191530200 | MASK FULL FACE ADULT SILICONE/GEL, VENTED, SIZE SMALL WITH STRAP AND SWIVEL, ADJUSTABLE SILICON PADDED FOREHEAD SUPPORT, DISPOSABLE FOR CPAP/BIPAP MACHINE., ONE (1) ITEM/PC = ONE (1) SET | RESPIRATORY AND ANESTHESIA TENDER
2194 | 4227191531500 | MASK FULL FACE ADULT SILICONE NON-VENTED SIZE MEDIUM WITH STRAP AND SWIVEL ADJUSTABLE SILICON PADDED FOREHEAD SUPPORT DISPOSABLE FOR VENTILATOR ONE (1) ITEM/PC = ONE (1) SET | RESPIRATORY AND ANESTHESIA TENDER
2195 | 4227191531600 | MASK FULL FACE ADULT SILICONE NON-VENTED SIZE SMALL WITH STRAP AND SWIVEL ADJUSTABLE SILICON PADDED FOREHEAD SUPPORT DISPOSABLE FOR VENTILATOR ONE (1) ITEM/PC = ONE (1) SET | RESPIRATORY AND ANESTHESIA TENDER
2196 | 4227191530100 | MASK FULL FACE ADULT SILICONE/GEL, VENTED, SIZE MEDIUM WITH STRAP AND SWIVEL, ADJUSTABLE SILICON PADDED FOREHEAD SUPPORT, DISPOSABLE FOR CPAP/BIPAP MACHINE., ONE (1) ITEM/PC = ONE (1) SET | RESPIRATORY AND ANESTHESIA TENDER
2197 | 4227191530500 | MASK NASAL ADULT SILICONE VENTED SIZE MEDIUM WITH STRAP AND SWIVEL ADJUSTABLE SILICON PADDED FOREHEAD SUPPORT DISPOSABLE FOR CPAP/BIPAP MACHINE. ONE (1) ITEM/PC = ONE (1) SET | RESPIRATORY AND ANESTHESIA TENDER
2198 | 4227191530600 | MASK NASAL ADULT SILICONE VENTED SIZE LARGE WITH STRAP AND SWIVEL ADJUSTABLE SILICON PADDED FOREHEAD SUPPORT DISPOSABLE FOR CPAP/BIPAP MACHINE. ONE (1) ITEM/PC = ONE (1) SET | RESPIRATORY AND ANESTHESIA TENDER
2199 | 4227160003100 | FILTER HME AND (BACTERIAL/VIRAL), HIGH FILTRATION EFFICIENCY 99.999%, MECHANICAL, MACHINE SIDE 22MM (ID) 15MM (OD), PATIENT SIDE 15MM (ID) 22MM (OD),STRAIGHT,WITH CO2 PORT, ADULT, DISPOSABLE. | RESPIRATORY AND ANESTHESIA TENDER
2200 | 4227160003300 | FILTER HME AND (BACTERIAL/VIRAL) HIGH FILTRATION EFFICIENCY 99.999% MECHANICAL MACHINE SIDE 15MM (OD) PATIENT SIDE 15MM (ID)STRAIGHTWITH CO2 PORT NEONATE DISPOSABLE. | RESPIRATORY AND ANESTHESIA TENDER
2201 | 4227160003200 | FILTER HME AND (BACTERIAL/VIRAL), HIGH FILTRATION EFFICIENCY 99.999%, MECHANICAL, MACHINE SIDE 22MM (ID) 15MM (OD), PATIENT SIDE 15MM (ID) 22MM (OD),STRAIGHT,WITH CO2 PORT, PEDIATRIC, DISPOSABLE. | RESPIRATORY AND ANESTHESIA TENDER
2202 | 4227160003400 | FILTER FOR SODA LIME DISPOSABLE COMPATIBLE WITH DRAEGER ANESTHESIA MACHINE OR EQUIVALENT | RESPIRATORY AND ANESTHESIA TENDER
2203 | 4227160002600 | FILTER MECHANICAL VIRAL/BACTERIAL FOR VENTILATOR 22 MM ID / 15 MM ID/ 22 MM OD ADULT STERILE DISPOSABLE | RESPIRATORY AND ANESTHESIA TENDER
2204 | 4227160016800 | HME PAPER FILTER FOR TRACHED PATIENTS ADULT PEDIATRIC OXYGEN AND SUCTION PORT WITH MECHANICAL CAP IN BLISTER PACK STERILE DISPOSABLE RESISTANCE 0.7 CMH2O AT GAS FLOW RATE OF 60 LPM. | RESPIRATORY AND ANESTHESIA TENDER
2205 | 4227160005900 | EXPIRATORY VALVE SET FOR VENTILATOR MACHINE DISPOSABLE COMPATIBLE WITH HAMILTON G5/S1 OR EQUIVALENT | RESPIRATORY AND ANESTHESIA TENDER
2206 | 4227150501600 | VENTILATOR CIRCUIT SET DOUBLE LUMEN NON-HEATED WITH FLOW SENSOR EXPIRATORY VALVE SIZE NEONATAL COMPATIBLE WITH MAGNETIC RESONANCE IMAGING (MRI) LENGTH AT LEAST 300 CM COMPATIBLE WITH HAMILTON MR1 OR EQUIVALENT | RESPIRATORY AND ANESTHESIA TENDER
2207 | 4227160017700 | VENTILATOR CIRCUIT KIT SIZE PEDIATRIC 15 MM (ID) DUAL LIMB HEATED BOTH SIDES INSPIRATORY EXTENSION TUBE HUMIDIFIER CHAMBER COMPATIBLE WITH MR850 TRILOBES ELECTRICAL CONNECTOR OR EQUIVALENT DISPOSABLE. ONE (1) EACH = ONE (1) KIT | RESPIRATORY AND ANESTHESIA TENDER
2208 | 4227150600000 | TRANSPORT VENTILATOR CIRCUIT SINGLE LUMEN WITH FLOW SENSOR EXHALATION VALVE PRESSURE LINE AND VALVE LINE SIZE ADULT 1.8 M LONG COMPATIBLE WITH DRAGER OXYLOG 3000 2000 VE300 OR EQUIVALENT | RESPIRATORY AND ANESTHESIA TENDER
2209 | 4227160017000 | VENTILATOR CIRCUIT SET FLEXIBLE DUAL LIMB SIZE NEONATE SINGLE HEATED SIDE 1.1 M LONG 0.3 M LONG INCUBATOR EXTENSION TOTAL LENGTH 1.6 M WATER TRAP ON EXPIRATORY SIDE 0.9 M LONG EXTENSION TUBE 0.3 M WITH CAP SWIVEL WYE CONNECTOR SINGLE USE WITH AUTOFILL HUMIDIFIER CHAMBER UNIVERSAL FITTING ADAPTERS AND PROXIMAL PRESSURE LINE TUBE. ONE (1) EACH = ONE (1) SET | RESPIRATORY AND ANESTHESIA TENDER
2210 | 4227191533000 | TOTAL FACE MASK SIZE ADULT LARGE NON-VENTED COVER FROM FOREHEAD TO CHIN MADE OF SILICON INCLUDE HEADGEAR WITH EMERGENCY RELEASE DISPOSABLE. ONE (1) ITEM/PC = ONE (1) SET | RESPIRATORY AND ANESTHESIA TENDER
2211 | 4227191533100 | TOTAL FACE MASK SIZE ADULT MEDIUM NON-VENTED COVER FROM FOREHEAD TO CHIN MADE OF SILICON INCLUDE HEADGEAR WITH EMERGENCY RELEA SE DISPOSABLE. ONE (1) ITEM/PC = ONE (1) SET | RESPIRATORY AND ANESTHESIA TENDER
2212 | 4227191533200 | TOTAL FACE MASK SIZE ADULT SMALL NON-VENTED COVER FROM FOREHEAD TO CHIN MADE OF SILICON INCLUDE HEADGEAR WITH EMERGENCY RELEASE DISPOSABLE. ONE (1) ITEM/PC = ONE (1) SET | RESPIRATORY AND ANESTHESIA TENDER
2213 | 4227191532900 | TOTAL FACE MASK SIZE ADULT XLARGE NON-VENTED COVER FROM FOREHEAD TO CHIN MADE OF SILICON INCLUDE HEADGEAR WITH EMERGENCY RELEA SE DISPOSABLE. ONE (1) ITEM/PC = ONE (1) SET | RESPIRATORY AND ANESTHESIA TENDER
2214 | 4227160005600 | CATHETER MOUNT EXTENDABLE 15 CM 22 OD /15 ID SWIVEL ELBOW WITH DOUBLE FLIP CAP AND SEAL DISPOSABLE | RESPIRATORY AND ANESTHESIA TENDER
2215 | 4227150501000 | ANESTHESIA BREATHING CIRCUIT EXTENDABLE UNHEATED SIZE ADULT DOUBLE LIMB (ID 22MM) WITH CO2 SAMPLING LINE WITH 2 L REBREATHING BAG CIRCUIT LENGTH 1.8 M TO 2 M LIGHT WEIGHT WITH ANGLE PIECE WITH TWO HME (BACTERIAL VIRAL) FILTER AND HOSE FOR BAG WITH CONNECTOR 22MM BOTH SIDE WITH LUER ELBOW DISPOSABLE ONE (1) ITEM/PC = ONE (1) SET | RESPIRATORY AND ANESTHESIA TENDER
2216 | 4227160003800 | HUMIDIFYING CHAMBER FOR VENTILATOR AUTO-FILL DISPOSABLE NON STERILE SHOULD BE COMPATIBLE WITH FISHER PAYKEL MR850 OR EQUIVALENT | RESPIRATORY AND ANESTHESIA TENDER
2217 | 4227150502700 | BUBBLE CPAP KIT WHICH INCLUDE ADJUSTABLE PRESSURE UNIT HEATED WIRE CIRCUIT DISPOSABLE. | RESPIRATORY AND ANESTHESIA TENDER
2218 | 4227160001600 | RESUSCITATION KIT BAG ADULT PATIENT VALVE WITH OXYGEN TUBING WITH RESERVOIR BAG 2.5 L DISPOSABLE (SHOULD BE COMPLETE KIT PEEP VALVE RESERVOIR BAG OXYGEN TUBING MASK SIZE 5) ALL KIT SECURED IN A TRANSPARENT HANGABLE BAG. | RESPIRATORY AND ANESTHESIA TENDER
2219 | 4227160001800 | RESUSCITATION KIT BAG INFANT PATIENT VALVE WITH OXYGEN TUBING WITH RESERVOIR BAG 0.5 L DISPOSABLE (SHOULD BE COMPLETE KIT PEEP VALVE RESERVOIR BAG OXYGEN TUBING MASK SIZE 0) AND PRESSURE GAUGE MANOMETER RELEASE VALVE SET AT 40 CM.H2O ALL KIT SECURED IN A TRANSPARENT HANGABLE BAG. | RESPIRATORY AND ANESTHESIA TENDER
2220 | 4227160007200 | SODA LIME CANISTER COLOR WHITE TO VIOLET DISPOSABLE (SHOULD BE COMPATIBLE WITH DRAEGER MACHINE OR EQUIVALENT) | RESPIRATORY AND ANESTHESIA TENDER
2221 | 4227160008900 | SENSOR MEASURING THE CONSCIOUSNESS LEVEL FOR ADULT DISPOSABLE COMPATIBLE WITH BIS SYSTEM OR EQUIVALENT | RESPIRATORY AND ANESTHESIA TENDER
2222 | 4227160009000 | SENSOR MEASURING THE CONSCIOUSNESS LEVEL FOR PEDIATRIC DISPOSABLE COMPATIBLE WITH BIS SYSTEM OR EQUIVALENT | RESPIRATORY AND ANESTHESIA TENDER
2223 | 4214250406000 | ENDOBRONCHIAL ULTRASOUND (EBUS) ASPIRATION NEEDLE SIZE 21 G 40MM LONG DISPOSABLE | RESPIRATORY AND ANESTHESIA TENDER
2224 | 4214250406100 | ENDOBRONCHIAL ULTRASOUND (EBUS) ASPIRATION NEEDLE SIZE 22 G 40MM LONG DISPOSABLE | RESPIRATORY AND ANESTHESIA TENDER
2225 | 4227250007000 | SUCTION VALVE FOR BRONCHOSCOPES DISPOSABLE COMPATIBLE WITH OLYMPUS SCOPE OR EQUIVALENT | RESPIRATORY AND ANESTHESIA TENDER
2226 | 4227160016700 | BRONCHOSCOPE FLEXIBLE LARGE 5.8 WORKING CHANNEL 2.8 MM STERILE DISPOSABLE COMPATIBLE WITH AMBU MONITOR OR EQUIVALENT | RESPIRATORY AND ANESTHESIA TENDER
2227 | 4227160016600 | BRONCHOSCOPE FLEXIBLE REGULAR 5.0 WORKING CHANNEL 2.2 MM STERILE DISPOSABLE COMPATIBLE WITH AMBU MONITOR OR EQUIVALENT | RESPIRATORY AND ANESTHESIA TENDER
2228 | 4227160016500 | BRONCHOSCOPE FLEXIBLE SLIM 3.8 WORKING CHANNEL 1.2MM STERILE DISPOSABLE COMPATIBLE WITH AMBU MONITOR OR EQUIVALENT | RESPIRATORY AND ANESTHESIA TENDER
2229 | 4227250014400 | LARYNGEAL MASK AIRWAY (LMA) TUBE STRAIGHT WITH FIXATION TAB INFLATABLE SILICON MATERIAL CUFF SIZE 1.0 | RESPIRATORY AND ANESTHESIA TENDER
2230 | 4227250014500 | LARYNGEAL MASK AIRWAY (LMA) TUBE STRAIGHT WITH FIXATION TAB INFLATABLE SILICON MATERIAL CUFF SIZE 1.5 | RESPIRATORY AND ANESTHESIA TENDER
2231 | 4227250014600 | LARYNGEAL MASK AIRWAY (LMA) TUBE STRAIGHT WITH FIXATION TAB INFLATABLE SILICON MATERIAL CUFF SIZE 2.0 | RESPIRATORY AND ANESTHESIA TENDER
2232 | 4227250014700 | LARYNGEAL MASK AIRWAY (LMA) TUBE STRAIGHT WITH FIXATION TAB INFLATABLE SILICON MATERIAL CUFF SIZE 2.5 | RESPIRATORY AND ANESTHESIA TENDER
2233 | 4227250014800 | LARYNGEAL MASK AIRWAY (LMA) TUBE STRAIGHT WITH FIXATION TAB INFLATABLE SILICON MATERIAL CUFF SIZE 3.0 | RESPIRATORY AND ANESTHESIA TENDER
2234 | 4227250014900 | LARYNGEAL MASK AIRWAY (LMA) TUBE STRAIGHT WITH FIXATION TAB INFLATABLE SILICON MATERIAL CUFF SIZE 4.0 | RESPIRATORY AND ANESTHESIA TENDER
2235 | 4227250015000 | LARYNGEAL MASK AIRWAY (LMA) TUBE STRAIGHT WITH FIXATION TAB INFLATABLE SILICON MATERIAL CUFF SIZE 5.0 | RESPIRATORY AND ANESTHESIA TENDER
2236 | 4227250015100 | AIRWAY ORAL PHARYNGEAL GUEDEL PLASTIC, DISPOSABLE, LENGTH PRINTED PERMANENTLY 110-120MM, DISTAL END CURVE WITH ATRAUMATIC EDGE COLOR CODED | RESPIRATORY AND ANESTHESIA TENDER
2237 | 4227250015200 | AIRWAY PHARYNGEAL BERMAN FIBER OPTIC DISPOSABLE 3.0CM | RESPIRATORY AND ANESTHESIA TENDER
2238 | 4227250015300 | AIRWAY PHARYNGEAL BERMAN FIBER OPTIC DISPOSABLE 4.0CM | RESPIRATORY AND ANESTHESIA TENDER
2239 | 4227250015400 | AIRWAY PHARYNGEAL BERMAN FIBER OPTIC DISPOSABLE 5.0CM | RESPIRATORY AND ANESTHESIA TENDER
2240 | 4227250015500 | AIRWAY PHARYNGEAL BERMAN FIBER OPTIC DISPOSABLE 6.0CM | RESPIRATORY AND ANESTHESIA TENDER
2241 | 4227250015600 | AIRWAY PHARYNGEAL BERMAN FIBER OPTIC DISPOSABLE 7.0CM | RESPIRATORY AND ANESTHESIA TENDER
2242 | 4227250015700 | AIRWAY PHARYNGEAL BERMAN FIBER OPTIC DISPOSABLE 10.0M | RESPIRATORY AND ANESTHESIA TENDER
2243 | 4227250015800 | AIRWAY PHARYNGEAL BERMAN FIBER OPTIC DISPOSABLE 11.0CM | RESPIRATORY AND ANESTHESIA TENDER
2244 | 4227151500900 | HIGH FLOW CIRCUIT COMPLETED SET (HEATED CIRCUIT HUMIDIFIER CARTRIDGE) FLOW RANGE 5-40 LPM SHOULD BE COMPATIBLE WITH VAPOTHERM HIGH FLOW SYSTEM OR EQUIVALENT | RESPIRATORY AND ANESTHESIA TENDER
2245 | 4227151501000 | LOW FLOW CIRCUIT COMPLETED SET (HEATED CIRCUIT HUMIDIFIER CARTRIDGE) FLOW RANGE 1-8 LPM SHOULD BE COMPATIBLE WITH VAPOTHERM HIGH FLOW SYSTEM OR EQUIVALENT | RESPIRATORY AND ANESTHESIA TENDER
2246 | 4227250015900 | ANESTHESIA CIRCUIT BREATHING SYSTEM ADULT/PEAD WITH BREATHING BAG 2L LENGTH 150-170CM SINGLE TUBE DIVIDED DISPOSABLE | RESPIRATORY AND ANESTHESIA TENDER
2247 | 4227250016000 | CIRCUIT BREATHING SYSTEM ADULT/PEAD WITH BREATHING BAG 2L LENGTH 220-300CM SINGLE TUBE DIVIDED DISPOSABLE | RESPIRATORY AND ANESTHESIA TENDER
2248 | 4227250016100 | ANESTHESIA BREATHING CIRCUIT EXTENDABLE, UNHEATED, SIZE NEONATAL, DOUBLE LUMEN (ID 10MM), WITH CO2 SAMPLING LINE, WITH 0.5L REBREATHING BAG, CIRCUIT LENGTH 1.5 M TO 1.8 M, WITH ( ID ) 4MM LIGHT WEIGHT WITH ANGLE PIECE, WITH ONE HME( BACTERIAL & VIRAL ) FILTER AND HOSE FOR BAG WITH CONNECTOR 22MM BOTH SIDE, WITH LUER ELBOW, DISPOSABLE, (EACH HOSPITAL SHOULD BE COMPATIBLE WITH ANESTHESIA MACHINE, VENT MACHINE) | RESPIRATORY AND ANESTHESIA TENDER
2249 | 4227151501100 | VENTILATOR CIRCUIT SET COAXIAL NON-HEATED WITH FLOW SENSOR EXPIRATORY VALVE SIZE ADULT COMPATIBLE WITH MAGNETIC RESONANCE IMAGING (MRI) LENGTH AT LEAST 480 CM COMPATIBLE WITH HAMILTON MR1 OR EQUIVALENT | RESPIRATORY AND ANESTHESIA TENDER
2250 | 4227151501300 | FILTER EXHALATION WITH VIAL DRAINAGE ADULT PEDIATRIC DISPOSABLE COMPATIBLE WITH 840 VENTILATOR OR EQUIVALENT | RESPIRATORY AND ANESTHESIA TENDER
2251 | 4227151501400 | FILTER EXHALATION WITH VIAL DRAINAGE NEONATE DISPOSABLE COMPATIBLE WITH 840 VENTILATOR OR EQUIVALENT | RESPIRATORY AND ANESTHESIA TENDER
2252 | 4227151501500 | VIBRATING MESH TECHNOLOGY AEROSOL DRUG DELIVERY CHAMBER FOR ADULT DISPOSABLE COMPATIBLE WITH AIRICU DEVICE OR EQUIVALENT | RESPIRATORY AND ANESTHESIA TENDER
2253 | 4227151501700 | CONNECTOR TUBE FOR VIBRATING MESH AEROSOL DRUG DELIVERY CHAMBER FOR CONTINUES NEBULIZATION DISPOSABLE COMPATIBLE WITH AEROGEN SYSTEM OR EQUIVALENT | RESPIRATORY AND ANESTHESIA TENDER
2254 | 4227151501800 | SYRINGE FOR VIBRATING MESH AEROSOL CONTINUES DRUG DELIVERY DISPOSABLE COMPATIBLE WITH AEROGEN SYSTEM OR EQUIVALENT | RESPIRATORY AND ANESTHESIA TENDER
2255 | 4227151502000 | T-PIECE ADAPTOR FOR VIBRATING MESH AEROSOL DRUG DELIVERY CHAMBER FOR ADULT CIRCUIT DISPOSABLE COMPATIBLE WITH AIRICU SYSTEM OR EQUIVALENT | RESPIRATORY AND ANESTHESIA TENDER
2256 | 4227151502300 | END-TIDAL CARBON DIOXIDE CUVETTE FOR CONTINUOUS CO2 WITH HIGH ACCURACY DISPOSABLE NON STERILE FOR NEONATE UNIVERSAL COMPATIBILITY | RESPIRATORY AND ANESTHESIA TENDER
2257 | 4227151502500 | ADULT NITRIC OXIDE DELIVERY AND SAMPLING COMPLETED KIT SHOULD BE COMPATIBLE WITH CAREFUSION FOR VENTILATOR OR EQUIVALENT | RESPIRATORY AND ANESTHESIA TENDER
2258 | 4227151502700 | PEDIATRIC NITRIC OXIDE DELIVERY AND SAMPLING COMPLETED KIT, SHOULD BE COMPATIBLE WITH NOXBOX FOR VENTILATOR OR EQUIVALENT | RESPIRATORY AND ANESTHESIA TENDER
2259 | 4227221303200 | NEONATAL NASAL CPAP PRONGS SIZE (XS) DISPOSABLE SILICON COMPATIBLE WITH DUAL LIMB FLOW GENERATOR. | RESPIRATORY AND ANESTHESIA TENDER
2260 | 4227151503800 | NEONATAL NASAL CPAP PRONGS SIZE (S) DISPOSABLE SILICON COMPATIBLE WITH DUAL LIMB FLOW GENERATOR. | RESPIRATORY AND ANESTHESIA TENDER
2261 | 4227221302900 | NEONATAL NASAL CPAP PRONGS SIZE (M) DISPOSABLE SILICON COMPATIBLE WITH DUAL LIMB FLOW GENERATOR. | RESPIRATORY AND ANESTHESIA TENDER
2262 | 4227221302800 | NEONATAL NASAL CPAP PRONGS SIZE (L) DISPOSABLE SILICON COMPATIBLE WITH DUAL LIMB FLOW GENERATOR. | RESPIRATORY AND ANESTHESIA TENDER
2263 | 4227221303100 | NEONATAL NASAL CPAP PRONGS SIZE (XL) DISPOSABLE SILICON COMPATIBLE WITH DUAL LIMB FLOW GENERATOR. | RESPIRATORY AND ANESTHESIA TENDER
2264 | 4227151503900 | NEONATAL NASAL CPAP PRONGS SIZE (XXL) DISPOSABLE SILICON COMPATIBLE WITH DUAL LIMB FLOW GENERATOR. | RESPIRATORY AND ANESTHESIA TENDER
2265 | 4227221302700 | NEONATAL NASAL CPAP MASK SIZE (S) DISPOSABLE SILICON COMPATIBLE WITH DUAL LIMB FLOW GENERATOR. | RESPIRATORY AND ANESTHESIA TENDER
2266 | 4227221302600 | NEONATAL NASAL CPAP MASK SIZE (M) DISPOSABLE SILICON COMPATIBLE WITH DUAL LIMB FLOW GENERATOR. | RESPIRATORY AND ANESTHESIA TENDER
2267 | 4227221302500 | NEONATAL NASAL CPAP MASK SIZE (L) DISPOSABLE SILICON COMPATIBLE WITH DUAL LIMB FLOW GENERATOR. | RESPIRATORY AND ANESTHESIA TENDER
2268 | 4227151504200 | NEONATAL NASAL CPAP BONNET SIZE (XS) MICROFIBER WITH VELCRO COMPATIBLE WITH DUAL LIMB FLOW GENERATOR. | RESPIRATORY AND ANESTHESIA TENDER
2269 | 4227151504300 | NEONATAL NASAL CPAP BONNET SIZE (S) MICROFIBER WITH VELCRO COMPATIBLE WITH DUAL LIMB FLOW GENERATOR. | RESPIRATORY AND ANESTHESIA TENDER
2270 | 4227151504400 | NEONATAL NASAL CPAP BONNET SIZE (M) MICROFIBER WITH VELCRO COMPATIBLE WITH DUAL LIMB FLOW GENERATOR. | RESPIRATORY AND ANESTHESIA TENDER
2271 | 4227151504500 | NEONATAL NASAL CPAP BONNET SIZE (L) MICROFIBER WITH VELCRO COMPATIBLE WITH DUAL LIMB FLOW GENERATOR. | RESPIRATORY AND ANESTHESIA TENDER
2272 | 4227150502900 | NEONATAL NASAL CPAP HEAD GEAR SIZE (S) MICROFIBER WITH VELCRO COMPATIBLE WITH DUAL LIMB FLOW GENERATOR. ONE (1) EACH = ONE (1) SET | RESPIRATORY AND ANESTHESIA TENDER
2273 | 4227150503000 | NEONATAL NASAL CPAP HEAD GEAR SIZE (M) MICROFIBER WITH VELCRO COMPATIBLE WITH DUAL LIMB FLOW GENERATOR. ONE (1) EACH = ONE (1) SET | RESPIRATORY AND ANESTHESIA TENDER
2274 | 4227150503100 | NEONATAL NASAL CPAP HEAD GEAR SIZE (L) MICROFIBER WITH VELCRO COMPATIBLE WITH DUAL LIMB FLOW GENERATOR. ONE (1) EACH = ONE (1) SET | RESPIRATORY AND ANESTHESIA TENDER
2275 | 4227151504600 | NON-INVASIVE VENTILATOR KIT FOR NEONATAL INCLUDES FLOW GENERATOR DOUBLE LUMEN TUBE WITH (NASAL MASKS SIZES S M L XL) WITH (NASAL PRONG SIZES XS S M L XL LW) WITH (BONNETS SIZES XS S M L XL XXL AND XXXL) WITH MEASURE TAPE DISPOSABLE. | RESPIRATORY AND ANESTHESIA TENDER
2276 | 4227250016200 | CUFF BLOOD PRESSURE NEONATAL LATEX FREE SIZE 1 DISPOSABLE (SHOULD BE COMPATIBLE WITH GE MACHINE OR EQUIVALENT) | RESPIRATORY AND ANESTHESIA TENDER
2277 | 4227250016300 | CUFF BLOOD PRESSURE NEONATAL LATEX FREE SIZE 2 DISPOSABLE (SHOULD BE COMPATIBLE WITH GE MACHINE OR EQUIVALENT) | RESPIRATORY AND ANESTHESIA TENDER
2278 | 4227250016400 | CUFF BLOOD PRESSURE NEONATAL LATEX FREE SIZE 3 DISPOSABLE (SHOULD BE COMPATIBLE WITH GE MACHINE OR EQUIVALENT) | RESPIRATORY AND ANESTHESIA TENDER
2279 | 4227250016500 | CUFF BLOOD PRESSURE NEONATAL LATEX FREE SIZE 4 DISPOSABLE (SHOULD BE COMPATIBLE WITH GE MACHINE OR EQUIVALENT) | RESPIRATORY AND ANESTHESIA TENDER
2280 | 4227250016600 | SENSOR SATURATION PROBE (FOR PULSE OXIMETER) FINGER TIP ADHESIVE PREMATURE LESS THAN 3KG DISPOSABLE COMPATIBLE WITH OXIMAX NELLCOR SYSTEM OR EQUIVALENT | RESPIRATORY AND ANESTHESIA TENDER
2281 | 4227250016800 | SENSOR PULSE OXIMETER PEDIATRIC REUSABLE CLIP SHOULD BE COMPATIBLE WITH NILLCOR OXIMAX SYSTEM OR EQUIVALENT | RESPIRATORY AND ANESTHESIA TENDER
2282 | 4227250016900 | SENSOR CEREBRAL OXIMETRY NON INVASIVE FOR PEDIATRIC SHOULD BE COMPATIBLE WITH INVOS 7100 DEVICE OR EQUIVALENT | RESPIRATORY AND ANESTHESIA TENDER
2283 | 4227250017000 | SENSOR CEREBRAL OXIMETRY NON INVASIVE FOR ADULT SHOULD BE COMPATIBLE WITH INVOS 7100 DEVICE OR EQUIVALENT | RESPIRATORY AND ANESTHESIA TENDER
2284 | 4227250018000 | STYLET FOR INTUBATION SIZE 14-15FR FOR ADULT LENGTH RANGE 33-40 CM MADE OF ALUMINUM DISPOSABLE STERILE. | RESPIRATORY AND ANESTHESIA TENDER
2285 | 4227201900000 | AIRWAY EXCHANGE CATHETER WITH OXYGEN PORT AND ADAPTER 14 FR / 80-85CM | RESPIRATORY AND ANESTHESIA TENDER
2286 | 4227250018100 | AIRWAY EXCHANGE CATHETER WITH OXYGEN PORT AND ADAPTER 8.0 FR / 43-45CM | RESPIRATORY AND ANESTHESIA TENDER
2287 | 4227250018200 | BLADE LARYNGOSCOPE FIBER OPTIC MACINTOSH SIZE 00 DISPOSABLE MADE OF STAINLESS STEEL MUST BE COMPATIBLE WITH LARYNGOSCOPE HANDLE AND EASY TO INSTALL AND REMOVE | RESPIRATORY AND ANESTHESIA TENDER
2288 | 4227250018300 | BLADE LARYNGOSCOPE FIBER OPTIC MACINTOSH SIZE 0 DISPOSABLE MADE OF STAINLESS STEEL MUST BE COMPATIBLE WITH LARYNGOSCOPE HANDLE AND EASY TO INSTALL AND REMOVE | RESPIRATORY AND ANESTHESIA TENDER
2289 | 4227250018400 | BLADE LARYNGOSCOPE FIBER OPTIC MACINTOSH SIZE 1 DISPOSABLE MADE OF STAINLESS STEEL MUST BE COMPATIBLE WITH LARYNGOSCOPE HANDLE AND EASY TO INSTALL AND REMOVE | RESPIRATORY AND ANESTHESIA TENDER
2290 | 4227250018500 | BLADE LARYNGOSCOPE FIBER OPTIC MACINTOSH SIZE 2 DISPOSABLE MADE OF STAINLESS STEEL MUST BE COMPATIBLE WITH LARYNGOSCOPE HANDLE AND EASY TO INSTALL AND REMOVE | RESPIRATORY AND ANESTHESIA TENDER
2291 | 4227250018600 | BLADE LARYNGOSCOPE FIBER OPTIC MACINTOSH SIZE 4 DISPOSABLE MADE OF STAINLESS STEEL MUST BE COMPATIBLE WITH LARYNGOSCOPE HANDLE AND EASY TO INSTALL AND REMOVE | RESPIRATORY AND ANESTHESIA TENDER
2292 | 4227250018700 | BLADE LARYNGOSCOPE MILLER SIZE 00 DISPOSABLE MADE OF STAINLESS STEEL MUST BE COMPATIBLE WITH LARYNGOSCOPE HANDLE AND EASY TO INSTALL AND REMOVE | RESPIRATORY AND ANESTHESIA TENDER
2293 | 4227250018800 | BLADE LARYNGOSCOPE MILLER SIZE 0 DISPOSABLE MADE OF STAINLESS STEEL MUST BE COMPATIBLE WITH LARYNGOSCOPE HANDLE AND EASY TO INSTALL AND REMOVE | RESPIRATORY AND ANESTHESIA TENDER
2294 | 4227200102500 | BLADE LARYNGOSCOPE MILLER SIZE 2 DISPOSABLE MADE OF STAINLESS STEEL MUST BE COMPATIBLE WITH LARYNGOSCOPE HANDLE AND EASY TO INSTALL AND REMOVE | RESPIRATORY AND ANESTHESIA TENDER
2295 | 4227200102600 | BLADE LARYNGOSCOPE MILLER SIZE 3 DISPOSABLE MADE OF STAINLESS STEEL MUST BE COMPATIBLE WITH LARYNGOSCOPE HANDLE AND EASY TO INSTALL AND REMOVE | RESPIRATORY AND ANESTHESIA TENDER
2296 | 4227200102700 | BLADE LARYNGOSCOPE MILLER SIZE 4 DISPOSABLE MADE OF STAINLESS STEEL MUST BE COMPATIBLE WITH LARYNGOSCOPE HANDLE AND EASY TO INSTALL AND REMOVE | RESPIRATORY AND ANESTHESIA TENDER
2297 | 4227200106500 | BLADE LARYNGOSCOPE FIBER OPTIC MACINTOSH SIZE 00 REUSABLE MUST BE COMPATIBLE WITH LARYNGOSCOPE HANDLE | RESPIRATORY AND ANESTHESIA TENDER
2298 | 4227250018900 | BLADE LARYNGOSCOPE FIBER OPTIC MACINTOSH SIZE 0 REUSABLE MUST BE COMPATIBLE WITH LARYNGOSCOPE HANDLE | RESPIRATORY AND ANESTHESIA TENDER
2299 | 4227200106700 | BLADE LARYNGOSCOPE FIBER OPTIC MACINTOSH SIZE 2 REUSABLE MUST BE COMPATIBLE WITH LARYNGOSCOPE HANDLE | RESPIRATORY AND ANESTHESIA TENDER
2300 | 4227200106200 | BLADE LARYNGOSCOPE FIBER OPTIC MACINTOSH SIZE 4 REUSABLE MUST BE COMPATIBLE WITH LARYNGOSCOPE HANDLE | RESPIRATORY AND ANESTHESIA TENDER
2301 | 4227201801200 | BLADE LARYNGOSCOPE FIBER OPTIC MILLER SIZE 00 REUSABLE MUST BE COMPATIBLE WITH LARYNGOSCOPE HANDLE | RESPIRATORY AND ANESTHESIA TENDER
2302 | 4227201800100 | BLADE LARYNGOSCOPE FIBER OPTIC MILLER SIZE 0 REUSABLE MUST BE COMPATIBLE WITH LARYNGOSCOPE HANDLE | RESPIRATORY AND ANESTHESIA TENDER
2303 | 4227201800300 | BLADE LARYNGOSCOPE FIBER OPTIC MILLER SIZE 2 REUSABLE MUST BE COMPATIBLE WITH LARYNGOSCOPE HANDLE | RESPIRATORY AND ANESTHESIA TENDER
2304 | 4227201801300 | BLADE LARYNGOSCOPE FIBER OPTIC MILLER SIZE 3 REUSABLE MUST BE COMPATIBLE WITH LARYNGOSCOPE HANDLE | RESPIRATORY AND ANESTHESIA TENDER
2305 | 4227201800800 | BLADE LARYNGOSCOPE FIBER OPTIC MILLER SIZE 4 REUSABLE MUST BE COMPATIBLE WITH LARYNGOSCOPE HANDLE | RESPIRATORY AND ANESTHESIA TENDER
2306 | 4227250019000 | BRONCHOSCOPE DISPOSABLE FLEXIBLE SIZE 3.8 WORKING CHANNEL 1.2 LENGTH 600-620M STERILE COMPATIBLE WITH GLIDESCOPE VERATHON MONITOR OR EQUIVALENT | RESPIRATORY AND ANESTHESIA TENDER
2307 | 4227250019100 | BRONCHOSCOPE DISPOSABLE FLEXIBLE SIZE 5.0 WORKING CHANNEL 2.2 LENGTH 600-620MM STERILE COMPATIBLE WITH GLIDESCOPE VERATHON MONITOR OR EQUIVALENT | RESPIRATORY AND ANESTHESIA TENDER
2308 | 4227250019200 | BRONCHOSCOPE DISPOSABLE FLEXIBLE SIZE 5.8 WORKING CHANNEL 3.0 LENGTH 600-620MM STERILE COMPATIBLE WITH GLIDESCOPE VERATHON MONITOR OR EQUIVALENT | RESPIRATORY AND ANESTHESIA TENDER
2309 | 4227151504700 | ENDOTRACHEAL TUBE HOLDER FOR NEONATE ETT SIZE 2.0 MM ACRYLIC ADHESIVE BOTH SIDES ADJUSTABLE TUBE HIGHEST DISPOSABLE COLOR CODED SIZES. LATEX AND DEHP FREE NON-WOVEN FABRIC | RESPIRATORY AND ANESTHESIA TENDER
2310 | 4227151504800 | ENDOTRACHEAL TUBE HOLDER FOR NEONATE ETT SIZE 3.0 MM ACRYLIC ADHESIVE BOTH SIDES ADJUSTABLE TUBE HIGHEST DISPOSABLE COLOR CODED SIZES. LATEX AND DEHP FREE NON-WOVEN FABRIC | RESPIRATORY AND ANESTHESIA TENDER
2311 | 4227151504900 | ENDOTRACHEAL TUBE HOLDER FOR NEONATE ETT SIZE 3.5 MM ACRYLIC ADHESIVE BOTH SIDES ADJUSTABLE TUBE HIGHEST DISPOSABLE COLOR CODED SIZES. LATEX AND DEHP FREE NON-WOVEN FABRIC | RESPIRATORY AND ANESTHESIA TENDER
2312 | 4227151505000 | ENDOTRACHEAL TUBE HOLDER FOR NEONATE ETT SIZE 4.0 MM ACRYLIC ADHESIVE BOTH SIDES ADJUSTABLE TUBE HIGHEST DISPOSABLE COLOR CODED SIZES. LATEX AND DEHP FREE NON-WOVEN FABRIC | RESPIRATORY AND ANESTHESIA TENDER
2313 | 4227151505100 | ENDOTRACHEAL TUBE HOLDER FOR NEONATE ETT SIZE 4.5 MM ACRYLIC ADHESIVE BOTH SIDES ADJUSTABLE TUBE HIGHEST DISPOSABLE COLOR CODED SIZES. LATEX AND DEHP FREE NON-WOVEN FABRIC | RESPIRATORY AND ANESTHESIA TENDER
2314 | 4227151505200 | ENDOTRACHEAL TUBE HOLDER FOR NEONATE ETT SIZE 5.0 MM ACRYLIC ADHESIVE BOTH SIDES ADJUSTABLE TUBE HIGHEST DISPOSABLE COLOR CODED SIZES. LATEX AND DEHP FREE NON-WOVEN FABRIC | RESPIRATORY AND ANESTHESIA TENDER
2315 | 4227250019300 | SENSOR REGIONAL SATURATION /CEREBRAL OXIMETRY SENSOR FOREHEAD PEDIATRIC MOTION AND LOW PEFFUSION PATIENT COMPATIBLE WITH MASIMO SYSTEM OR EQUIVALENT | RESPIRATORY AND ANESTHESIA TENDER
2316 | 4227250019400 | SENSOR REGIONAL SATURATION /CEREBRAL OXIMETRY SENSOR FOREHEAD NEONATAL IN MOTION AND LOW P EFFUSION PATIENT COMPATIBLE WITH MASIMO SYSTEM OR EQUIVALENT | RESPIRATORY AND ANESTHESIA TENDER
2317 | 4227250019500 | SENSOR MEASURING THE CONSCIOUSNESS LEVEL FOR PEDIATRIC DISPOSABLE COMPATIBLE WITH MASIMO SYSTEM OR EQUIVALENT | RESPIRATORY AND ANESTHESIA TENDER
2318 | 4227250019600 | SENSOR MEASURING THE CONSCIOUSNESS LEVEL FOR ADULT DISPOSABLE COMPATIBLE WITH ENTROPY SYSTEM OR EQUIVALENT | RESPIRATORY AND ANESTHESIA TENDER
2319 | 4227250019800 | NASAL CO2 CANNULA WITH O2 CONNECTION SET USED IN LOW HUMIDITY SETTING SIZE ADULT FOR USE WITH NON-INTUBATED PATIENT FOR CONTINUOUS MEASUREMENT SINGLE PATIENT USE COMPATIBLE WITH MASIMO OR EQUIVALENT | RESPIRATORY AND ANESTHESIA TENDER
2320 | 4227250019900 | NASAL CO2 CANNULA WITH O2 CONNECTION SET USED IN LOW HUMIDITY SETTING SIZE PEDIATRIC FOR USE WITH NON-INTUBATED PATIENT FOR CONTINUOUS MEASUREMENT SINGLE PATIENT USE COMPATIBLE WITH MASIMO OR EQUIVALENT | RESPIRATORY AND ANESTHESIA TENDER
2321 | 4227190345100 | TUBE ENDOTRACHEAL PVC ORAL / NASAL TYPE PROFILE CUFF HIGH VOLUME/LOW PRESSURE RADIOPAQUE WITH 15MM TERMINATION CONNECTOR NUMERICAL SCALING EVERY 1 CM STARTING FROM INSERTION SIDE PROPER CORRELATION BETWEEN ID/OD SMOOTH FORMED MURPHY EYE AND TIP SMOOTH TAPE RED MEMBRANE CUFF DISPOSABLE STERILE SIZE 2.0MM (ID) | RESPIRATORY AND ANESTHESIA TENDER
2322 | 4227190345000 | TUBE ENDOTRACHEAL PVC ORAL / NASAL TYPE PROFILE CUFF HIGH VOLUME/LOW PRESSURE RADIOPAQUE WITH 15MM TERMINATION CONNECTOR NUMERICAL SCALING EVERY 1 CM STARTING FROM INSERTION SIDE PROPER CORRELATION BETWEEN ID/OD SMOOTH FORMED MURPHY EYE AND TIP SMOOTH TAPE RED MEMBRANE CUFF DISPOSABLE STERILE SIZE 2.5MM (ID) | RESPIRATORY AND ANESTHESIA TENDER
2323 | 4227250020600 | TUBE ENDOTRACHEAL PVC ORAL / NASAL TYPE PROFILE CONICAL SHAPE CUFF HIGH VOLUME/LOW PRESSURE ONE WAY VALVE RADIOPAQUE WITH 15MM TERMINATION CONNECTOR NUMERI CAL SCALING EVERY 1 CM STARTING FROM INSERTION SIDE WITH TWO MARKING VOCAL CORD CORRECT POSITION PROPER CORRELATION BETWEEN ID/OD SMOOTH FORMED MURPHY EYE AND TIP SMOOTH TAPE RED MEMBRANE CUFF DISPOSABLE STERILE SIZE 5.0MM (ID) | RESPIRATORY AND ANESTHESIA TENDER
2324 | 4227250020700 | TUBE ENDOTRACHEAL PVC ORAL / NASAL TYPE PROFILE CONICAL SHAPE CUFF HIGH VOLUME/LOW PRESSURE ONE WAY VALVE RADIOPAQUE WITH 15MM TERMINATION CONNECTOR NUMERI CAL SCALING EVERY 1 CM STARTING FROM INSERTION SIDE WITH TWO MARKING VOCAL CORD CORRECT POSITION PROPER CORRELATION BETWEEN ID/OD SMOOTH FORMED MURPHY EYE AND TIP SMOOTH TAPE RED MEMBRANE CUFF DISPOSABLE STERILE SIZE 5.5MM (ID) | RESPIRATORY AND ANESTHESIA TENDER
2325 | 4227250020800 | TUBE ENDOTRACHEAL PVC ORAL / NASAL TYPE PROFILE CONICAL SHAPE CUFF HIGH VOLUME/LOW PRESSURE ONE WAY VALVE RADIOPAQUE WITH 15MM TERMINATION CONNECTOR NUMERI CAL SCALING EVERY 1 CM STARTING FROM INSERTION SIDE WITH TWO MARKING VOCAL CORD CORRECT POSITION PROPER CORRELATION BETWEEN ID/OD SMOOTH FORMED MURPHY EYE AND TIP SMOOTH TAPE RED MEMBRANE CUFF DISPOSABLE STERILE SIZE 6.0MM (ID) | RESPIRATORY AND ANESTHESIA TENDER
2326 | 4227250020900 | TUBE ENDOTRACHEAL PVC ORAL / NASAL TYPE PROFILE CONICAL SHAPE CUFF HIGH VOLUME/LOW PRESSURE ONE WAY VALVE RADIOPAQUE WITH 15MM TERMINATION CONNECTOR NUMERI CAL SCALING EVERY 1 CM STARTING FROM INSERTION SIDE WITH TWO MARKING VOCAL CORD CORRECT POSITION PROPER CORRELATION BETWEEN ID/OD SMOOTH FORMED MURPHY EYE AND TIP SMOOTH TAPE RED MEMBRANE CUFF DISPOSABLE STERILE SIZE 6.5MM (ID) | RESPIRATORY AND ANESTHESIA TENDER
2327 | 4227250021000 | TUBE ENDOTRACHEAL PVC ORAL / NASAL TYPE PROFILE CONICAL SHAPE CUFF HIGH VOLUME/LOW PRESSURE ONE WAY VALVE RADIOPAQUE WITH 15MM TERMINATION CONNECTOR NUMERI CAL SCALING EVERY 1 CM STARTING FROM INSERTION SIDE WITH TWO MARKING VOCAL CORD CORRECT POSITION PROPER CORRELATION BETWEEN ID/OD SMOOTH FORMED MURPHY EYE AND TIP SMOOTH TAPE RED MEMBRANE CUFF DISPOSABLE STERILE SIZE 7.0MM (ID) | RESPIRATORY AND ANESTHESIA TENDER
2328 | 4227250021100 | TUBE ENDOTRACHEAL PVC ORAL / NASAL TYPE PROFILE CONICAL SHAPE CUFF HIGH VOLUME/LOW PRESSURE ONE WAY VALVE RADIOPAQUE WITH 15MM TERMINATION CONNECTOR NUMERI CAL SCALING EVERY 1 CM STARTING FROM INSERTION SIDE WITH TWO MARKING VOCAL CORD CORRECT POSITION PROPER CORRELATION BETWEEN ID/OD SMOOTH FORMED MURPHY EYE AND TIP SMOOTH TAPE RED MEMBRANE CUFF DISPOSABLE STERILE SIZE 7..5MM (ID) | RESPIRATORY AND ANESTHESIA TENDER
2329 | 4227250021200 | TUBE ENDOTRACHEAL PVC ORAL / NASAL TYPE PROFILE CONICAL SHAPE CUFF HIGH VOLUME/LOW PRESSURE ONE WAY VALVE RADIOPAQUE WITH 15MM TERMINATION CONNECTOR NUMERI CAL SCALING EVERY 1 CM STARTING FROM INSERTION SIDE WITH TWO MARKING VOCAL CORD CORRECT POSITION PROPER CORRELATION BETWEEN ID/OD SMOOTH FORMED MURPHY EYE AND TIP SMOOTH TAPE RED MEMBRANE CUFF DISPOSABLE STERILE SIZE 8.0MM (ID) | RESPIRATORY AND ANESTHESIA TENDER
2330 | 4227250021300 | TUBE ENDOTRACHEAL POLYVINYL (PVC) ORAL / NASAL TYPE PROFILE CONICAL SHAPE CUFF HIGH VOLUME/LOW PRESSURE ONE WAY VALVE RADIOPAQUE WITH 15MM TERMINATION CONNECTOR NUMERICAL SCALING EVERY 1 CM STARTING FROM INSERTION SIDE WITH TWO MARKING VOCAL CORD CORRECT POSITION PROPER CORRELATION BETWEEN ID/OD SMOOTH FORMED MURPHY EYE AND TIP SMOOTH TAPE RED MEMBRANE CUFF DISPOSABLE STERILE SIZE 8.5MM (ID) | RESPIRATORY AND ANESTHESIA TENDER
2331 | 4227190345600 | TUBE ENDOTRACHEAL POLYVINYL PLAIN ORAL / NASAL TYPE RADIOPAQUE WITH 15MM TERMINATION CONNECTOR SMOOTH FORMED MURPHY EYE AND TIP NUMERICAL SCALING EVERY 1 CM STARTING FROM INSERTION SIDE PROPER CORRELATION BETWEEN ID/OD DISPOSABLE STERILE INNER DIAMETER SIZE 2.0MM (ID) | RESPIRATORY AND ANESTHESIA TENDER
2332 | 4227250021800 | TUBE ENDOTRACHEAL RAE- PREFORMED PVC ORAL TYPE PROFILE CONICAL SHAPE CUFF HIGH VOLUME/LOW PRESSURE RADIOPAQUE WITH 15MM TERMINATION CONNECTOR SMOOTH FORMED MURPHY EYE AND TIP NUMERICAL SCALING EVERY 1 CM STARTING FROM INSERTION SIDE WITH TWO MARKING VOCAL CORD CORRECT POSITION PROPER CORRELATION BETWEEN ID/OD DISPOSABLE STERILE SIZE 5.0MM (ID ) | RESPIRATORY AND ANESTHESIA TENDER
2333 | 4227250021900 | TUBE ENDOTRACHEAL RAE- PREFORMED PVC ORAL TYPE PROFILE CONICAL SHAPE CUFF HIGH VOLUME/LOW PRESSURE RADIOPAQUE WITH 15MM TERMINATION CONNECTOR SMOOTH FORMED MURPHY EYE AND TIP NUMERICAL SCALING EVERY 1 CM STARTING FROM INSERTION SIDE WITH TWO MARKING VOCAL CORD CORRECT POSITION PROPER CORRELATION BETWEEN ID/OD DISPOSABLE STERILE SIZE 5.5MM (ID ) | RESPIRATORY AND ANESTHESIA TENDER
2334 | 4227250022000 | TUBE ENDOTRACHEAL RAE- PREFORMED PVC ORAL TYPE PROFILE CONICAL SHAPE CUFF HIGH VOLUME/LOW PRESSURE RADIOPAQUE WITH 15MM TERMINATION CONNECTOR SMOOTH FORMED MURPHY EYE AND TIP NUMERICAL SCALING EVERY 1 CM STARTING FROM INSERTION SIDE WITH TWO MARKING VOCAL CORD CORRECT POSITION PROPER CORRELATION BETWEEN ID/OD DISPOSABLE STERILE SIZE 6.0MM (ID ) | RESPIRATORY AND ANESTHESIA TENDER
2335 | 4227250022100 | TUBE ENDOTRACHEAL RAE- PREFORMED PVC ORAL TYPE PROFILE CONICAL SHAPE CUFF HIGH VOLUME/LOW PRESSURE RADIOPAQUE WITH 15MM TERMINATION CONNECTOR SMOOTH FORMED MURPHY EYE AND TIP NUMERICAL SCALING EVERY 1 CM STARTING FROM INSERTION SIDE WITH TWO MARKING VOCAL CORD CORRECT POSITION PROPER CORRELATION BETWEEN ID/OD DISPOSABLE STERILE SIZE 6.5MM (ID ) | RESPIRATORY AND ANESTHESIA TENDER
2336 | 4227250022200 | TUBE ENDOTRACHEAL RAE- PREFORMED PVC ORAL TYPE PROFILE CONICAL SHAPE CUFF HIGH VOLUME/LOW PRESSURE RADIOPAQUE WITH 15MM TERMINATION CONNECTOR SMOOTH FORMED MURPHY EYE AND TIP NUMERICAL SCALING EVERY 1 CM STARTING FROM INSERTION SIDE WITH TWO MARKING VOCAL CORD CORRECT POSITION PROPER CORRELATION BETWEEN ID/OD DISPOSABLE STERILE SIZE 7.0MM (ID ) | RESPIRATORY AND ANESTHESIA TENDER
2337 | 4227250022300 | TUBE ENDOTRACHEAL RAE- PREFORMED PVC ORAL TYPE PROFILE CONICAL SHAPE CUFF HIGH VOLUME/LOW PRESSURE RADIOPAQUE WITH 15MM TERMINATION CONNECTOR SMOOTH FORMED MURPHY EYE AND TIP NUMERICAL SCALING EVERY 1 CM STARTING FROM INSERTION SIDE WITH TWO MARKING VOCAL CORD CORRECT POSITION PROPER CORRELATION BETWEEN ID/OD DISPOSABLE STERILE SIZE 7.5MM (ID ) | RESPIRATORY AND ANESTHESIA TENDER
2338 | 4227250022400 | TUBE ENDOTRACHEAL RAE- PREFORMED PVC ORAL TYPE PROFILE CONICAL SHAPE CUFF HIGH VOLUME/LOW PRESSURE RADIOPAQUE WITH 15MM TERMINATION CONNECTOR SMOOTH FORMED MURPHY EYE AND TIP NUMERICAL SCALING EVERY 1 CM STARTING FROM INSERTION SIDE WITH TWO MARKING VOCAL CORD CORRECT POSITION PROPER CORRELATION BETWEEN ID/OD DISPOSABLE STERILE SIZE 8.0MM (ID ) | RESPIRATORY AND ANESTHESIA TENDER
2339 | 4227250022500 | TUBE ENDOTRACHEAL RAE- PREFORMED PVC ORAL TYPE PROFILE CONICAL SHAPE CUFF HIGH VOLUME/LOW PRESSURE RADIOPAQUE WITH 15MM TERMINATION CONNECTOR SMOOTH FORMED MURPHY EYE AND TIP NUMERICAL SCALING EVERY 1 CM STARTING FROM INSERTION SIDE WITH TWO MARKING VOCAL CORD CORRECT POSITION PROPER CORRELATION BETWEEN ID/OD DISPOSABLE STERILE SIZE 8.5MM (ID ) | RESPIRATORY AND ANESTHESIA TENDER
2340 | 4227250023300 | TUBE ENDOTRACHEAL POLYVINYL REINFORCED BY CIRCUMFERENTIAL RIBS ORAL/NASAL TYPE PROFILE CONICAL SHAPE CUFF HIGH VOLUME/LOW PRESSURE RADIOPAQUE WITH 15MM TERMINATION CONNECTOR WITH STYLET NUMERICAL SCALING EVERY 1 CM STARTING FROM INSERTION SIDE WITH TWO MARKING VOCAL CORD CORRECT POSITION PROPER CORRELATION BETWEEN ID/OD SMOOTH FORMED MURPHY EYE AND TIP SMOOTH TAPERED MEMBRANE CUFF DISPOSABLE STERILE SIZE 6.0MM (ID) | RESPIRATORY AND ANESTHESIA TENDER
2341 | 4227250023400 | TUBE ENDOTRACHEAL POLYVINYL REINFORCED BY CIRCUMFERENTIAL RIBS ORAL/NASAL TYPE PROFILE CONICAL SHAPE CUFF HIGH VOLUME/LOW PRESSURE RADIOPAQUE WITH 15MM TERMINATION CONNECTOR WITH STYLET NUMERICAL SCALING EVERY 1 CM STARTING FROM INSERTION SIDE WITH TWO MARKING VOCAL CORD CORRECT POSITION PROPER CORRELATION BETWEEN ID/OD SMOOTH FORMED MURPHY EYE AND TIP SMOOTH TAPERED MEMBRANE CUFF DISPOSABLE STERILE SIZE 6.5MM (ID) | RESPIRATORY AND ANESTHESIA TENDER
2342 | 4227250023500 | TUBE ENDOTRACHEAL POLYVINYL REINFORCED BY CIRCUMFERENTIAL RIBS ORAL/NASAL TYPE PROFILE CONICAL SHAPE CUFF HIGH VOLUME/LOW PRESSURE RADIOPAQUE WITH 15MM TERMINATION CONNECTOR WITH STYLET NUMERICAL SCALING EVERY 1 CM STARTING FROM INSERTION SIDE WITH TWO MARKING VOCAL CORD CORRECT POSITION PROPER CORRELATION BETWEEN ID/OD SMOOTH FORMED MURPHY EYE AND TIP SMOOTH TAPERED MEMBRANE CUFF DISPOSABLE STERILE SIZE 7.0MM (ID) | RESPIRATORY AND ANESTHESIA TENDER
2343 | 4227250023600 | TUBE ENDOTRACHEAL POLYVINYL REINFORCED BY CIRCUMFERENTIAL RIBS ORAL/NASAL TYPE PROFILE CONICAL SHAPE CUFF HIGH VOLUME/LOW PRESSURE RADIOPAQUE WITH 15MM TERMINATION CONNECTOR WITH STYLET NUMERICAL SCALING EVERY 1 CM STARTING FROM INSERTION SIDE WITH TWO MARKING VOCAL CORD CORRECT POSITION PROPER CORRELATION BETWEEN ID/OD SMOOTH FORMED MURPHY EYE AND TIP SMOOTH TAPERED MEMBRANE CUFF DISPOSABLE STERILE SIZE 7.5MM (ID) | RESPIRATORY AND ANESTHESIA TENDER
2344 | 4227250023700 | TUBE ENDOTRACHEAL POLYVINYL REINFORCED BY CIRCUMFERENTIAL RIBS ORAL/NASAL TYPE PROFILE CONICAL SHAPE CUFF HIGH VOLUME/LOW PRESSURE RADIOPAQUE WITH 15MM TERMINATION CONNECTOR WITH STYLET NUMERICAL SCALING EVERY 1 CM STARTING FROM INSERTION SIDE WITH TWO MARKING VOCAL CORD CORRECT POSITION PROPER CORRELATION BETWEEN ID/OD SMOOTH FORMED MURPHY EYE AND TIP SMOOTH TAPERED MEMBRANE CUFF DISPOSABLE STERILE SIZE 8.0MM (ID) | RESPIRATORY AND ANESTHESIA TENDER
2345 | 4227250023800 | TUBE ENDOTRACHEAL POLYVINYL (PVC) REINFORCED BY CIRCUMFERENTIAL RIBS ORAL/NASAL TYPE PROFILE CONICAL SHAPE CUFF HIGH VOLUME/LOW PRESSURE RADIOPAQUE WITH 15MM TERMINATION CONNECTOR WITH STYLET NUMERICAL SCALING EVERY 1 CM STARTING FROM INSERTION SIDE WITH TWO MARKING VOCAL CORD CORRECT POSITION PROPER CORRELATION BETWEEN ID/OD SMOOTH FORMED MURPHY EYE AND TIP SMOOTH TAPERED MEMBRANE CUFF DISPOSABLE STERILE SIZE 8.5MM (ID) | RESPIRATORY AND ANESTHESIA TENDER
2346 | 4227250023900 | TUBE ENDOTRACHEAL POLYVINYL REINFORCED BY CIRCUMFERENTIAL RIBS ORAL/NASAL TYPE PROFILE CONICAL SHAPE CUFF HIGH VOLUME/LOW PRESSURE RADIOPAQUE WITH 15MM TERMINATION CONNECTOR WITH STYLET NUMERICAL SCALING EVERY 1 CM STARTING FROM INSERTION SIDE WITH TWO MARKING VOCAL CORD CORRECT POSITION PROPER CORRELATION BETWEEN ID/OD SMOOTH FORMED MURPHY EYE AND TIP SMOOTH TAPERED MEMBRANE CUFF DISPOSABLE STERILE SIZE 9.0MM (ID) | RESPIRATORY AND ANESTHESIA TENDER
2347 | 4227250025300 | TUBE ENDOTRACHEAL PVC SPECIALIST SOFT NASAL NORTH PROFILE CUFF HIGH VOLUME LOW PRESSURE ATRAUMATIC ROUNDED TIP CURVED TOWARDS THE FOREHEAD ATRAUMATIC MURPHY EYE DISPOSABLE STERILE LATEX FREE SIZE 3.0MM (ID) | RESPIRATORY AND ANESTHESIA TENDER
2348 | 4227250025500 | TUBE ENDOTRACHEAL PVC SPECIALIST SOFT NASAL NORTH PROFILE CUFF HIGH VOLUME LOW PRESSURE ATRAUMATIC ROUNDED TIP CURVED TOWARDS THE FOREHEAD ATRAUMATIC MURPHY EYE DISPOSABLE STERILE LATEX FREE SIZE 3.5MM (ID) | RESPIRATORY AND ANESTHESIA TENDER
2349 | 4227250025700 | TUBE ENDOTRACHEAL PVC SPECIALIST SOFT NASAL NORTH PROFILE CUFF HIGH VOLUME LOW PRESSURE ATRAUMATIC ROUNDED TIP CURVED TOWARDS THE FOREHEAD ATRAUMATIC MURPHY EYE DISPOSABLE STERILE LATEX FREE SIZE 4.0MM (ID) | RESPIRATORY AND ANESTHESIA TENDER
2350 | 4227250025900 | TUBE ENDOTRACHEAL PVC SPECIALIST SOFT NASAL NORTH PROFILE CUFF HIGH VOLUME LOW PRESSURE ATRAUMATIC ROUNDED TIP CURVED TOWARDS THE FOREHEAD ATRAUMATIC MURPHY EYE DISPOSABLE STERILE LATEX FREE SIZE 4.5MM (ID) | RESPIRATORY AND ANESTHESIA TENDER
2351 | 4227250026100 | TUBE ENDOTRACHEAL PVC SPECIALIST SOFT NASAL NORTH PROFILE CUFF HIGH VOLUME LOW PRESSURE ATRAUMATIC ROUNDED TIP CURVED TOWARDS THE FOREHEAD ATRAUMATIC MURPHY EYE DISPOSABLE STERILE LATEX FREE SIZE 5.0MM (ID) | RESPIRATORY AND ANESTHESIA TENDER
2352 | 4227250026300 | TUBE ENDOTRACHEAL PVC SPECIALIST SOFT NASAL NORTH PROFILE CUFF HIGH VOLUME LOW PRESSURE ATRAUMATIC ROUNDED TIP CURVED TOWARDS THE FOREHEAD ATRAUMATIC MURPHY EYE DISPOSABLE STERILE LATEX FREE SIZE 5.5MM (ID) | RESPIRATORY AND ANESTHESIA TENDER
2353 | 4227250026400 | TUBE ENDOTRACHEAL SILICON SPECIALIST SOFT NASAL NORTH PROFILE CUFF HIGH VOLUME LOW PRESSURE ATRAUMATIC ROUNDED TIP CURVED TOWARDS THE FOREHEAD ATRAUMATIC MURPHY EYE DISPOSABLE STERILE LATEX FREE SIZE 6.0MM (ID) | RESPIRATORY AND ANESTHESIA TENDER
2354 | 4227250026500 | TUBE ENDOTRACHEAL PVC SPECIALIST SOFT NASAL NORTH PROFILE CUFF HIGH VOLUME LOW PRESSURE ATRAUMATIC ROUNDED TIP CURVED TOWARDS THE FOREHEAD ATRAUMATIC MURPHY EYE DISPOSABLE STERILE LATEX FREE SIZE 6.0MM (ID) | RESPIRATORY AND ANESTHESIA TENDER
2355 | 4227250026600 | TUBE ENDOTRACHEAL SILICON SPECIALIST SOFT NASAL NORTH PROFILE CUFF HIGH VOLUME LOW PRESSURE ATRAUMATIC ROUNDED TIP CURVED TOWARDS THE FOREHEAD ATRAUMATIC MURPHY EYE DISPOSABLE STERILE LATEX FREE SIZE 6.5MM (ID) | RESPIRATORY AND ANESTHESIA TENDER
2356 | 4227250026700 | TUBE ENDOTRACHEAL PVC SPECIALIST SOFT NASAL NORTH PROFILE CUFF HIGH VOLUME LOW PRESSURE ATRAUMATIC ROUNDED TIP CURVED TOWARDS THE FOREHEAD ATRAUMATIC MURPHY EYE DISPOSABLE STERILE LATEX FREE SIZE 6.5MM (ID) | RESPIRATORY AND ANESTHESIA TENDER
2357 | 4227250026800 | TUBE ENDOTRACHEAL SILICON SPECIALIST SOFT NASAL NORTH PROFILE CUFF HIGH VOLUME LOW PRESSURE ATRAUMATIC ROUNDED TIP CURVED TOWARDS THE FOREHEAD ATRAUMATIC MURPHY EYE DISPOSABLE STERILE LATEX FREE SIZE 7.0MM (ID) | RESPIRATORY AND ANESTHESIA TENDER
2358 | 4227250026900 | TUBE ENDOTRACHEAL PVC SPECIALIST SOFT NASAL NORTH PROFILE CUFF HIGH VOLUME LOW PRESSURE ATRAUMATIC ROUNDED TIP CURVED TOWARDS THE FOREHEAD ATRAUMATIC MURPHY EYE DISPOSABLE STERILE LATEX FREE SIZE 7.0MM (ID) | RESPIRATORY AND ANESTHESIA TENDER
2359 | 4227250027000 | TUBE ENDOTRACHEAL SILICON SPECIALIST SOFT NASAL NORTH PROFILE CUFF HIGH VOLUME LOW PRESSURE ATRAUMATIC ROUNDED TIP CURVED TOWARDS THE FOREHEAD ATRAUMATIC MURPHY EYE DISPOSABLE STERILE LATEX FREE SIZE 7.5MM (ID) | RESPIRATORY AND ANESTHESIA TENDER
2360 | 4227250027100 | TUBE ENDOTRACHEAL PVC SPECIALIST SOFT NASAL NORTH PROFILE CUFF HIGH VOLUME LOW PRESSURE ATRAUMATIC ROUNDED TIP CURVED TOWARDS THE FOREHEAD ATRAUMATIC MURPHY EYE DISPOSABLE STERILE LATEX FREE SIZE 7.5MM (ID) | RESPIRATORY AND ANESTHESIA TENDER
2361 | 4227250027200 | TUBE ENDOTRACHEAL SILICON SPECIALIST SOFT NASAL NORTH PROFILE CUFF HIGH VOLUME LOW PRESSURE ATRAUMATIC ROUNDED TIP CURVED TOWARDS THE FOREHEAD ATRAUMATIC MURPHY EYE DISPOSABLE STERILE LATEX FREE SIZE 8.0MM (ID) | RESPIRATORY AND ANESTHESIA TENDER
2362 | 4227250027300 | TUBE ENDOTRACHEAL PVC SPECIALIST SOFT NASAL NORTH PROFILE CUFF HIGH VOLUME LOW PRESSURE ATRAUMATIC ROUNDED TIP CURVED TOWARDS THE FOREHEAD ATRAUMATIC MURPHY EYE DISPOSABLE STERILE LATEX FREE SIZE 8.0MM (ID) | RESPIRATORY AND ANESTHESIA TENDER
2363 | 4227151506400 | MICRO FILTER HME CO2 SAMPLING PORT SIZE PEDIATRIC DISPOSABLE STERILE | RESPIRATORY AND ANESTHESIA TENDER
2364 | 4227151506700 | HIGH FLOW NASAL CANNULA SIZES (PREMATURE) WITH CONNECTING ADAPTER COMPATIBLE WITH VAPOTHERM MACHINE OR EQUIVALENT | RESPIRATORY AND ANESTHESIA TENDER
2365 | 4227151506900 | HIGH FLOW NASAL CANNULA SIZES (NEONATE) WITH CONNECTING ADAPTER COMPATIBLE WITH VAPOTHERM MACHINE OR EQUIVALENT | RESPIRATORY AND ANESTHESIA TENDER
2366 | 4227151507100 | HIGH FLOW NASAL CANNULA SIZES (INFANT) WITH CONNECTING ADAPTER COMPATIBLE WITH VAPOTHERM MACHINE OR EQUIVALENT | RESPIRATORY AND ANESTHESIA TENDER
2367 | 4227151507300 | HIGH FLOW NASAL CANNULA SIZES (INTERMEDIATE INFANT)WITH CONNECTING ADAPTER COMPATIBLE WITH VAPOTHERM MACHINE OR EQUIVALENT | RESPIRATORY AND ANESTHESIA TENDER
2368 | 4227151507500 | HIGH FLOW NASAL CANNULA SIZES (PEDIATRIC SMALL) WITH CONNECTING ADAPTER COMPATIBLE WITH VAPOTHERM MACHINE OR EQUIVALENT | RESPIRATORY AND ANESTHESIA TENDER
2369 | 4227151507700 | HIGH FLOW NASAL CANNULA SIZES (ADULT SMALL) WITH CONNECTING ADAPTER COMPATIBLE WITH VAPOTHERM MACHINE OR EQUIVALENT | RESPIRATORY AND ANESTHESIA TENDER
2370 | 4227171000300 | HIGH FLOW NASAL CANNULA SIZES (ADULT LARGE) WITH CONNECTING ADAPTER COMPATIBLE WITH AIRVO2 MACHINE OR EQUIVALENT | RESPIRATORY AND ANESTHESIA TENDER
2371 | 4227151507900 | HIGH FLOW NASAL CANNULA SIZES (ADULT LARGE) WITH CONNECTING ADAPTER COMPATIBLE WITH VAPOTHERM MACHINE OR EQUIVALENT | RESPIRATORY AND ANESTHESIA TENDER
2372 | 4227151508100 | HIGH FLOW CIRCUIT COMPLETED SET WITH MESH NEBULIZER PORT (HEATED CIRCUIT HUMIDIFIER CHAMBER) SHOULD BE COMPATIBLE WITH AIRVO2 HIGH FLOW SYSTEM OR EQUIVALENT (FOR ALL PATIENT RANGE CATEGORY) | RESPIRATORY AND ANESTHESIA TENDER
2373 | 4227151508300 | MASK NASAL ADULT SILICONE VENTED SIZE SMALL WITH STRAP AND SWIVEL ADJUSTABLE SILICON PADDED FOREHEAD SUPPORT DISPOSABLE FOR CPAP/BIPAP MACHINE. | RESPIRATORY AND ANESTHESIA TENDER
2374 | 4227250027900 | SET BLOOD/FLUID WARMING SET SHOULD BE COMPATIBLE WITH LEVEL-1 SYSTEM OR EQUIVALENT | RESPIRATORY AND ANESTHESIA TENDER
2375 | 4227250028100 | CATHETER CENTRAL VENOUS COMPLETE KIT ANTI MICROBIAL CONTAINS: TRIPLE LUMEN CATHETER 5.5 FR X 13CM GUIDE WIRE (UNKINKABLE) NOT LESS THAN 40CM WITH SOFT TIP AND END J- TIP EXTENSION LINE CLAMPS FENESTRATED DRAPE ADHESIVE NOT LESS THAN 4060 CM WITH 7-10CM FENESTRATION CATHETER CONTAIN CLAMP HANDLING SCALPEL NUMBER 11 NOT LESS THAN FOUR GAUZE 4"X4" NOT LESS THAN TWO GAUZE 2"X2" SUTURE BRAIDED SILK WITH STRAIGHT NEEDLE TISSUE DILATOR INJECTION NEEDLE 25G SYRINGE 3ML LUER LOCK SYRINGE 5ML LUER SLIP INTRODUCER NEEDLE 21 GA CATHETER 22G X NOT LESS THAN 4.0CM RADIOPAQUE WITH INTRODUCER NEEDLE WITH 5ML LUER SLIP SYRINGE DISPOSABLE STERILE | RESPIRATORY AND ANESTHESIA TENDER
2376 | 4227250028200 | CATHETER CENTRAL VENOUS COMPLETE KIT ANTI MICROBIAL CONTAINS: TRIPLE LUMEN CATHETER 5.5 FR X 8CM GUIDE WIRE (UNKINKABLE) NOT LESS THAN 40CM WITH SOFT TIP AND END J- TIP EXTENSION LINE CLAMPS FENESTRATED DRAPE ADHESIVE NOT LESS THAN 4060 CM WITH 7-10CM FENESTRATION CATHETER CONTAIN CLAMP HANDLING SCALPEL NUMBER 11 NOT LESS THAN FOUR GAUZE 4"X4" NOT LESS THAN TWO GAUZE 2"X2" SUTURE BRAIDED SILK WITH STRAIGHT NEEDLE TISSUE DILATOR INJECTION NEEDLE 25G SYRINGE 3ML LUER LOCK SYRINGE 5ML LUER SLIP INTRODUCER NEEDLE 21 GA CATHETER 22G X NOT LESS THAN 4.0CM RADIOPAQUE WITH INTRODUCER NEEDLE WITH 5ML LUER SLIP SYRINGE DISPOSABLE STERILE | RESPIRATORY AND ANESTHESIA TENDER
2377 | 4227250028300 | CATHETER CENTRAL VENOUS COMPLETE KIT CONTAINS: TRIPLE LUMEN CATHETER 5.5 FR X 13CM GUIDE WIRE (UNKINKABLE) NOT LESS THAN 40CM WITH SOFT TIP AND END J- TIP EXTENSION LINE CLAMPS FENESTRATED DRAPE ADHESIVE NOT LESS THAN 4060 CM WITH 7-10CM FENESTRATION CATHETER CONTAIN CLAMP SCALPEL NUMBER 11 NOT LESS THAN FOUR GAUZE 4"X4" NOT LESS THAN TWO GAUZE 2"X2" SUTURE BRAIDED SILK WITH STRAIGHT NEEDLE TISSUE DILATOR INJECTION NEEDLE 25G SYRINGE 3ML LUER LOCK SYRINGE 5ML LUER SLIP INTRODUCER NEEDLE 21G CATHETER 22G X NOT LESS THAN 4.0CM RADIOPAQUE WITH INTRODUCER NEEDLE WITH 5ML LUERSLIP SYRINGE DISPOSABLE STERILE | RESPIRATORY AND ANESTHESIA TENDER
2378 | 4227250028400 | CATHETER CENTRAL VENOUS COMPLETE KIT CONTAINS: TRIPLE LUMEN CATHETER 5.5 FR X 8CM GUIDE WIRE (UNKINKABLE) NOT LESS THAN 40CM WITH SOFT TIP AND END J- TIP EXTENSION LINE CLAMPS FENESTRATED DRAPE ADHESIVE NOT LESS THAN 4060 CM WITH 7-10CM FENESTRATION CATHETER CONTAIN CLAMP SCALPEL NUMBER 11 NOT LESS THAN FOUR GAUZE 4"X4" NOT LESS THAN TWO GAUZE 2"X2" SUTURE BRAIDED SILK WITH STRAIGHT NEEDLE TISSUE DILATOR INJECTION NEEDLE 25G SYRINGE 3ML LUER LOCK SYRINGE 5ML LUER SLIP INTRODUCER NEEDLE 21G CATHETER 22G X NOT LESS THAN 4.0CM RADIOPAQUE WITH INTRODUCER NEEDLE WITH 5ML LUERSLIP SYRINGE DISPOSABLE STERILE | RESPIRATORY AND ANESTHESIA TENDER
2379 | 4227250028500 | CATHETER CENTRAL VENOUS COMPLETE KIT ANTI MICROBIAL CONTAINS: TRIPLE LUMEN CATHETER 7 FR X 16CM - GUIDE WIRE (UNKINKABLE) NOT LESS THAN 40CM WITH SOFT TIP AND END J- TIP EXTENSION LINE CLAMPS FENESTRATED DRAPE ADHESIVE NOT LESS THAN 6090 CM WITH 7-10CM FENESTRATION- CATHETER CONTAIN CLAMP- SCALPEL NUMBER 11 NOT LESS THAN FOUR GAUZE 4"X4" NOT LESS THAN TWO 2"X2" SUTURE SILK WITH STRAIGHT NEEDLE TISSUE DILATOR INJECTION NEEDLE 25G SYRINGE 3ML LUER LOCK SYRINGE 5ML LUER SLIP INTRODUCER NEEDLE 18 GA X NOT LESS THAN 6.0CM CATHETER 18G OVER 20G INTRODUCER NEEDLE RADIOPAQUE WITH INTRODUCER NEEDLE WITH 5 ML LUER-SLIP SYRINGE DISPOSABLE STERILE | RESPIRATORY AND ANESTHESIA TENDER
2380 | 4227250028600 | CATHETER CENTRAL VENOUS COMPLETE KIT ANTI MICROBIAL CONTAINS: TRIPLE LUMEN CATHETER 7 FR X 20CM - GUIDE WIRE (UNKINKABLE) NOT LESS THAN 60CM WITH SOFT TIP AND END J- TIP EXTENSION LINE CLAMPS FENESTRATED DRAPE ADHESIVE NOT LESS THAN 6090 CM WITH 7-10CM FENESTRATION- CATHETER CONTAIN CLAMP- SCALPEL NUMBER 11 NOT LESS THAN FOUR GAUZE 4"X4" NOT LESS THAN TWO 2"X2" SUTURE SILK WITH STRAIGHT NEEDLE TISSUE DILATOR INJECTION NEEDLE 25G SYRINGE 3ML LUER LOCK SYRINGE 5ML LUER SLIP INTRODUCER NEEDLE 18 GA X NOT LESS THAN 6.0CM CATHETER 18G OVER 20G INTRODUCER NEEDLE RADIOPAQUE WITH INTRODUCER NEEDLE WITH 5 ML LUER-SLIP SYRINGE DISPOSABLE STERILE | RESPIRATORY AND ANESTHESIA TENDER
2381 | 4227250028800 | EPIDURAL COMBINED SPINAL DISPOSABLE STERILE SET CONSIST OF:18G X 9 CM CSE TUOHY NEEDLE 20G CLEAR AND SCALED EPIDURAL CATHETER EASILY Y INSERTED ATRAUMATIC CATHETER INTRODUCER PIECE CATHETER CONNECTOR EPIDURAL CATHETER LABEL 0.2 MICRO LUER LOCK FLAT FILTER PLASTIC LOSS OF RESISTANCE SYRINGE 10ML LUER SLIP 27G X NOT LESS THAN 125MM CSE SPINAL NEEDLE PENCIL POINT WITH INTERLOCK CONNECTION TO TUOHY NEEDLE | RESPIRATORY AND ANESTHESIA TENDER
2382 | 4227250028900 | COMPLETE EPIDURAL KIT 17G TOUHY NEEDLE 8.5-9CM 19G POLYURETHANE MATERIAL WIRE REINFORCED CATHETER PLASTIC LOSS OF RESISTANCE SYRINGE 10ML LUER SLIP INJECTION NEEDLE 22G INJECTION NEEDLE 25G LABEL EPIDURAL CATHETER FILTER 0.2MICRON CATHETER CONNECTOR PREPARATION TRAY SYRINGE 10ML LUER-SLIP SYRINGE 20ML LUER-LOCK SYRINGE 3ML LUER-LOCK NEEDLE 16G X NOT LESS THAN 3.5CM INJECTION NEEDLE 18G X NOT LESS THAN 3.5CM TRANSPARENT DRAPE NOT LESS THAN 60X90CM WITH 10CM FENESTRATION IN LOWER HALF FILTER 5 MICRON STRAW GAUZE 4"X4" NOT LESS THAN FOUR | RESPIRATORY AND ANESTHESIA TENDER
2383 | 4227151508400 | VENTILATOR CIRCUIT SET SIZE ADULT/PEDIATRIC NON-HEATED COAXIAL LUMEN WITH FLOW SENSOR AND EXPIRATORY VALVE LENGTH AT LEAST 180 CM COMPATIBLE WITH HAMILTON C2 C3 AND C6. | RESPIRATORY AND ANESTHESIA TENDER
2384 | 4227250029000 | FORCEPS MAGILL ADULT SIZE 25CM (10 INCH) DISPOSABLE | RESPIRATORY AND ANESTHESIA TENDER
2385 | 4227250029100 | FORCEPS MAGILL INFANT SIZE 15CM (6 INCH) DISPOSABLE | RESPIRATORY AND ANESTHESIA TENDER
2386 | 4227250029200 | FORCEPS MAGILL CHILD SIZE 20CM (8 INCH) DISPOSABLE | RESPIRATORY AND ANESTHESIA TENDER
2387 | 4227250029700 | NASOPHARYNGEAL AIRWAY, WITH FIXATION CLIP, SIZE 9.0CM | RESPIRATORY AND ANESTHESIA TENDER
2388 | 4227250029800 | NASOPHARYNGEAL AIRWAY, WITH FIXATION CLIP, SIZE 8.5CM | RESPIRATORY AND ANESTHESIA TENDER
2389 | 4227250029900 | NASOPHARYNGEAL AIRWAY, WITH FIXATION CLIP, SIZE 8.0CM | RESPIRATORY AND ANESTHESIA TENDER
2390 | 4227250030000 | NASOPHARYNGEAL AIRWAY, WITH FIXATION CLIP, SIZE 7.5CM | RESPIRATORY AND ANESTHESIA TENDER
2391 | 4227250030100 | NASOPHARYNGEAL AIRWAY, WITH FIXATION CLIP, SIZE 7.0CM | RESPIRATORY AND ANESTHESIA TENDER
2392 | 4227250030200 | NASOPHARYNGEAL AIRWAY, WITH FIXATION CLIP, SIZE 6.0CM | RESPIRATORY AND ANESTHESIA TENDER
2393 | 4227250030300 | NASOPHARYNGEAL AIRWAY, WITH FIXATION CLIP, SIZE 5.5CM | RESPIRATORY AND ANESTHESIA TENDER
2394 | 4227250030400 | NASOPHARYNGEAL AIRWAY, WITH FIXATION CLIP, SIZE 5.0CM | RESPIRATORY AND ANESTHESIA TENDER
2395 | 4227250030500 | NASOPHARYNGEAL AIRWAY, WITH FIXATION CLIP, SIZE 4.5CM | RESPIRATORY AND ANESTHESIA TENDER
2396 | 4227250030600 | NASOPHARYNGEAL AIRWAY, WITH FIXATION CLIP, SIZE 4.0CM | RESPIRATORY AND ANESTHESIA TENDER
2397 | 4227250030700 | NASOPHARYNGEAL AIRWAY, WITH FIXATION CLIP, SIZE 3.5CM | RESPIRATORY AND ANESTHESIA TENDER
2398 | 4227250030800 | NASOPHARYNGEAL AIRWAY, WITH FIXATION CLIP, SIZE 3.0M | RESPIRATORY AND ANESTHESIA TENDER
2399 | 4227151508600 | TRANSPORT VENTILATOR CIRCUIT SINGLE LUMEN WITH FLOW SENSOR EXHALATION VALVE PRESSURE LINE AND VALVE LINE SIZE ADULT 3 M LONG COMPATIBLE WITH DRAEGER OXYLOG 3000 2000 VE300 OR EQUIVALENT | RESPIRATORY AND ANESTHESIA TENDER
2400 | 4227151508700 | TRANSPORT VENTILATOR CIRCUIT SINGLE LUMEN WITH FLOW SENSOR EXHALATION VALVE PRESSURE LINE AND VALVE LINE SIZE PEDIATRIC 1.9 M LONG COMPATIBLE WITH DRAEGER OXYLOG 3000 2000 VE300 OR EQUIVALENT | RESPIRATORY AND ANESTHESIA TENDER
2401 | 4227151508800 | VENTILATOR CIRCUIT, DOUBLE LUMEN, NON-HEATED WITHOUT PEEP, 1.8 M LONG, SIZE ADULT, COMPATIBLE WITH LTV SERIES OR EQUIVALENT | RESPIRATORY AND ANESTHESIA TENDER
2402 | 4227151508900 | VENTILATOR CIRCUIT, DOUBLE LUMEN, NON-HEATED WITHOUT PEEP, 1.8 M LONG, SIZE PEDIATRIC, COMPATIBLE WITH LTV SERIES OR EQUIVALENT | RESPIRATORY AND ANESTHESIA TENDER
2403 | 4227151509200 | VENTILATOR CIRCUIT SINGLE LUMEN NON-HEATED EXPIRATION VALVE SIZE ADULT DISPOSABLE COMPATIBLE WITH CARINA MACHINE OR EQUIVALENT | RESPIRATORY AND ANESTHESIA TENDER
2404 | 4227151509300 | VENTILATOR CIRCUIT SINGLE LUMEN NON-HEATED LEAKAGE VALVE SIZE ADULT DISPOSABLE COMPATIBLE WITH CARINA MACHINE OR EQUIVALENT | RESPIRATORY AND ANESTHESIA TENDER
2405 | 4227151509400 | VENTILATOR CIRCUIT SINGLE LUMEN NON-HEATED 1.8 M LONG SIZE ADULT/PEDIATRIC WITH EXHALATION VALVE AND LINE PRESSURE LINE DISPOSABLE COMPATIBLE WITH IMPACT EAGLE - ZOLL MACHINE OR EQUIVALENT | RESPIRATORY AND ANESTHESIA TENDER
2406 | 4227151509900 | BIPAP VENTILATOR CIRCUIT SINGLE LUMEN HEATED WITH AUTOFILLING CHAMBER DISPOSABLE 1.5 M LONG COMPATIBLE WITH WILAMED HUMIDIFIER CABLE WIRES OR EQUIVALENT | RESPIRATORY AND ANESTHESIA TENDER
2407 | 4227250030900 | CO2 SAMPLING LINE SINGLE USE LENGTH 3.0 M | RESPIRATORY AND ANESTHESIA TENDER
2408 | 4227250031100 | WATER TRAPS FOR USE WITH ANESTHESIA MACHINE FOR SAMPLING LINE SHOULD BE COMPATIBLE WITH MINDRAY MACHINE OR EQUIVALENT | RESPIRATORY AND ANESTHESIA TENDER
2409 | 4227151510000 | HUMIDIFYING CHAMBER FOR HIGH FREQUENCY VENTILATOR AUTO-FILL COMPRESSIBLE VOLUME NOT MORE THAN 280 ML COMPLIANCE 0.4 ML/CM.H2O LE = AKAGE VOLUME 100 ML/MIN DISPOSABLE NON STERILE (SHOULD BE COMPATIBLE WITH FISHER PAYKEL MR850 OR EQUIVALENT ) | RESPIRATORY AND ANESTHESIA TENDER
2410 | 4227151510100 | LARGE VOLUME NEBULIZER, PREFILLED AT LEAST 750ML TO 800ML STERILE WATER, WITH ADJUSTABLE OXYGEN RANGE 28 - 98 % FLOWMETER ADAPTER. | RESPIRATORY AND ANESTHESIA TENDER
2411 | 4227151510200 | NEBULIZER KIT SMALL VOLUME WITH OXYGEN TUBING AEROSOL MASK WITH METAL PIECE SIZE ADULT DISPOSABLE. | RESPIRATORY AND ANESTHESIA TENDER
2412 | 4227151510300 | NEBULIZER KIT SMALL VOLUME WITH OXYGEN TUBING AEROSOL MASK WITH METAL PIECE SIZE PEDIATRIC DISPOSABLE. | RESPIRATORY AND ANESTHESIA TENDER
2413 | 4227151510400 | MDI ADAPTER FOR VENTILATOR CIRCUIT STRAIGHT DISPOSABLE PORT TOWARDS PATIENT 22(OD) 22 (ID). | RESPIRATORY AND ANESTHESIA TENDER
2414 | 4227151510500 | EXPIRATORY VALVE SET FOR VENTILATOR MACHINE REUSABLE COMPATIBLE WITH HAMILTON G5/S1 OR EQUIVALENT | RESPIRATORY AND ANESTHESIA TENDER
2415 | 4227151510600 | EXPIRATORY VALVE MEMBRANE FOR VENTILATOR MACHINE REUSABLE COMPATIBLE WITH HAMILTON G5/S1 OR EQUIVALENT | RESPIRATORY AND ANESTHESIA TENDER
2416 | 4227151510800 | EXPIRATORY VALVE SET FOR VENTILATOR MACHINE COMPLETE WITH DIAPHRAGM REUSABLE COMPATIBLE WITH DRAEGER V500/V800/V600 OR EQUIVALENT | RESPIRATORY AND ANESTHESIA TENDER
2417 | 4227151510900 | EXPIRATORY VALVE MEMBRANE FOR VENTILATOR MACHINE REUSABLE COMPATIBLE WITH DRAEGER V500/V800/V600 OR EQUIVALENT | RESPIRATORY AND ANESTHESIA TENDER
2418 | 4227250031300 | SODA LIME CANISTER COLOR WHITE TO VIOLET DISPOSABLE (SHOULD BE COMPATIBLE WITH GE MACHINE OR EQUIVALENT ) | RESPIRATORY AND ANESTHESIA TENDER
2419 | 4227250031500 | SODA LIME CANISTER COLOR WHITE TO VIOLET DISPOSABLE (SHOULD BE COMPATIBLE WITH MAQUET MACHINE OR EQUIVALENT ) | RESPIRATORY AND ANESTHESIA TENDER
2420 | 4227170801000 | ANESTHESIA FACE MASK FULLY TRANSPARENT ALL MASK AND INFLATABLE AIR CUSHION ANATOMICAL FIT WITH EFFECTIVE SEAL EASY AND COMFORTABLE GRIP FOR USER FLEXIBLE MASK BODY NON SLIP RIDGES LATEX FREE DISPOSABLE SIZE 0 NEONATAL | RESPIRATORY AND ANESTHESIA TENDER
2421 | 4227170800000 | ANESTHESIA FACE MASK FULLY TRANSPARENT ALL MASK AND INFLATABLE AIR CUSHION ANATOMICAL FIT WITH EFFECTIVE SEAL EASY AND COMFORTABLE GRIP FOR USER FLEXIBLE MASK BODY NON SLIP RIDGES LATEX FREE DISPOSABLE SIZE 1 INFANT | RESPIRATORY AND ANESTHESIA TENDER
2422 | 4227170800200 | ANESTHESIA FACE MASK FULLY TRANSPARENT ALL MASK AND INFLATABLE AIR CUSHION ANATOMICAL FIT WITH EFFECTIVE SEAL EASY AND COMFORTABLE GRIP FOR USER FLEXIBLE MASK BODY NON SLIP RIDGES LATEX FREE DISPOSABLE SIZE 2 PEDIATRIC | RESPIRATORY AND ANESTHESIA TENDER
2423 | 4227170801700 | ANESTHESIA FACE MASK FULLY TRANSPARENT ALL MASK AND INFLATABLE AIR CUSHION ANATOMICAL FIT WITH EFFECTIVE SEAL EASY AND COMFORTABLE GRIP FOR USER FLEXIBLE MASK BODY NON SLIP RIDGES LATEX FREE DISPOSABLE SIZE 3 ADULT SMALL | RESPIRATORY AND ANESTHESIA TENDER
2424 | 4227170800600 | ANESTHESIA FACE MASK FULLY TRANSPARENT ALL MASK AND INFLATABLE AIR CUSHION ANATOMICAL FIT WITH EFFECTIVE SEAL EASY AND COMFORTABLE GRIP FOR USER FLEXIBLE MASK BODY NON SLIP RIDGES LATEX FREE DISPOSABLE SIZE 5 ADULT LARGE | RESPIRATORY AND ANESTHESIA TENDER
2425 | 4227170800800 | ANESTHESIA FACE MASK FULLY TRANSPARENT ALL MASK AND INFLATABLE AIR CUSHION ANATOMICAL FIT WITH EFFECTIVE SEAL EASY AND COMFORTABLE GRIP FOR USER FLEXIBLE MASK BODY NON SLIP RIDGES LATEX FREE DISPOSABLE SIZE 6 ADULT XLARGE | RESPIRATORY AND ANESTHESIA TENDER
2426 | 4227151511100 | HIGH FLOW TRACHEOSTOMY TUBE INTERFACE STERILE DISPOSABLE COMPATIBLE WITH VAPOTHERM MACHINE OR EQUIVALENT | RESPIRATORY AND ANESTHESIA TENDER
2427 | 4227250031900 | ADMIN SET BURETTE 60 DROPS/ML WITH INJECTION PORT 150 ML AUTOMATIC SHUT OFF SWIM VALVE LENGTH SET NOT LESS THAN 150CM LUER LOCK TWO INJECTION PORT ONE BEFORE AND AFTER BURETTE ROLL FLOW CONTROL NEEDLE FREE COMPATIBLE WITH BD SYSTEM OR EQUIVALENT | RESPIRATORY AND ANESTHESIA TENDER
2428 | 4227250032400 | SET FOR PCA PUMP (SHOULD BE COMPATIBLE WITH CADD SYSTEM OR EQUIVALENT ) | RESPIRATORY AND ANESTHESIA TENDER
2429 | 4227250032500 | SET FOR EPIDURAL PUMP COLOR CODED WITHOUT INJECTION PORT (SHOULD BE COMPATIBLE WITH CADD SYSTEM OR EQUIVALENT ) | RESPIRATORY AND ANESTHESIA TENDER
2430 | 4218190016100 | SET FOR EPIDURAL PUMP COLOR CODED WITHOUT INJECTION PORT (SHOULD BE COMPATIBLE WITH B. BRAUN SYSTEM OR EQUIVALENT ) ONE (1) EACH = ONE (1) SET | RESPIRATORY AND ANESTHESIA TENDER
2431 | 4227250032600 | STOPCOCK/PLUG PURPOSE WITH CHLORHEXIDINE STERILE | RESPIRATORY AND ANESTHESIA TENDER
2432 | 4227250032700 | SYRINGE PUMP MICRO EXTENSION HIGH RESISTANCE LUER-LOCK CONNECTOR ONE SIDE LENGTH 150-200CM (SHOULD BE COMPATIBLE WITH EACH HOSPITAL STANDARD MACHINE) | RESPIRATORY AND ANESTHESIA TENDER
2433 | 4227250032800 | NEONATAL - ECG ELECTRODE WITH O WIRE COLOR CODED WITH FEMALE CONNECTOR (SHOULD BE COMPATIBLE WITH EACH HOSPITAL STANDARD MACHINE) | RESPIRATORY AND ANESTHESIA TENDER
2434 | 4227250033000 | PROBE TEMPERATURE RECTAL PEDIATRIC LENGTH NOT LESS THAN 3M DISPOSABLE (SHOULD BE COMPATIBLE WITH DRAEGER MACHINE OR EQUIVALENT ) | RESPIRATORY AND ANESTHESIA TENDER
2435 | 4218220900100 | PROBE TEMPERATURE RECTAL, PEDIATRIC, LENGTH NOT LESS THAN 1.6M DISPOSABLE, (SHOULD BE COMPATIBLE WITH DRAEGER MACHINE OR EQUIVALENT ) | RESPIRATORY AND ANESTHESIA TENDER
2436 | 4218221400100 | PROBE TEMPERATURE ORAL/NASAL, 12 FR DISPOSABLE (EACH CENTER SHOULD BE COMPATIBLE WITH THEIR MACHINE) | RESPIRATORY AND ANESTHESIA TENDER
2437 | 4218220900700 | PROBE TEMPERATURE TYMPANIC PEDIATRIC | RESPIRATORY AND ANESTHESIA TENDER
2438 | 4227250033500 | PAPER CHART ECG (FOR USE CRASH CART COMPATIBLE WITH PHILIPS DEFIBRILLATOR RED GRID | RESPIRATORY AND ANESTHESIA TENDER
2439 | 4227250033800 | CATHETER PULMONARY ARTERY (SWAN GANZ) BALLOON TIPPED FLOATING FOUR OR FIVE LUMEN WITH THERMO DILUTION CARDIAC OUTPUT THERMISTOR LENGTH 110 CM DISPOSABLE STERILE SIZE 7.5FR | RESPIRATORY AND ANESTHESIA TENDER
2440 | 4227250033900 | PERCUTANEOUS SHEATH INTRODUCER SET WITH NEEDLE GUIDEWIRE GAUZE AND DRAPE WITH DISINFECTED (FOR SWAN GANZ) LENGTH 10-11CM DISPOSABLE STERILE SIZE 9.0FR | RESPIRATORY AND ANESTHESIA TENDER
2441 | 4227250034000 | PERCUTANEOUS SHEATH INTRODUCER SET WITH NEEDLE GUIDEWIRE GAUZE AND DRAPE WITH DISINFECTED (FOR SWAN GANZ) LENGTH 10-11CM DISPOSABLE STERILE SIZE 8.0FR | RESPIRATORY AND ANESTHESIA TENDER
2442 | 4227250034100 | PERCUTANEOUS SHEATH INTRODUCER SET WITH NEEDLE GUIDEWIRE GAUZE AND DRAPE WITH DISINFECTED (FOR SWAN GANZ) LENGTH 10-11CM DISPOSABLE STERILE SIZE 7.0FR | RESPIRATORY AND ANESTHESIA TENDER
2443 | 4227250034200 | PERCUTANEOUS SHEATH INTRODUCER KIT 6 FR X 10 CM INTRODUCER NEEDLE 18G WITH TWO INJECTION NEEDLE 22G AND 25G CATHETER 18G X 6 CM SPRING GUIDEWIRE SYRINGE 3CC LUER LOCK SYRINGE 5CC LUER SLIP DRAPE 60X90 CM WITH 10CM FENESTRATION TWO GAUZE SIZE 2"X2" FIVE GAUZE SIZE 4"X4" WITH CATHETER PROTECTION SHIELD SUTURE SILK WITH STRAIGHT NEEDLE HANDLE SCALPEL NUMBER 11 DISPOSABLE STERILE | RESPIRATORY AND ANESTHESIA TENDER
2444 | 4227250034300 | PERCUTANEOUS SHEATH INTRODUCER KIT 8.5FR X 10 CM INTRODUCER NEEDLE 18G WITH TWO INJECTION NEEDLE 22G AND 25G CATHETER 18G X 6 CM SPRING GUIDEWIRE SYRINGE 3CC LUER LOCK SYRINGE 5CC LUER SLIP DRAPE 60X90 CM WITH 10CM FENESTRATION TWO GAUZE SIZE 2"X2" FIVE GAUZE SIZE 4"X4" WITH CATHETER PROTECTION SHIELD SUTURE SILK WITH STRAIGHT NEEDLE HANDLE SCALPEL NUMBER 11 DISPOSABLE STERILE | RESPIRATORY AND ANESTHESIA TENDER
2445 | 4227250034400 | CATHETER ARTERIAL SIZE 16 G X 18 CM SELDINGER TECHNIQUE GUIDEWIRE INTRODUCER NEEDLE STERILE | RESPIRATORY AND ANESTHESIA TENDER
2446 | 4227250034500 | CATHETER ARTERIAL SIZE 17 G X 18 CM SELDINGER TECHNIQUE GUIDEWIRE INTRODUCER NEEDLE STERILE | RESPIRATORY AND ANESTHESIA TENDER
2447 | 4227250034900 | CATHETER ARTERIAL SIZE 20 G X 4 CM SELDINGER TECHNIQUE GUIDEWIRE INTRODUCER NEEDLE STERILE | RESPIRATORY AND ANESTHESIA TENDER
2448 | 4227250035000 | CATHETER ARTERIAL SIZE 20 G X 6 CM SELDINGER TECHNIQUE GUIDEWIRE INTRODUCER NEEDLE STERILE | RESPIRATORY AND ANESTHESIA TENDER
2449 | 4227250035200 | CATHETER ARTERIAL SIZE 22 G X 3 CM SELDINGER TECHNIQUE GUIDEWIRE INTRODUCER NEEDLE STERILE | RESPIRATORY AND ANESTHESIA TENDER
2450 | 4227250035300 | CATHETER ARTERIAL SIZE 22 GX 4 CM SELDINGER TECHNIQUE GUIDEWIRE INTRODUCER NEEDLE STERILE | RESPIRATORY AND ANESTHESIA TENDER
2451 | 4227250035400 | CATHETER ARTERIAL SIZE 22 GX 6 CM SELDINGER TECHNIQUE GUIDEWIRE INTRODUCER NEEDLE STERILE | RESPIRATORY AND ANESTHESIA TENDER
2452 | 4227250035500 | CATHETER ARTERIAL SIZE 22 GX 8 CM SELDINGER TECHNIQUE GUIDEWIRE INTRODUCER NEEDLE STERILE | RESPIRATORY AND ANESTHESIA TENDER
2453 | 4227250035600 | IV CANNULA WITH WINGS WITH PORT LENGTH OF CATHETER 32MM COLOR CODED SIZE 14 G | RESPIRATORY AND ANESTHESIA TENDER
2454 | 4227250035700 | IV CANNULA WITH WINGS WITH PORT LENGTH OF CATHETER 32MM COLOR CODED SIZE 16 G | RESPIRATORY AND ANESTHESIA TENDER
2455 | 4227250035800 | IV CANNULA WITH WINGS WITH PORT LENGTH OF CATHETER 32MM COLOR CODED SIZE 18 G | RESPIRATORY AND ANESTHESIA TENDER
2456 | 4227250035900 | IV CANNULA WITH WINGS WITH PORT LENGTH OF CATHETER 32MM COLOR CODED SIZE 20 G | RESPIRATORY AND ANESTHESIA TENDER
2457 | 4227250036000 | IV CANNULA WITH WINGS WITH PORT LENGTH OF CATHETER 19MM COLOR CODED SIZE 24 G | RESPIRATORY AND ANESTHESIA TENDER
2458 | 4227250036100 | IV CANNULA WITH WINGS WITH PORT LENGTH OF CATHETER 19MM COLOR CODED SIZE 26 G | RESPIRATORY AND ANESTHESIA TENDER
2459 | 4227250036200 | IV CATHETER WITH/OUT WINGS WITH/OUT INJECTION PORT WITHOUT BLOOD CONTROL VALVE SIZE 14 G X 45-48MM | RESPIRATORY AND ANESTHESIA TENDER
2460 | 4227250036300 | IV CATHETER WITH/OUT WINGS WITH/OUT INJECTION PORT WITHOUT BLOOD CONTROL VALVE SIZE 14 G X 30-32MM | RESPIRATORY AND ANESTHESIA TENDER
2461 | 4227250036400 | IV CATHETER WITH/OUT WINGS WITH/OUT INJECTION PORT WITHOUT BLOOD CONTROL VALVE SIZE 16 G X 45-48MM | RESPIRATORY AND ANESTHESIA TENDER
2462 | 4227250036500 | IV CATHETER WITH/OUT WINGS WITH/OUT INJECTION PORT WITHOUT BLOOD CONTROL VALVE SIZE 16 G X 30-32MM | RESPIRATORY AND ANESTHESIA TENDER
2463 | 4227250036600 | IV CATHETER WITH/OUT WINGS WITH/OUT INJECTION PORT WITHOUT BLOOD CONTROL VALVE SIZE 18 G X 45-48MM | RESPIRATORY AND ANESTHESIA TENDER
2464 | 4227250036700 | IV CATHETER WITH/OUT WINGS WITH/OUT INJECTION PORT WITHOUT BLOOD CONTROL VALVE SIZE 18G X 30-32MM | RESPIRATORY AND ANESTHESIA TENDER
2465 | 4227250036800 | IV CATHETER WITH/OUT WINGS WITH/OUT INJECTION PORT WITHOUT BLOOD CONTROL VALVE SIZE 20G X 30-32MM | RESPIRATORY AND ANESTHESIA TENDER
2466 | 4227250036900 | IV CATHETER WITH/OUT WINGS WITH/OUT INJECTION PORT WITHOUT BLOOD CONTROL VALVE SIZE 20G X 45-48MM | RESPIRATORY AND ANESTHESIA TENDER
2467 | 4227250037100 | IV CATHETER WITH/OUT WINGS WITH/OUT INJECTION PORT WITHOUT BLOOD CONTROL VALVE SIZE 24GX 19MM | RESPIRATORY AND ANESTHESIA TENDER
2468 | 4227250037200 | IV CATHETER WITH/OUT WINGS WITH/OUT INJECTION PORT WITHOUT BLOOD CONTROL VALVE SIZE 26G X 19MM | RESPIRATORY AND ANESTHESIA TENDER
2469 | 4227151511300 | CLOSE SUCTION SYSTEM MINIMUM 72 HRS STERILE DISPOSABLE 12 FR GRADUATED COLOR CODED TRANSPARENT ELASTIC SHEATH MDI ADAPTER FLUSH PORT WITH CAP T-PIECE LENGTH 25-35 CM FOR TRACHEOSTOMY. | RESPIRATORY AND ANESTHESIA TENDER
2470 | 4227151511400 | CLOSE SUCTION SYSTEM MINIMUM 72 HRS STERILE DISPOSABLE 14 FR GRADUATED COLOR CODED TRANSPARENT ELASTIC SHEATH MDI ADAPTER FLUSH PORT WITH CAP T-PIECE LENGTH 25-35 CM FOR TRACHEOSTOMY. | RESPIRATORY AND ANESTHESIA TENDER
2471 | 4227151511500 | CLOSE SUCTION SYSTEM MINIMUM 72 HRS STERILE DISPOSABLE 16 FR GRADUATED COLOR CODED TRANSPARENT ELASTIC SHEATH MDI ADAPTER FLUSH PORT WITH CAP T-PIECE LENGTH 25-35 CM FOR TRACHEOSTOMY. | RESPIRATORY AND ANESTHESIA TENDER
2472 | 4227151512000 | CLOSE SUCTION SYSTEM MINIMUM 72 HRS STERILE DISPOSABLE 10 FR GRADUATED COLOR CODED TRANSPARENT ELASTIC SHEATH MDI ADAPTER FOR ETT. | RESPIRATORY AND ANESTHESIA TENDER
2473 | 4227151512100 | CLOSE SUCTION SYSTEM MINIMUM 72 HRS STERILE DISPOSABLE 14 FR GRADUATED COLOR CODED TRANSPARENT ELASTIC SHEATH MDI ADAPTER FOR ETT. | RESPIRATORY AND ANESTHESIA TENDER
2474 | 4227151512200 | CLOSE SUCTION SYSTEM MINIMUM 72 HRS STERILE DISPOSABLE 16 FR GRADUATED COLOR CODED TRANSPARENT ELASTIC SHEATH MDI ADAPTER FOR ETT. | RESPIRATORY AND ANESTHESIA TENDER
2475 | 4227250038000 | RAPID INFUSION CATHETER EXCHANGE SET SIZE 7 FR LENGTH 5CM SPRING GUIDEWIRE APPROX. 30-35CM SOFT TIP BOTH SIDE TISSUE DILATOR SCALPEL NUMBER 11 | RESPIRATORY AND ANESTHESIA TENDER
2476 | 4227250038100 | RAPID INFUSION CATHETER EXCHANGE SET SIZE 8.5 FR LENGTH 6 -7CM SPRING GUIDEWIRE APPROX. 30-35CM SOFT TIP BOTH SIDE TISSUE DILATOR SCALPEL NUMBER 11 | RESPIRATORY AND ANESTHESIA TENDER
2477 | 4227250038200 | SPINAL NEEDLE SPROTTE TIP 27G X 35MM STAINLESS STEEL NEEDLE WITH MAGNIFYING EFFECT ATRAUMATIC TIP COLOR CODED WITH SIZE INDICATION ON NEEDLE HUB OVAL SHAPE FOR THE HOLE BURR-FREE ROUNDED ATRAUMATIC EDGES | RESPIRATORY AND ANESTHESIA TENDER
2478 | 4227250038300 | SPINAL NEEDLE SPROTTE TIP 27G X 70MM STAINLESS STEEL NEEDLE WITH MAGNIFYING EFFECT ATRAUMATIC TIP COLOR CODED WITH SIZE INDICATION ON NEEDLE HUB OVAL SHAPE FOR THE HOLE BURR-FREE ROUNDED ATRAUMATIC EDGES WITH INTRODUCER 30MM WITH FUNNEL SHAPED HUB | RESPIRATORY AND ANESTHESIA TENDER
2479 | 4214250203600 | SPINAL NEEDLE SPROTTE TIP 27G X 90MM STAINLESS STEEL NEEDLE WITH MAGNIFYING EFFECT ATRAUMATIC TIP COLOR CODED WITH SIZE INDICATION ON NEEDLE HUB OVAL SHAPE FOR THE HOLE BURR-FREE ROUNDED ATRAUMATIC EDGES WITH INTRODUCER 30MM WITH FUNNEL SHAPED HUB | RESPIRATORY AND ANESTHESIA TENDER
2480 | 4227250038400 | SPINAL NEEDLE SPROTTE TIP 25G X 70MM STAINLESS STEEL NEEDLE WITH MAGNIFYING EFFECT ATRAUMATIC TIP COLOR CODED WITH SIZE INDICATION ON NEEDLE HUB OVAL SHAPE FOR THE HOLE BURR-FREE ROUNDED ATRAUMATIC EDGES WITH INTRODUCER 30MM WITH FUNNEL SHAPED HUB | RESPIRATORY AND ANESTHESIA TENDER
2481 | 4227250038500 | SPINAL NEEDLE SPROTTE TIP 25G X 90MM STAINLESS STEEL NEEDLE WITH MAGNIFYING EFFECT ATRAUMATIC TIP COLOR CODED WITH SIZE INDICATION ON NEEDLE HUB OVAL SHAPE FOR THE HOLE BURR-FREE ROUNDED ATRAUMATIC EDGES WITH INTRODUCER 30MM WITH FUNNEL SHAPED HUB | RESPIRATORY AND ANESTHESIA TENDER
2482 | 4227250038600 | SPINAL NEEDLE SPROTTE TIP 25G X 103MM STAINLESS STEEL NEEDLE WITH MAGNIFYING EFFECT ATRAUMATIC TIP COLOR CODED WITH SIZE INDICATION ON NEEDLE HUB OVAL SHAPE FOR THE HOLE BURR-FREE ROUNDED ATRAUMATIC EDGES WITH INTRODUCER 40MM WITH FUNNEL SHAPED HUB | RESPIRATORY AND ANESTHESIA TENDER
2483 | 4227250038700 | SPINAL NEEDLE SPROTTE TIP 25G X 120MM STAINLESS STEEL NEEDLE WITH MAGNIFYING EFFECT ATRAUMATIC TIP COLOR CODED WITH SIZE INDICATION ON NEEDLE HUB OVAL SHAPE FOR THE HOLE BURR-FREE ROUNDED ATRAUMATIC EDGES WITH INTRODUCER 40MM WITH FUNNEL SHAPED HUB | RESPIRATORY AND ANESTHESIA TENDER
2484 | 4214250203400 | SPINAL NEEDLE SPROTTE TIP 24G X 90MM STAINLESS STEEL NEEDLE ATRAUMATIC TIP COLOR CODED WITH SIZE INDICATION ON NEEDLE HUB OVAL SHAPE FOR THE HOLE BURR-FREE ROUNDED ATRAUMATIC EDGES WITH INTRODUCER 30MM WITH FUNNEL SHAPED HUB | RESPIRATORY AND ANESTHESIA TENDER
2485 | 4227250045100 | SPINAL NEEDLE WHITACRE PENCIL POINT WITH INTRODUCER 25G X 3.5 INCH | RESPIRATORY AND ANESTHESIA TENDER
2486 | 4227250045800 | SPINAL NEEDLE WHITACRE PENCIL POINT WITH INTRODUCER 27G X 3.5 INCH | RESPIRATORY AND ANESTHESIA TENDER
2487 | 4227250045900 | SPINAL NEEDLE WHITACRE PENCIL POINT WITH INTRODUCER 27G X 6 INCH | RESPIRATORY AND ANESTHESIA TENDER
2488 | 4227250046200 | INTRODUCER TRACHEAL TUBE ADULT BOUGIE ANGLED DISTAL END 15FR X 70-80CM FIT E.T.T INNER DIAMETER FROM 6-10MM OXYGENATION PORT AND ADAPTER DEPTH MARKING COLOR CODED | RESPIRATORY AND ANESTHESIA TENDER
2489 | 4227250046400 | INTRODUCER TRACHEAL TUBE PEDIATRIC BOUGIE ANGLED DISTAL END 10FR X 55-60CM FIT E.E.T INNER DIAMETER FROM 4-5.5MM OXYGENATION PORT AND ADAPTER DEPTH MARKING COLOR CODED | RESPIRATORY AND ANESTHESIA TENDER
2490 | 4227250046500 | INTRODUCER TRACHEAL TUBE NEONATAL (BOUGIE) STRAIGHT 5CH X 450-470MM | RESPIRATORY AND ANESTHESIA TENDER
2491 | 4227250046600 | INTRODUCER TRACHEAL TUBE PEDIATRIC BOUGIE ANGLED DISTAL END 5-6FR X 45-50CM FIT E.E.T INNER DIAMETER FROM 2.5-3.5MM OXYGENATION PORT AND ADAPTER DEPTH MARKING COLOR CODED | RESPIRATORY AND ANESTHESIA TENDER
2492 | 4227250046700 | BLADE LARYNGOSCOPE COVER COMPATIBLE WITH VERATHON OR EQUIVALENT SINGLE USE SIZE 1.0 | RESPIRATORY AND ANESTHESIA TENDER
2493 | 4227250046800 | BLADE LARYNGOSCOPE COVER COMPATIBLE WITH VERATHON OR EQUIVALENT SINGLE USE SIZE 2.0 | RESPIRATORY AND ANESTHESIA TENDER
2494 | 4227250046900 | BLADE LARYNGOSCOPE COVER COMPATIBLE WITH VERATHON OR EQUIVALENT SINGLE USE SIZE 2.5 | RESPIRATORY AND ANESTHESIA TENDER
2495 | 4227250047000 | BLADE LARYNGOSCOPE COVER COMPATIBLE WITH VERATHON OR EQUIVALENT SINGLE USE SIZE 4.0 | RESPIRATORY AND ANESTHESIA TENDER
2496 | 4227250047100 | BLADE LARYNGOSCOPE COVER COMPATIBLE WITH VERATHON OR EQUIVALENT SINGLE USE SIZE 0 | RESPIRATORY AND ANESTHESIA TENDER
2497 | 4227201811300 | BLADE FOR VIDEO INTUBATION COMPATIBLE WITH MCGRATH DEVICE OR EQUIVALENT SINGLE USE SIZE 1 | RESPIRATORY AND ANESTHESIA TENDER
2498 | 4227201811400 | BLADE FOR VIDEO INTUBATION COMPATIBLE WITH MCGRATH DEVICE OR EQUIVALENT SINGLE USE SIZE 2 | RESPIRATORY AND ANESTHESIA TENDER
2499 | 4227201811600 | BLADE FOR VIDEO INTUBATION COMPATIBLE WITH MCGRATH DEVICE OR EQUIVALENT SINGLE USE SIZE 4 | RESPIRATORY AND ANESTHESIA TENDER
2500 | 4227201811500 | BLADE FOR VIDEO INTUBATION COMPATIBLE WITH MCGRATH DEVICE OR EQUIVALENT SINGLE USE SIZE MACX 3 | RESPIRATORY AND ANESTHESIA TENDER
2501 | 4227151512300 | WRAP VEST SIZE XSMALL FOR CHEST SECRETION MOBILIZATION DEVICE DISPOSABLE COMPATIBLE WITH HILLROM-VEST OR EQUIVALENT | RESPIRATORY AND ANESTHESIA TENDER
2502 | 4227162202000 | WRAP VEST SIZE SMALL FOR CHEST SECRETION MOBILIZATION DEVICE DISPOSABLE COMPATIBLE WITH HILLROM-VEST OR EQUIVALENT | RESPIRATORY AND ANESTHESIA TENDER
2503 | 4227162201200 | WRAP VEST SIZE LARGE FOR CHEST SECRETION MOBILIZATION DEVICE DISPOSABLE COMPATIBLE WITH HILLROM-VEST OR EQUIVALENT | RESPIRATORY AND ANESTHESIA TENDER
2504 | 4227162200800 | WRAP VEST SIZE XLARGE FOR CHEST SECRETION MOBILIZATION DEVICE DISPOSABLE COMPATIBLE WITH HILLROM-VEST OR EQUIVALENT | RESPIRATORY AND ANESTHESIA TENDER
2505 | 4227151512400 | WRAP VEST SIZE XXLARGE FOR CHEST SECRETION MOBILIZATION DEVICE DISPOSABLE COMPATIBLE WITH HILLROM-VEST OR EQUIVALENT | RESPIRATORY AND ANESTHESIA TENDER
2506 | 4227162202800 | JACKET VEST SIZE CHILD LARGE FOR CHEST SECRETION MOBILIZATION DEVICE DISPOSABLE COMPATIBLE WITH HILLROM-VEST OR EQUIVALENT | RESPIRATORY AND ANESTHESIA TENDER
2507 | 4227151512500 | JACKET VEST SIZE ADULT SMALL FOR CHEST SECRETION MOBILIZATION DEVICE DISPOSABLE COMPATIBLE WITH HILLROM-VEST OR EQUIVALENT | RESPIRATORY AND ANESTHESIA TENDER
2508 | 4227151512600 | JACKET VEST SIZE ADULT MEDIUM FOR CHEST SECRETION MOBILIZATION DEVICE DISPOSABLE COMPATIBLE WITH HILLROM-VEST OR EQUIVALENT | RESPIRATORY AND ANESTHESIA TENDER
2509 | 4227162201000 | JACKET VEST SIZE ADULT LARGE FOR CHEST SECRETION MOBILIZATION DEVICE DISPOSABLE COMPATIBLE WITH HILLROM-VEST OR EQUIVALENT | RESPIRATORY AND ANESTHESIA TENDER
2510 | 4227151512700 | JACKET VEST SIZE SMALL FOR CHEST SECRETION MOBILIZATION DEVICE DISPOSABLE COMPATIBLE WITH CAREWAY OR EQUIVALENT | RESPIRATORY AND ANESTHESIA TENDER
2511 | 4227151512800 | JACKET VEST SIZE MEDIUM FOR CHEST SECRETION MOBILIZATION DEVICE DISPOSABLE COMPATIBLE WITH CAREWAY OR EQUIVALENT | RESPIRATORY AND ANESTHESIA TENDER
2512 | 4227151512900 | JACKET VEST SIZE LARGE FOR CHEST SECRETION MOBILIZATION DEVICE DISPOSABLE COMPATIBLE WITH CAREWAY OR EQUIVALENT | RESPIRATORY AND ANESTHESIA TENDER
2513 | 4227162200600 | JACKET VEST SIZE XLARGE FOR CHEST SECRETION MOBILIZATION DEVICE DISPOSABLE COMPATIBLE WITH CAREWAY OR EQUIVALENT | RESPIRATORY AND ANESTHESIA TENDER
2514 | 4227151513000 | JACKET VEST SIZE XXLARGE FOR CHEST SECRETION MOBILIZATION DEVICE DISPOSABLE COMPATIBLE WITH CAREWAY OR EQUIVALENT | RESPIRATORY AND ANESTHESIA TENDER
2515 | 4227151513100 | TRACHEOSTOMY HOLDER MOISTURE ABSORBING NECK BAND LINING 1" WIDE BAND FITS UP TO 49.5CM (19.5") NECK ADJUSTABLE LENGTH CUT TO FIT NECK SIZE TWO-PIECE NECKBANDS NON LATEX | RESPIRATORY AND ANESTHESIA TENDER
2516 | 4227151513200 | TRACHEOSTOMY HOLDER MOISTURE ABSORBING NECK BAND LINING 1" WIDE BAND FITS UP TO 46CM (18") NECK ADJUSTABLE TWO-PIECE NECKBANDS NON LATEX | RESPIRATORY AND ANESTHESIA TENDER
2517 | 4227151513300 | TRACHEOSTOMY HOLDER MOISTURE ABSORBING NECK BAND LINING ¾" WIDE BAND FITS UP TO 23CM (9") NECK ADJUSTABLE TWO-PIECE NECKBANDS NON LATEX | RESPIRATORY AND ANESTHESIA TENDER
2518 | 4227250047600 | AIR PRESSURE BAG FOR INVASIVE MONITOR WITH MANOMETER REUSABLE 1000ML | RESPIRATORY AND ANESTHESIA TENDER
2519 | 4227250047800 | ARTERIAL BLOOD SAMPLING WITH DRY LITHIUM HEPARIN AND 3 ML WITH COVER LUER LOCK WITHOUT NEEDLE | RESPIRATORY AND ANESTHESIA TENDER
2520 | 4227250047900 | ARTERIAL BLOOD SAMPLING WITH DRY LITHIUM HEPARIN AND 3 ML 23 G. NEEDLE WITH SAFETY NEEDLE CAP LENGTH 2.5 CM | RESPIRATORY AND ANESTHESIA TENDER
2521 | 4227151513400 | ASPIRATION NEEDLE FOR BRONCHOSCOPY WITH SIDE HOLE DISPOSABLE SCOPE WORKING CHANNEL 2M SIZES 19G | RESPIRATORY AND ANESTHESIA TENDER
2522 | 4227151513500 | ASPIRATION NEEDLE FOR BRONCHOSCOPY WITH SIDE HOLE DISPOSABLE SCOPE WORKING CHANNEL 2MM SIZES 21G | RESPIRATORY AND ANESTHESIA TENDER
2523 | 4227250048000 | SUCTION VALVE FOR BRONCHOSCOPES DISPOSABLE COMPATIBLE WITH KARL-STORZ SCOPE OR EQUIVALENT | RESPIRATORY AND ANESTHESIA TENDER
2524 | 4227151513600 | MOUTHPIECE PLASTIC WITH BUILT IN TURBINE DISPOSABLE COMPATIBLE WITH PORTABLE SPIROMETER SPIROLAB MACHINE OR EQUIVALENT | RESPIRATORY AND ANESTHESIA TENDER
2525 | 4227151513700 | MOUTH PIECE WITH BUILT IN BACTERIAL / VIRAL FILTER KIT ROUNDED SHAPE TERMINAL CERTIFIED TO BE USED WITH MEDGRAPHIC PULMONARY FUNCTION TEST DISPOSABLE. | RESPIRATORY AND ANESTHESIA TENDER
2526 | 4227151513800 | MOUTH PIECE WITH BUILT IN BACTERIAL / VIRAL FILTER KIT OVAL SHAPE TERMINAL CERTIFIED TO BE USED WITH MEDGRAPHIC PULMONARY FUNCTION TEST DISPOSABLE. | RESPIRATORY AND ANESTHESIA TENDER
2527 | 4214250206500 | NEEDLE EPIDURAL TUOHY SIZE 17G X 120MM | RESPIRATORY AND ANESTHESIA TENDER
2528 | 4227250048300 | LOSS OF RESISTANCE SYRINGE PLASTIC SENSITIVE SPECIAL FOR EPIDURAL 10 ML | RESPIRATORY AND ANESTHESIA TENDER
2529 | 4227250048500 | BENDABLE ARM BOARD STABILIZES AND SECURES LINES AND I.V WITH TWO STRAPS FOR ADULT | RESPIRATORY AND ANESTHESIA TENDER
2530 | 4227250048600 | BENDABLE ARM BORD STABILIZES AND SECURES LINES AND I.V WITH TWO STRAPS FOR PEDIATRIC | RESPIRATORY AND ANESTHESIA TENDER
2531 | 4227250048700 | BENDABLE ARM BOARD STABILIZES AND SECURES LINES AND I.V WITH TWO STRAPS FOR NEONATE | RESPIRATORY AND ANESTHESIA TENDER
2532 | 4227250048800 | INTUBATING PILLOW AND MAINTAINING HEAD POSITION DURING SUPINE AND LATERAL POSITION FOAM MATERIAL FOR ADULT SIZE 18-20 X 21-23 X 9-11CM DISPOSABLE | RESPIRATORY AND ANESTHESIA TENDER
2533 | 4227250048900 | INTUBATING PILLOW AND MAINTAINING HEAD POSITION DURING SUPINE AND LATERAL POSITION FOAM MATERIAL FOR PEDIATRIC DISPOSABLE | RESPIRATORY AND ANESTHESIA TENDER
2534 | 4227250049000 | HEAD REST FOAM MATERIAL SIZE 9 INCH DISPOSABLE | RESPIRATORY AND ANESTHESIA TENDER
2535 | 4227250049100 | HEAD REST FOAM MATERIAL SIZE 7 INCH DISPOSABLE | RESPIRATORY AND ANESTHESIA TENDER
2536 | 4227151513900 | TRANSCUTANEOUS CO2 MONITORING MEMBRANING KIT COMPATIBLE WITH SENTEC OR EQUIVALENT | RESPIRATORY AND ANESTHESIA TENDER
2537 | 4227151514000 | TRANSCUTANEOUS CO2 CALIBRATION GAS COMPATIBLE WITH SENTEC OR EQUIVALENT | RESPIRATORY AND ANESTHESIA TENDER
2538 | 4227151514100 | MEASUREMENT SENSOR FOR TRANSCUTANEOUS PCO2 SPO2 AND PULSE RATE COMPATIBLE WITH SENTEC OR EQUIVALENT | RESPIRATORY AND ANESTHESIA TENDER
2539 | 4227151514300 | FIXATION RING FOR FRAGILE SKIN FOR TRANSCUTANEOUS CO2 MONITORING SENSOR SIZE 20MM COMPATIBLE WITH SENTEC OR EQUIVALENT | RESPIRATORY AND ANESTHESIA TENDER
2540 | 4227151514600 | SENSOR GAS FLOW 1.60 M LENGTH FOR ADULT DISPOSABLE SHOULD BE COMPATIBLE WITH HAMILTON VENTILATOR OR EQUIVALENT | RESPIRATORY AND ANESTHESIA TENDER
2541 | 4227151514700 | THERMAL SENSOR GAS FLOW SIZE ADULT DISPOSABLE MUST BE CERTIFIED TO BE USED WITH DRAEGER VENTILATOR AND ANESTHESIA MACHINE OR EQUIVALENT | RESPIRATORY AND ANESTHESIA TENDER
2542 | 4227250049200 | FLOW SENSOR, SHOULD BE COMPATIBLE WITH GE ANESTHESIA MACHINE OR EQUIVALENT | RESPIRATORY AND ANESTHESIA TENDER
2543 | 4227250049300 | FLOW SENSOR, SHOULD BE COMPATIBLE WITH DRAEGER ANESTHESIA MACHINE OR EQUIVALENT | RESPIRATORY AND ANESTHESIA TENDER
2544 | 4227250049400 | FLOW SENSOR, SHOULD BE COMPATIBLE WITH MINDRAY ANESTHESIA MACHINE OR EQUIVALENT | RESPIRATORY AND ANESTHESIA TENDER
2545 | 4227250049500 | LABEL FOR ANESTHESIA MEDICATION SYRINGES TO PREVENT MEDICATION ERRORS "ASA" STANDARDS COLOR CODED DIAMETER 15 MM X 40MM INCLUDING MEDICATION GENERIC NAME DOSAGE WATER PROOF PLANK LABELS ALLOWS HAND WRITING ROLL STICKY SHOULD BE PROVIDE DISPENSER FREE OF CHARGE EACH 300 ROLL | RESPIRATORY AND ANESTHESIA TENDER
2546 | 4227250049600 | BLOOD PRESSURE ADULT CUFF SIZE XXL DOUBLE TUBE DISPOSABLE | RESPIRATORY AND ANESTHESIA TENDER
2547 | 4227250049900 | BLOOD PRESSURE ADULT CUFF SIZE XL DOUBLE TUBE DISPOSABLE | RESPIRATORY AND ANESTHESIA TENDER
2548 | 4218160509800 | BLOOD PRESSURE ADULT CUFF SIZE L+ SINGLE TUBE DISPOSABLE | RESPIRATORY AND ANESTHESIA TENDER
2549 | 4227250050100 | BLOOD PRESSURE ADULT CUFF SIZE L SINGLE TUBE DISPOSABLE | RESPIRATORY AND ANESTHESIA TENDER
2550 | 4227250050200 | BLOOD PRESSURE ADULT CUFF SIZE M++ DOUBLE TUBE DISPOSABLE | RESPIRATORY AND ANESTHESIA TENDER
2551 | 4227250050300 | BLOOD PRESSURE ADULT CUFF SIZE M++ SINGLE TUBE DISPOSABLE | RESPIRATORY AND ANESTHESIA TENDER
2552 | 4227250050500 | BLOOD PRESSURE ADULT CUFF SIZE M+ SINGLE TUBE DISPOSABLE | RESPIRATORY AND ANESTHESIA TENDER
2553 | 4218160502000 | BLOOD PRESSURE ADULT CUFF SIZE M DOUBLE TUBE DISPOSABLE | RESPIRATORY AND ANESTHESIA TENDER
2554 | 4227250050600 | BLOOD PRESSURE ADULT CUFF SIZE M SINGLE TUBE DISPOSABLE | RESPIRATORY AND ANESTHESIA TENDER
2555 | 4227250050700 | BLOOD PRESSURE ADULT CUFF SIZE S DOUBLE TUBE DISPOSABLE | RESPIRATORY AND ANESTHESIA TENDER
2556 | 4227250050800 | BLOOD PRESSURE ADULT CUFF SIZE S SINGLE TUBE DISPOSABLE | RESPIRATORY AND ANESTHESIA TENDER
2557 | 4227250050900 | BLOOD PRESSURE ADULT CUFF SIZE XS SINGLE TUBE DISPOSABLE | RESPIRATORY AND ANESTHESIA TENDER
2558 | 4227250051000 | BLOOD PRESSURE ADULT CUFF SIZE XS DOUBLE TUBE DISPOSABLE | RESPIRATORY AND ANESTHESIA TENDER
2559 | 4227250051100 | BLOOD PRESSURE ADULT CUFF SIZE XXS SINGLE TUBE DISPOSABLE | RESPIRATORY AND ANESTHESIA TENDER
2560 | 4227250051200 | BLOOD PRESSURE ADULT CUFF SIZE XXS DOUBLE TUBE DISPOSABLE | RESPIRATORY AND ANESTHESIA TENDER
2561 | 4227250051300 | BLOOD PRESSURE CONNECTOR PLASTIC MALE/FEMALE ENDS | RESPIRATORY AND ANESTHESIA TENDER
2562 | 4227250051400 | BLOOD PRESSURE CONNECTOR METAL MALE/FEMALE ENDS | RESPIRATORY AND ANESTHESIA TENDER
2563 | 4227201810100 | BLADE VIDEO LARYNGOSCOPE, PEDIATRIC, REUSABLE, SIZE 0, MACINTOSH, COMPATIBLE WITH C-MAC SYSTEM OR EQUIVALENT | RESPIRATORY AND ANESTHESIA TENDER
2564 | 4227201810000 | VIDEO LARYNGOSCOPE BLADE PEDIATRIC SIZE 1 MILLER REUSABLE COMPATIBLE WITH C - MAC OR EQUIVALENT | RESPIRATORY AND ANESTHESIA TENDER
2565 | 4220185601300 | SET ECG TRULINK SNAP SHIELDED WIRE 3 LEAD FOR USE WITH FLOW I ANESTHESIA MACHINE REUSABLE ONE (1) EACH = ONE (1) SET | RESPIRATORY AND ANESTHESIA TENDER
2566 | 4214180300400 | ECG TRULINK SHIELDED CABLE 5 LEADS EA GREEN USED COMPATIBLE WITH MAQUET ANESTHESIA MACHINE OR EQUIVALENT REUSABLE | RESPIRATORY AND ANESTHESIA TENDER
2567 | 4218160508200 | CUFF NIBP TRULINK SINGLE TUBE NYLON ADULT 23 - 33 CM COMPATIBLE WITH MAQUET ANESTHESIA MACHINE OR EQUIVALENT REUSABLE | RESPIRATORY AND ANESTHESIA TENDER
2568 | 4227164600100 | BELT DURABELT ZRIP SIZE ADULT COMPATIBLE WITH EACH HOSPITAL STANDARD SLEEP STUDY MACHINE. COMPATIBLE WITH ALICE 6 AND 5 OR EQUIVALENT | RESPIRATORY AND ANESTHESIA TENDER
2569 | 4227164600400 | BELT EFFORT SENSOR COMPATIBLE WITH ALICE 6 AND 5 SLEEP STUDY MACHINE OR EQUIVALENT | RESPIRATORY AND ANESTHESIA TENDER
2570 | 4227164600500 | BELT EFFORT ZRIP SIZE PEDIATRIC COMPATIBLE WITH EACH HOSPITAL STANDARD SLEEP STUDY MACHINE COMPATIBLE WITH ALICE 6 AND 5 OR EQUIVALENT | RESPIRATORY AND ANESTHESIA TENDER
2571 | 4227164600600 | BELT EFFORT ZRIP SIZE L COMPATIBLE WITH ALICE 6 AND 5 SLEEP STUDY MACHINE OR EQUIVALENT | RESPIRATORY AND ANESTHESIA TENDER
2572 | 4227164600700 | BELT WIRE SET ZRIP FOR EFFORT COMPATIBLE WITH ALICE 6 AND 5 SLEEP STUDY MACHINE OR EQUIVALENT ONE (1) EACH = ONE (1) SET | RESPIRATORY AND ANESTHESIA TENDER
2573 | 4227164603400 | SNORE MICROPHONE COMPATIBLE WITH SLEEP STUDY MACHINE ALICE 6 OR EQUIVALENT | RESPIRATORY AND ANESTHESIA TENDER
2574 | 4227151000400 | CATHETER BALLOON ESOPHAGEAL SET COMPATIBLE WITH PFT MACHINE SENTRY SUITE OR EQUIVALENT ONE (1) EACH = ONE (1) SET | RESPIRATORY AND ANESTHESIA TENDER
2575 | 4227151000500 | CROSS ADAPTER WITH BALLOON VALVE COMPATIBLE WITH PFT MACHINE SENTRY SUITE OR EQUIVALENT | RESPIRATORY AND ANESTHESIA TENDER
2576 | 4227161500000 | PNEUMOTACH FLOW SENSOR PT-36 COMPLETE,NON HEATED , COMPATIBLE WITH PFT MACHINE MASTER SCREEN OR EQUIVALENT | RESPIRATORY AND ANESTHESIA TENDER
2577 | 4227164603500 | THERMISTOR AIRFLOW FOR ADULT 1 CHANNEL FOR SLEEP STUDY MACHINE COMPATIBLE WITH ALICE 6 AND 5 OR EQUIVALENT | RESPIRATORY AND ANESTHESIA TENDER
2578 | 4227164603600 | THERMISTOR AIRFLOW FOR PEDIATRIC 1 CHANNEL FOR SLEEP STUDY MACHINE COMPATIBLE WITH ALICE 6 AND 5 OR EQUIVALENT | RESPIRATORY AND ANESTHESIA TENDER
2579 | 4227164800700 | BABY SHUTTER COMPATIBLE WITH PFT MACHINE SENTRY SUITE AND MASTER SCREEN OR EQUIVALENT | RESPIRATORY AND ANESTHESIA TENDER
2580 | 4227171100100 | HOOD FOIL FOR COMPATIBLE WITH PFT MACHINE SENTRY SUITE OR EQUIVALENT | RESPIRATORY AND ANESTHESIA TENDER
2581 | 4227222005700 | CABLE EDI NAVA FOR VENTILATOR NEONATAL COMPATIBLE WITH SERVO VENTILATORS OR EQUIVALENT | RESPIRATORY AND ANESTHESIA TENDER
2582 | 4227222007200 | CO2 Y SENSOR COMPATIBLE WITH SERVO N VENTILATORS OR EQUIVALENT | RESPIRATORY AND ANESTHESIA TENDER
2583 | 4227222005800 | CABLE WIRE FOR CAPNOSTAT COMPATIBLE WITH SERVO VENTILATORS OR EQUIVALENT | RESPIRATORY AND ANESTHESIA TENDER
2584 | 4227222008100 | VALVE INSPIRATORY VENTILATOR NEONATAL COMPATIBLE WITH VN500 VENTILATOR OR EQUIVALENT | RESPIRATORY AND ANESTHESIA TENDER
2585 | 4227161500200 | SPARE SCREEN FOR PNEUMOTACH COMPATIBLE WITH JAEGER OR EQUIVALENT | RESPIRATORY AND ANESTHESIA TENDER
2586 | 4227162200100 | JACKET SQUEEZE FOR PFT MACHINE SIZE S COMPATIBLE WITH JAEGER OR EQUIVALENT | RESPIRATORY AND ANESTHESIA TENDER
2587 | 4227221903600 | MACHINE DUST FILTER COMPATIBLE WITH BABYLOG 8000 VENTILATORS OR EQUIVALENT | RESPIRATORY AND ANESTHESIA TENDER
2588 | 4227222007000 | OXYGEN CELL COMPATIBLE WITH SERVO I VENTILATOR OR EQUIVALENT | RESPIRATORY AND ANESTHESIA TENDER
2589 | 4227151514900 | OXYGEN SENSOR COMPATIBLE WITH HAMILTON VENTILATORS S1 G5 OR EQUIVALENT | RESPIRATORY AND ANESTHESIA TENDER
2590 | 4227151515000 | OXYGEN SENSOR COMPATIBLE WITH HAMILTON VENTILATORS C1 C2 C3 C6 T1 MR1 OR EQUIVALENT | RESPIRATORY AND ANESTHESIA TENDER
2591 | 4222150310900 | MAC TWO-LUMEN CENTRAL VENOUS ACCESS KIT CATH-GARD OR EQUIVALENT FOR USE WITH 7.5 - 8 FR CATHETERS RADIOPAQUE POLYURETHANE WITH 9 FR DISTAL LUMEN ANTIMICROBIAL SURFACE TREATMENT INTEGRAL HEMOSTASIS VALVE EXTENSION LINE CLAMPS | RESPIRATORY AND ANESTHESIA TENDER
2592 | 4111193100800 | FLOW SENSOR HOUSING STRAIGHT DESIGN REUSABLE COMPATIBLE WITH DRAEGER VENTILATOR MODEL VN500 OR EQUIVALENT | RESPIRATORY AND ANESTHESIA TENDER
2593 | 4218160506700 | CUFF NIBP DURA THIGH 38-50CM 2 TUBE SUBMIN BROWN COMPATIBLE WITH GE ANESTHESIA MACHINE OR EQUIVALENT | RESPIRATORY AND ANESTHESIA TENDER
2594 | 4218160506600 | CUFF NIBP DURA CHILD 2 TUBE SUBMIN GREEN 12 - 19 CM COMPATIBLE WITH GE ANESTHESIA MACHINE OR EQUIVALENT | RESPIRATORY AND ANESTHESIA TENDER
2595 | 4218160506200 | CUFF NIBP DURA LARGE ADULT LONG 31-40CM 2 TUBE SUBMIN WINE COMPATIBLE WITH GE ANESTHESIA MACHINE OR EQUIVALENT | RESPIRATORY AND ANESTHESIA TENDER
2596 | 4218160505800 | CUFF NIBP DURA INFANT 8-13CM 2 TUBE SUBMIN ORANGE REUSABLE COMPATIBLE WITH GE ANESTHESIA MACHINE OR EQUIVALENT | RESPIRATORY AND ANESTHESIA TENDER
2597 | 4218160505600 | CUFF NIBP DURA ADULT LONG 23-33CM 2 TUBE SUBMIN NAVY REUSABLE COMPATIBLE WITH GE ANESTHESIA MACHINE OR EQUIVALENT | RESPIRATORY AND ANESTHESIA TENDER
2598 | 4220185601200 | CABLE NEOMED POD ECG 2.5M COMPATIBLE WITH DRAEGER MACHINE, REUSABLE | RESPIRATORY AND ANESTHESIA TENDER
2599 | 4227164600800 | CABLE ELECTRODE GOLD CUP FOR EEG EMG AND EOG 120 INCH COMPATIBLE WITH SLEEP STUDY SIZE ALICE 6 AND 5 OR EQUIVALENT | RESPIRATORY AND ANESTHESIA TENDER
2600 | 4227164600900 | CABLE ELECTRODE GOLD CUP FOR EEG EMG AND EOG 48 INCH COMPATIBLE WITH SLEEP STUDY SIZE ALICE 6 AND 5 OR EQUIVALENT | RESPIRATORY AND ANESTHESIA TENDER
2601 | 4227222007400 | CONNECTOR Y-SHAPED WITH FLOW SENSOR COMPATIBLE WITH VENTILATOR BABYLOG 8000 OR EQUIVALENT | RESPIRATORY AND ANESTHESIA TENDER
2602 | 4227151515500 | VENTILATOR CIRCUIT SIZE ADULT 22 MM (ID) DUAL LIMB NON-HEATED 1.8 M LONG Y-PIECE WITH LUER LOCK PORT NON-EXPANDABLE DISPOSABLE. | RESPIRATORY AND ANESTHESIA TENDER
2603 | 4218160505100 | CUFF BLOOD PRESSURE ONE LUMEN ADULT X LARGE COMPATIBILITY WITH DRAEGER MACHINE REUSABLE | RESPIRATORY AND ANESTHESIA TENDER
2604 | 4218160506800 | NIBP HOSE ADULT MRI COMPATIBLE LENGTH OF HOSE 6M COMPATIBLE WITH GE MONITOR OR EQUIVALENT REUSABLE | RESPIRATORY AND ANESTHESIA TENDER
2605 | 4227180501300 | ADAPTER HEATER WIRE FOR HEATED VENTILATOR CIRCUITS SINGLE LIMB HEATER WIRE COMPATIBLE AND CERTIFIED TO BE USED WITH MR 730 FISHER AND PAYKEL HUMIDIFIER OR EQUIVALENT | RESPIRATORY AND ANESTHESIA TENDER
2606 | 4218171500500 | CREAM EEG ELECTRODE FOR SLEEP STUDY MACHINE | RESPIRATORY AND ANESTHESIA TENDER
2607 | 4227180501500 | ADAPTER HEATER WIRE FOR HEATED VENTILATOR CIRCUITS SINGLE LIMB HEATER WIRE COMPATIBLE AND CERTIFIED TO BE USED WITH MR 850 FISHER AND PAYKEL HUMIDIFIER OR EQUIVALENT | RESPIRATORY AND ANESTHESIA TENDER
2608 | 4227222008000 | EXPIRATORY VALVE SET WITH MEMBRANE FOR VENTILATOR MACHINE COMPLETE WITH DIAPHRAGM REUSABLE COMPATIBLE WITH DRAEGER VN500/VN800/VN 600 OR EQUIVALENT ONE (1) EACH = ONE (1) SET | RESPIRATORY AND ANESTHESIA TENDER
2609 | 4218160507700 | NIBP HOSE NEONATAL 2.4 M COMPATIBLE WITH DRAGGER PATIENT MONITOR OR EQUIVALENT LATEX FREE REUSABLE | RESPIRATORY AND ANESTHESIA TENDER
2610 | 4227221701100 | WATER TRAP FOR ANESTHESIA MACHINE COMPATIBLE WITH MAQUET MACHINE OR EQUIVALENT | RESPIRATORY AND ANESTHESIA TENDER
2611 | 4220341120900 | CATHETER, CONTINUOUS CARDIAC OUTPUT, 7.5 FR X 110 CM, COMPATIBLE WITH EDWARD MONITOR OR EQUIVALENT | RESPIRATORY AND ANESTHESIA TENDER
2612 | 4227164601500 | CANNULA NASAL FOR PRESSURE AND FLOW MONITORING SIZE SMALL PEDIATRIC DISPOSABLE COMPATIBLE WITH ALICE 6 AND 5 SLEEP STUDY MACHINE OR EQUIVALENT | RESPIRATORY AND ANESTHESIA TENDER
2613 | 4227164601900 | CANNULA ORAL / NASAL FOR PRESSURE AND FLOW MONITORING SIZE ADULT DISPOSABLE COMPATIBLE WITH ALICE 6 AND 5 SLEEP STUDY MACHINE OR EQUIVALENT | RESPIRATORY AND ANESTHESIA TENDER
2614 | 4227164800500 | ADAPTER CONE COMPATIBLE WITH PFT MACHINE SENTRY SUITE OR EQUIVALENT | RESPIRATORY AND ANESTHESIA TENDER
2615 | 4227164800600 | ADAPTER Y SHAPE COMPLETE COMPATIBLE WITH PFT MACHINE SENTRY SUITE OR EQUIVALENT | RESPIRATORY AND ANESTHESIA TENDER
2616 | 4227164802100 | TUBE ADAPTER PORTABLE WITH INDEX VALVE FOR PFT MACHINE COMPATIBLE WITH VYAIRE OR EQUIVALENT | RESPIRATORY AND ANESTHESIA TENDER
2617 | 4227170812500 | TOTAL FACE MASK PEDIATRIC SIZE XXS COVER FROM HEAD TO CHIN DISPOSABLE INCLUDES INTERCHANGEABLE VENTED AND NON-VENTED ELBOW ADAPTER WITH HEADGEAR. | RESPIRATORY AND ANESTHESIA TENDER
2618 | 4227223000100 | VALVE ONE-WAY 22 MM WITH DIRECTIONAL SIGN FOR USE WITH HIGH FREQUENCY COMPATIBLE WITH VENTILATOR FOR NOXBOX OR EQUIVALENT | RESPIRATORY AND ANESTHESIA TENDER
2619 | 4227151000100 | BAG CARRY ECG COMPATIBLE WITH VYNTUS PFT MACHINE OR EQUIVALENT | RESPIRATORY AND ANESTHESIA TENDER
2620 | 4227151000300 | NEONATAL TEST LUNG FOR VENTILATOR MAX VT 60 ML WITH 22 MM CONNECTOR 4.5 CM X 15 CM DIMENSION | RESPIRATORY AND ANESTHESIA TENDER
2621 | 4227164800000 | ADAPTER FOR DIGITAL VOLUME TRANSDUCER COMPATIBLE WITH PFT MACHINE SENTRY SUITE OR EQUIVALENT | RESPIRATORY AND ANESTHESIA TENDER
2622 | 4227164800100 | ADAPTER FOR PFT MACHINE SIZE L COMPATIBLE WITH SENTRY SUIT AND VYNTUS CPX OR EQUIVALENT | RESPIRATORY AND ANESTHESIA TENDER
2623 | 4227164800200 | ADAPTER FOR TRIPLE-V FOR PFT MACHINE COMPATIBLE WITH VYAIRE MACHINE OR EQUIVALENT | RESPIRATORY AND ANESTHESIA TENDER
2624 | 4227164800400 | ADAPTER RING COMPLETE COMPATIBLE WITH HANS RUDOLPH VALVE TRIPLE FOR PFT MACHINE VYAIRE OR EQUIVALENT | RESPIRATORY AND ANESTHESIA TENDER
2625 | 4227164801800 | ADAPTER , 30(ID)/30(ID) BOTH ENDS, FOR RHINOMANOMETRY, COMPATIBLE WITH PFT MACHINE SENTRY SUITE OR EQUIVALENT | RESPIRATORY AND ANESTHESIA TENDER
2626 | 4227164802200 | TUBE ADAPTER WITH BALLOON VALVE FOR PFT MACHINE COMPATIBLE WITH SENTRY SUITE OR EQUIVALENT | RESPIRATORY AND ANESTHESIA TENDER
2627 | 4227151515700 | ADAPTER HEATER WIRE FOR HEATED BREATHING CIRCUITS DUAL LIMB HEATER WIRE COMPATIBLE AND CERTIFIED TO BE USED WITH MR 730 FISHER AND PAYKEL HUMIDIFIER OR EQUIVALENT | RESPIRATORY AND ANESTHESIA TENDER
2628 | 4227160018100 | SPO2 SENSOR CABLE PEDIATRIC MRI COMPATIBLE 6 M LONG SHOULD BE COMPATIBLE WITH GE MACHINE OR EQUIVALENT | RESPIRATORY AND ANESTHESIA TENDER
2629 | 4227223000300 | UNIVERSAL CIRCUIT HOLDER AIDS IN SECURING CIRCUIT HOLDER AIDS IN SECURING UNIVERSAL CIRCUIT HOLDER AIDS IN SECURING ENDOTRACHEAL TUBE EASY CLEAN FIT WITH ADULT AND PEDIATRIC CIRCUIT | RESPIRATORY AND ANESTHESIA TENDER
2630 | 4014200900000 | NIBP HOSE ADULT COMPATIBILITY WITH PATIENT MONITORING SYSTEM DRAEGER REUSABLE | RESPIRATORY AND ANESTHESIA TENDER
2631 | 4227222009400 | MACHINE DUST FILTER COMPATIBLE WITH INSPIRED HIGH FLOW MACHINE OR EQUIVALENT | RESPIRATORY AND ANESTHESIA TENDER
2632 | 4227164802600 | TUBE CANOPY FOR PFT MACHINE SIZE 1.8 M COMPATIBLE WITH SENTRY SUITE OR EQUIVALENT | RESPIRATORY AND ANESTHESIA TENDER
2633 | 4227222006800 | ELECTRICAL ACTIVITY OF THE DIAPHRAGM/ ABDOMINAL CATHETER SIZE 12 FR LENGTH125 CM COMPATIBLE WITH SERVO VENTILATOR OR EQUIVALENT | RESPIRATORY AND ANESTHESIA TENDER
2634 | 4227222009900 | EXHALATION VALVE REUSABLE COMPATIBLE WITH GE VENTILATOR CARESCAPE R860 AND ENGSTROM MODELS OR EQUIVALENT | RESPIRATORY AND ANESTHESIA TENDER
2635 | 4227222010100 | EXHALATION VALVE SET DISPOSABLE COMPATIBLE WITH GE VENTILATOR CARESCAPE R860 AND ENGSTROM MODELS OR EQUIVALENT | RESPIRATORY AND ANESTHESIA TENDER
2636 | 4227222009800 | EXPIRATORY VALVE WITH MEMBRANE KIT FOR VENTILATOR MACHINE DISPOSABLE COMPATIBLE WITH HAMILTON C2 OR EQUIVALENT | RESPIRATORY AND ANESTHESIA TENDER
2637 | 4218160506300 | CUFF NIBP DURA SMALL ADULT 17-25CM 2 TUBE MATED SUBMIN COMPATIBLE WITH GE MACHINE OR EQUIVALENT REUSABLE | RESPIRATORY AND ANESTHESIA TENDER
2638 | 4227250052000 | NEEDLE BIOPSY CHIBA 20G X 15 - 20CM OUTER DIAMETER 0.73MM GUIDEWIRE 0.018IN DISPOSABLE STERILE | RESPIRATORY AND ANESTHESIA TENDER
2639 | 4214250402600 | NEEDLE BIOPSY CHIBA 22GA X 10 - 20CM OUTER DIAMETER 0.73MM GUIDEWIRE 0.018IN DISPOSABLE STERILE | RESPIRATORY AND ANESTHESIA TENDER
2640 | 4218160505400 | CUFF NIBP DURA ADULT 23-33CM 2 TUBE NAVY MATED SUBMIN CONNECTOR COMPATIBLE WITH GE MACHINE OR EQUIVALENT REUSABLE | RESPIRATORY AND ANESTHESIA TENDER
2641 | 4220185600600 | SET MULTI LINK ECG TRUNK CABLE 3 AND 5 LEAD CARE COMPATIBLE WITH GE MACHINE OR EQUIVALENT REUSABLE ONE (1) EACH = ONE (1) SET | RESPIRATORY AND ANESTHESIA TENDER
2642 | 4218192001900 | QUICK SETUP FOR MEASUREMENT OF CARDIAC OUTPUT WITH A PULMONARY ARTERY CATHETER? USE WITH SWAN GANZ | RESPIRATORY AND ANESTHESIA TENDER
2643 | 4227164601800 | CANNULA NASAL FOR PRESSURE AND ETCO2 MONITORING SIZE PEDIATRIC DISPOSABLE COMPATIBLE WIH SLEEP STUDY MACHINE ALICE 6 AND 5 OR EQUIVALENT | RESPIRATORY AND ANESTHESIA TENDER
2644 | 4227164803300 | SAMPLE LINE FOR CARDIO-PULMONARY EXERCISE TEST (CPET) MACHINE COMPATIBLE WITH VYAIRE PFT MACHINE OR EQUIVALENT | RESPIRATORY AND ANESTHESIA TENDER
2645 | 4227162200200 | JACKET SQUEEZE FOR PFT MACHINE SIZE XS COMPATIBLE WITH JAEGER OR EQUIVALENT | RESPIRATORY AND ANESTHESIA TENDER
2646 | 4227162200300 | JACKET SQUEEZE FOR PFT MACHINE SIZE XXS COMPATIBLE WITH JAEGER OR EQUIVALENT | RESPIRATORY AND ANESTHESIA TENDER
2647 | 4014200200000 | HOSE NIBP AIR DUAL TUBING MATED ADULT PEAD 3.6 M COMPATIBLE WITH GE MONITOR SYSTEM OR EQUIVALENT LATEX FREE REUSABLE | RESPIRATORY AND ANESTHESIA TENDER
2648 | 4227164801900 | SENSOR VOLUME INSERT FOR PFT MACHINE COMPATIBLE WITH SENTRY SUITE OR EQUIVALENT | RESPIRATORY AND ANESTHESIA TENDER
2649 | 4227222006500 | ELECTRICAL ACTIVITY OF THE DIAPHRAGM/ ABDOMINAL CATHETER SIZE 16 FR LENGTH125 CM COMPATIBLE WITH SERVO VENTILATOR OR EQUIVALENT | RESPIRATORY AND ANESTHESIA TENDER
2650 | 4111193100400 | FLOW SENSOR REUSABLE COMPATIBLE WITH GE VENTILATOR CARESCAPE R860 AND ENGSTROM MODELS OR EQUIVALENT | RESPIRATORY AND ANESTHESIA TENDER
2651 | 4111211000000 | PRESSURE TRANSDUCER HOLDER FOR INVASIVE MONITORING CAN BE USED WITH IV STAND (CAN FIT NOT LESS THAN 4 LINES) FITTING WITH TRANSDUCER | RESPIRATORY AND ANESTHESIA TENDER
2652 | 4220185600100 | ECG ADAPTER CABLE 1.5 M COMPATIBLE WITH NEOMED MONITOR SYSTEM OR EQUIVALENT REUSABLE | RESPIRATORY AND ANESTHESIA TENDER
2653 | 4227170702000 | FLOW SENSOR NEONATAL SIZE REUSABLE COMPATIBLE WITH DRAEGER VENTILATOR MODEL VN500 AND BABYLOG 8000 OR EQUIVALENT | RESPIRATORY AND ANESTHESIA TENDER
2654 | 4227200900100 | COLORIMETRIC DETECTOR CO2 SIZE NEONATE 0.25 KG TO AT LEAST 4.0 KG STERILE DISPOSABLE. | RESPIRATORY AND ANESTHESIA TENDER
2655 | 4016150000100 | DUST FILTER CO2 ABSORBER COMPATIBLE WITH GE ANESTHESIA MACHINE OR EQUIVALENT | RESPIRATORY AND ANESTHESIA TENDER
2656 | 4227164801100 | CONNECTION BLOCK FOR NEBULIZER COMPATIBLE WITH PFT MACHINE SENTRY SUITE OR EQUIVALENT | RESPIRATORY AND ANESTHESIA TENDER
2657 | 4227191533800 | TOTAL FACE MASK PEDIATRIC SIZE XS COVER FROM HEAD TO CHIN DISPOSABLE INCLUDES INTERCHANGEABLE VENTED AND NON-VENTED ELBOW ADAPTER WITH HEADGEAR. ONE (1) ITEM/PC = ONE (1) SET | RESPIRATORY AND ANESTHESIA TENDER
2658 | 4227222006600 | ELECTRICAL ACTIVITY OF THE DIAPHRAGM/ ABDOMINAL CATHETER SIZE 6 FR LENGTH 49 CM COMPATIBLE WITH SERVO VENTILATOR OR EQUIVALENT | RESPIRATORY AND ANESTHESIA TENDER
2659 | 4227170801200 | BAG SILICONE REBREATHING ANTISTATIC REUSABLE 0.75 LITER CAPACITY AUTOCLAVABLE | RESPIRATORY AND ANESTHESIA TENDER
2660 | 4218170200900 | CABLE 10 LEAD ECG COMPATIBLE WITH STRESS TEST SCHILLER OR EQUIVALENT | RESPIRATORY AND ANESTHESIA TENDER
2661 | 4218170201000 | CABLE 10 LEADS ECG WITH BANANA PLUG TYPE SIZE 2 M SCHILLER | RESPIRATORY AND ANESTHESIA TENDER
2662 | 4218170400000 | CLIPS ALLIGATOR FOR ECG COMPATIBLE WITH IEC PHILIPS OR EQUIVALENT | RESPIRATORY AND ANESTHESIA TENDER
2663 | 4218170400100 | CLIPS ALLIGATOR FOR TAB ELECTRODE FOR ECG | RESPIRATORY AND ANESTHESIA TENDER
2664 | 4218160506100 | CUFF NIBP DURA LARGE ADULT 31-40CM 2 TUBE WINE MATED SUBMIN COMPATIBLE WITH GE MACHINE OR EQUIVALENT REUSABLE | RESPIRATORY AND ANESTHESIA TENDER
2665 | 4227160007100 | PERCUSSOR MANUAL 90 MM DIAMETER ADULT DISPOSABLE | RESPIRATORY AND ANESTHESIA TENDER
2666 | 4227222601100 | TUBING CORRUGATED 50 M ROLL FOR AEROSOL USE WITH 6 INCH SEGMENTS. | RESPIRATORY AND ANESTHESIA TENDER
2667 | 4227151515800 | HIGH FLOW TRANSITION KIT FROM VENTILATOR CIRCUIT TO HIGH FLOW NASAL CANNULA WITH ADHESIVE PADS COMPATIBLE WITH STANDARD VENTILATOR CIRCUIT SIZE PEDIATRIC XSMALL. | RESPIRATORY AND ANESTHESIA TENDER
2668 | 4227151515900 | HIGH FLOW TRANSITION KIT FROM VENTILATOR CIRCUIT TO HIGH FLOW NASAL CANNULA WITH ADHESIVE PADS COMPATIBLE WITH STANDARD VENTILATOR CIRCUIT SIZE PEDIATRIC SMALL. | RESPIRATORY AND ANESTHESIA TENDER
2669 | 4218160600000 | HOSE TRU CUFF NEONATAL 275 CM/ 9 FEET COMPATIBLE WITH MAQUET ANESTHESIA MACHINE OR EQUIVALENT REUSABLE | RESPIRATORY AND ANESTHESIA TENDER
2670 | 4218180303100 | SENSOR PULSE OXIMETER EAR FIT WITH GE PATIENT MONITOR LATEX FREE REUSABLE COMPATIBLE WITH NELLCOR SYSTEM OR EQUIVALENT | RESPIRATORY AND ANESTHESIA TENDER
2671 | 4227170800300 | BAG SILICONE REBREATHING ANTISTATIC REUSABLE ONE LITER CAPACITY AUTOCLAVABLE | RESPIRATORY AND ANESTHESIA TENDER
2672 | 4227222601200 | HIGH FLOW TRANSITION KIT FROM VENTILATOR CIRCUIT TO HIGH FLOW NASAL CANNULA WITH ADHESIVE PADS COMPATIBLE WITH STANDARD VENTILATE OR CIRCUIT SIZE PEDIATRIC MEDIUM. ONE (1) EACH = ONE (1) KIT | RESPIRATORY AND ANESTHESIA TENDER
2673 | 4227151516000 | HIGH FLOW TRANSITION KIT FROM VENTILATOR CIRCUIT TO HIGH FLOW NASAL CANNULA WITH ADHESIVE PADS COMPATIBLE WITH STANDARD VENTILATOR CIRCUIT SIZE PEDIATRIC LARGE. | RESPIRATORY AND ANESTHESIA TENDER
2674 | 4227151516100 | HIGH FLOW TRANSITION KIT FROM VENTILATOR CIRCUIT TO HIGH FLOW NASAL CANNULA WITH ADHESIVE PADS COMPATIBLE WITH STANDARD VENTILATOR CIRCUIT SIZE PEDIATRIC XLARGE. | RESPIRATORY AND ANESTHESIA TENDER
2675 | 4229490400000 | BITE PROOF AND BITE BLOCKER LATEX-FREE WITH ADHESIVE FITS WITH 5 MM - 9 MM (ID) ENDOTRACHEAL TUBE DISPOSABLE. | RESPIRATORY AND ANESTHESIA TENDER
2676 | 4227201800400 | BLADE LARYNGOSCOPE FIBER OPTIC FOR GUIDED VIDEO INTUBATION PLASTIC WITH CHANNEL FOR E.T.T SIZE 4.0-5.5MM LATEX FREE SIZE 1 SINGLE USE STERILE COMPATIBLE WITH PRODOL MEDITEC OR EQUIVALENT | RESPIRATORY AND ANESTHESIA TENDER
2677 | 4227201800500 | BLADE LARYNGOSCOPE FIBER OPTIC FOR GUIDED VIDEO INTUBATION PLASTIC WITH CHANNEL FOR E.T.T SIZE 6-7.5MM LATEX FREE SIZE 2 SINGLE USE STERILE COMPATIBLE WITH PRODOL MEDITEC OR EQUIVALENT | RESPIRATORY AND ANESTHESIA TENDER
2678 | 4227201800600 | BLADE LARYNGOSCOPE FIBER OPTIC FOR GUIDED VIDEO INTUBATION PLASTIC WITH CHANNEL FOR E.T.T SIZE 7.0-8.5MM LATEX FREE SIZE 3 SINGLE USE STERILE COMPATIBLE WITH PRODOL MEDITEC OR EQUIVALENT | RESPIRATORY AND ANESTHESIA TENDER
2679 | 4227200112400 | BLADE OF VIDEO LARYNGOSCOPE REUSABLE SIZE 0 MILLER COMPATIBLE WITH C-MAC OR EQUIVALENT | RESPIRATORY AND ANESTHESIA TENDER
2680 | 4227200105300 | BLADE OF VIDEO LARYNGOSCOPE DISPOSABLE SIZE 1 MILLER COMPATIBLE WITH C-MAC OR EQUIVALENT | RESPIRATORY AND ANESTHESIA TENDER
2681 | 4214253504300 | CONTINUOUS PERIPHERAL NERVE BLOCK CATHETER KIT WITH STIMULATION 18G LENGTH 50MM NERVE BLOCK NEEDLE CATHETER LENGTH 400MM CATHETER CONNECTOR FILTER LUER-LOCK SYRINGE 5ML | RESPIRATORY AND ANESTHESIA TENDER
2682 | 4222151500400 | KIT CENTRAL VENOUS CATHETERIZATION SINGLE LUMEN 24 G X 9 CM X. 18 WITH SPRING WIRE GUIDE NEEDLE INTRODUCER 21 G SYRINGE 3 ML LU ER LOCK DRAPE 40 X 40 SCALP REP SPONGE SWAB GAUZE PAD LATEX FREE DISPOSABLE ONE (1) EACH = ONE (1) KIT | RESPIRATORY AND ANESTHESIA TENDER
2683 | 4218160508300 | CUFF NIBP TRULINK SINGLE TUBE NYLON CHILD 12 - 19 CM COMPATIBLE WITH MAQUET ANESTHESIA MACHINE OR EQUIVALENT REUSABLE | RESPIRATORY AND ANESTHESIA TENDER
2684 | 4227250052100 | DEVICE NASAL INTRANASAL MUCOSAL ATOMIZATION TO DELIVER PARTICLES SIZE 30-100 MICRON WITHOUT SYRINGE LATEX FREE DISPOSABLE | RESPIRATORY AND ANESTHESIA TENDER
2685 | 4229553300300 | DEVICE NASAL INTRANASAL MUCOSAL ATOMIZATION WITH 3 ML SYRINGE LATEX FREE DISPOSABLE | RESPIRATORY AND ANESTHESIA TENDER
2686 | 4227201810800 | ATOMIZATION DEVICE LARYNGOTRACHEAL MUCOSAL ATOMIZATION MALLEABLE STYLET LATEX FREE DISPOSABLE | RESPIRATORY AND ANESTHESIA TENDER
2687 | 4220185600800 | SET MULTI LINK LEAD WIRE GROUP 3 LEAD SNAP EC 130 CM COMPATIBLE WITH GE MACHINE OR EQUIVALENT LATEX FREE REUSABLE ONE (1) EACH = ONE (1) SET | RESPIRATORY AND ANESTHESIA TENDER
2688 | 4220185601000 | SET MULTI LINK LEAD WIRE GROUP 3 LEAD GRABBER IEC 74 CM COMPATIBLE WITH GE MACHINE OR EQUIVALENT LATEX FREE REUSABLE ONE (1) EACH = ONE (1) SET | RESPIRATORY AND ANESTHESIA TENDER
2689 | 4220185600700 | SET MULTI LINK LEAD WIRE GROUP 3 LEAD SNAP EC 74 CM COMPATIBLE WITH GE MACHINE OR EQUIVALENT LATEX FREE REUSABLE ONE (1) EACH = ONE (1) SET | RESPIRATORY AND ANESTHESIA TENDER
2690 | 4220185600400 | SETS MULTI ECG TRUNK CABLE NEONATAL 3 LEAD CARE COMPATIBLE WITH GE MACHINE OR EQUIVALENT | RESPIRATORY AND ANESTHESIA TENDER
2691 | 4220185600300 | SET MRI ECG 3 LEAD IEC 6.5 M/ 20 FT COMPATIBLE WITH GE MACHINE OR EQUIVALENT REUSABLE | RESPIRATORY AND ANESTHESIA TENDER
2692 | 4214360700000 | WEARABLE WIRELESS SENSOR TO TRACK PATIENT POSITION ORIENTATION ACTIVITY CONNECTED THROUGH BLUETOOTH | RESPIRATORY AND ANESTHESIA TENDER
2693 | 4111192400600 | OXYGEN (O2) SENSOR COMPATIBLE WITH MX 300 AND MX 300-I OR EQUIVALENT REUSABLE. | RESPIRATORY AND ANESTHESIA TENDER
2694 | 4218160508000 | KIT SILVER SOAKER 6.5 CM EXPANSION 2.5 ON Q LATEX FREE DISPOSABLE ONE (1) EACH = ONE (1) KIT | RESPIRATORY AND ANESTHESIA TENDER
2695 | 4111192400700 | OXYGEN (O2) SENSOR OXYTRACE VE COMPATIBLE WITH SAVINA VENTILATOR OR EQUIVALENT | RESPIRATORY AND ANESTHESIA TENDER
2696 | 4227160600000 | CALIBRATION SYRINGE 3.0 L VOLUME COMPATIBLE WITH HOSPITAL STANDARD PFT MACHINE VYAIRE-JAEGER OR EQUIVALENT | RESPIRATORY AND ANESTHESIA TENDER
2697 | 4227222006900 | ELECTRICAL ACTIVITY OF THE DIAPHRAGM/ ABDOMINAL CATHETER SIZE 8 FR LENGTH100 CM COMPATIBLE WITH SERVO VENTILATOR OR EQUIVALENT | RESPIRATORY AND ANESTHESIA TENDER
2698 | 4227222601700 | ADAPTER HEATER WIRE FOR HEATED VENTILATOR CIRCUIT DUAL LIMB HEATER WIRE COMPATIBLE AND CERTIFIED TO BE USED WITH MR 850 FISHER AND PAYKEL HUMIDIFIER OR EQUIVALENT | RESPIRATORY AND ANESTHESIA TENDER
2699 | 4227164000300 | MOUTHPIECE SILICONE FOR CHILDREN TUBE FOR PFT MACHINE SIZE 28 MM DIAMETER COMPATIBLE WITH AND CERTIFIED TO BE USED WITH VYAIRE-SENTR = YSUITE OR EQUIVALENT | RESPIRATORY AND ANESTHESIA TENDER
2700 | 4227164500100 | TUBE SPIROMETRY FOR GAS SAMPLING COMPATIBLE WITH MRI MACHINE 6 M/20 FT 165 X 230 INCLUDING THE 20 MM LATCH COLOR YELLOW COMPATIBLE WITH GE HEALTHCARE DATEXOHMEDA OR EQUIVALENT MRI MACHINE | RESPIRATORY AND ANESTHESIA TENDER
2701 | 4227221700600 | WATER TRAP BLACK COLOR COMPATIBLE WITH GE ANESTHESIA MACHINE OR EQUIVALENT DISPOSABLE | RESPIRATORY AND ANESTHESIA TENDER
2702 | 4227222000300 | SENSOR OXYGEN CAPSULE VENTILATOR INTENSIVE CARE COMPATIBLE WITH DRAEGER BABYLOG 8000 PLUS OR EQUIVALENT | RESPIRATORY AND ANESTHESIA TENDER
2703 | 4227221800600 | SILICON EMBEDDED ANCHOR COVERED WITH A PAD AND TRANSPARENT LAYER TO SECURE ARTERIAL LINES AND SERVE AS SLIP RESISTANT SORBAVIEW SHIELD PERIPHERAL LATEX FREE DISPOSABLE | RESPIRATORY AND ANESTHESIA TENDER
2704 | 4227200104200 | INTUBATION VIDEO LARYNGEAL BLADE WITH INTEGRATED CAMERA AND LIGHT MILLER SIZE 1 DISPOSABLE COMPATIBLE WITH VERATHON SYSTEM OR EQUIVALENT | RESPIRATORY AND ANESTHESIA TENDER
2705 | 4227200104300 | INTUBATION VIDEO LARYNGEAL BLADE WITH INTEGRATED CAMERA AND LIGHT MILLER SIZE 0 DISPOSABLE COMPATIBLE WITH VERATHON SYSTEM OR EQUIVALENT | RESPIRATORY AND ANESTHESIA TENDER
2706 | 4229530213400 | CANNULA OXYGEN NASAL PEDIATRIC LUER LOCK WITH CO2 SAMPLING LINE LATEX FREE DISPOSABLE | RESPIRATORY AND ANESTHESIA TENDER
2707 | 4227151516700 | SENSOR FINGER PULSE OXIMETER CLOTH ADULT 1.0 M DISPOSABLE COMPATIBLE WITH NONIN MACHINE OR EQUIVALENT | RESPIRATORY AND ANESTHESIA TENDER
2708 | 4218180307500 | SENSOR FINGER PULSE OXIMETER CLOTH PEDIATRIC 1.0 M DISPOSABLE COMPATIBLE WITH NONIN MACHINE OR EQUIVALENT | RESPIRATORY AND ANESTHESIA TENDER
2709 | 4227151516800 | SENSOR PULSE OXIMETER CLOTH INFANT 1.0 M DISPOSABLE COMPATIBLE WITH NONIN MACHINE OR EQUIVALENT | RESPIRATORY AND ANESTHESIA TENDER
2710 | 4227151516900 | SENSOR FOOT PULSE OXIMETER CLOTH NEONATAL 1 METER DISPOSABLE NONIN MACHINE | RESPIRATORY AND ANESTHESIA TENDER
2711 | 4227250052300 | INFUSION PUMP YELLOW CASSETTE DISPOSABLE 100ML MEDICATION CASSETTE RESERVOIR (MCR) WITH FLOW STOP FREE FLOW PROTECTION COMPATIBLE WITH CADD SYSTEM OR EQUIVALENT | RESPIRATORY AND ANESTHESIA TENDER
2712 | 4222201200400 | INFUSION PUMP YELLOW CASSETTE DISPOSABLE 250ML MEDICATION CASSETTE RESERVOIR (MCR) WITH FLOW STOP FREE FLOW PROTECTION COMPATIBLE WITH CADD SYSTEM OR EQUIVALENT | RESPIRATORY AND ANESTHESIA TENDER
2713 | 4218160507800 | KIT SILVER SOAKER 12.5 CM EXPANSION 5 ON Q LATEX FREE DISPOSABLE ONE (1) EACH = ONE (1) KIT | RESPIRATORY AND ANESTHESIA TENDER
2714 | 4227170702400 | CONNECTING CABLE FOR FLOW SENSOR COMPATIBLE WITH VENTILATOR BABYLOG 8000 OR EQUIVALENT | RESPIRATORY AND ANESTHESIA TENDER
2715 | 4227200104800 | INTUBATION VIDEO LARYNGEAL BLADE WITH INTEGRATED CAMERA AND LIGHT 60 DEGREE ANGLED SIZE 2.5 DISPOSABLE COMPATIBLE WITH VERATHON SYSTEM OR EQUIVALENT | RESPIRATORY AND ANESTHESIA TENDER
2716 | 4217180102500 | MASK LARYNGEAL SIZE 5.0 AIRWAY LATEX FREE DISPOSABLE STERILE | RESPIRATORY AND ANESTHESIA TENDER
2717 | 4227150400700 | STETHOSCOPE ESOPHAGEAL TEMPERATURE 9FR SENSOR FOR 400 SERIES THERMISTOR OR EQUIVALENT LATEX FREE DISPOSABLE | RESPIRATORY AND ANESTHESIA TENDER
2718 | 4218160507400 | CUFF NIBP XL THIGH 50 CM COMPATIBLE WITH DRAGGER MONITOR OR EQUIVALENT LATEX FREE DISPOSABLE | RESPIRATORY AND ANESTHESIA TENDER
2719 | 4217180101700 | MASK LARYNGEAL SIZE 3.0 AIRWAY LATEX FREE DISPOSABLE STERILE | RESPIRATORY AND ANESTHESIA TENDER
2720 | 4227170503600 | CONNECTOR CORRUGATED TUBE 22 MM ID BOTH ENDS LENGTH 1.8 M SEGMENTED CUTTABLE DISPOSABLE INDIVIDUALLY PACKED. | RESPIRATORY AND ANESTHESIA TENDER
2721 | 4222160600000 | UNIVERSAL SPIKE ON/OFF CLAMP DISTAL LUER LOCK CONNECTOR | RESPIRATORY AND ANESTHESIA TENDER
2722 | 4227250052500 | FACE PILLOW FOR PRONE POSITIONING RIGHT OR BOTH SIDE HOLE FOR TUBE DIAMETER APPROXIMATELY 16 X 20CM FACE CUSHION USES SOFT POLYURETHANE FOAM TO PROTECT THE PATIENT’S FACE DURING PRONE SURGERY SHOULD BE PRESSURIZED FOR EASY STORGE DISPOSABLE | RESPIRATORY AND ANESTHESIA TENDER
2723 | 4214170508400 | FACE PILLOW FOR PRONE POSITIONING WHITE FOAM WITH MIRROR FACE CUSHION USES SOFT POLYURETHANE FOAM TO PROTECT THE PATIENT’S FACE DURING PRONE SURGERY FULLY ADJUSTABLE DISPOSABLE | RESPIRATORY AND ANESTHESIA TENDER
2724 | 4222201200100 | INFUSION PUMP - RESERVOIR CASSETTE DISPOSABLE 50ML COMPATIBLE WITH CADD SYSTEM | RESPIRATORY AND ANESTHESIA TENDER
2725 | 4214250402900 | NEEDLE BIOPSY CHIBA 20G NEEDLE LENGTH 20CM ECHOGENIC DISPOSABLE STERILE IN PEELING PACKAGE | RESPIRATORY AND ANESTHESIA TENDER
2726 | 4227200401300 | PRE SHAPED STYLET PEDIATRIC DISPOSABLE 60 DEGREE ANGLE FOR ET TUBE EASY INSERTION COMPATIBLE WITH VERATHON SYSTEM OR EQUIVALENT | RESPIRATORY AND ANESTHESIA TENDER
2727 | 4227200401200 | STYLET ADULT FOR VIDEO INTUBATION BLADE PRE-SHAPED DISPOSABLE COMPATIBLE WITH VERATHON SYSTEM OR EQUIVALENT | RESPIRATORY AND ANESTHESIA TENDER
2728 | 4227221701000 | WATER TRAP D-FEND PRO COMPATIBLE WITH ANESTHESIA MACHINE GE OR EQUIVALENT | RESPIRATORY AND ANESTHESIA TENDER
2729 | 4227250052700 | WATER TRAP, COMPATIBLE WITH ANESTHESIA MACHINE GE MINI D-FEND MODULES OR EQUIVALENT | RESPIRATORY AND ANESTHESIA TENDER
2730 | 4214250204000 | NEEDLE SPINAL PENCIL POINT 25 G X 50 MM STERILE DISPOSABLE | RESPIRATORY AND ANESTHESIA TENDER
2731 | 4227200105200 | BLADE OF VIDEO LARYNGOSCOPE MACINTOSH SIZE 3 COMPATIBLE WITH C-MAC OR EQUIVALENT DISPOSABLE | RESPIRATORY AND ANESTHESIA TENDER
2732 | 4227200105100 | BLADE OF VIDEO LARYNGOSCOPE MACINTOSH SIZE 4 COMPATIBLE WITH C-MAC OR EQUIVALENT DISPOSABLE | RESPIRATORY AND ANESTHESIA TENDER
2733 | 4227200105500 | BLADE OF VIDEO LARYNGOSCOPE MACINTOSH SIZE D BLADE COMPATIBLE WITH C-MAC OR EQUIVALENT DISPOSABLE | RESPIRATORY AND ANESTHESIA TENDER
2734 | 4220340000600 | CATHETER INTRAVENOUS CLOSED IV 22 GX 25 MM WITH PRE ATTACHED EXT TUBE Y SHAPE SEPTUM TRANSPARENT NEEDLELESS DEVICE | RESPIRATORY AND ANESTHESIA TENDER
2735 | 4220340000700 | CATHETER INTRAVENOUS CLOSED IV 24 GX 14 MM WITH PRE ATTACHED EXT TUBE Y SHAPE SEPTUM TRANSPARENT NEEDLELESS DEVICE | RESPIRATORY AND ANESTHESIA TENDER
2736 | 4227222401600 | VENTILATOR CIRCUIT SINGLE LIMB NON-HEATED FOR PORTABLE VENTILATOR WITH EXHALATION VALVE AND PRESSURE LINE SIZE PEDIATRIC DISPOSABLE COMPATIBLE WITH NEWPORT HT70 VENTILATOR OR EQUIVALENT | RESPIRATORY AND ANESTHESIA TENDER
2737 | 4229514320800 | CABLE RADIOFREQUENCY ELECTRODE 150 MM LATEX FREE DISPOSABLE | RESPIRATORY AND ANESTHESIA TENDER
2738 | 4227164500900 | SPIROMETRY ACCESSORY KIT COMPATIBLE WITH GE OR EQUIVALENT,3M LENGTH , FOR ADULT DISPOSABLES | RESPIRATORY AND ANESTHESIA TENDER
2739 | 4218180304400 | SPO2 MRI SENSOR ADHESIVE NEONATAL DISPOSABLE COMPATIBLE WITH PHILIPS MONITOR OR EQUIVALENT | RESPIRATORY AND ANESTHESIA TENDER
2740 | 4227250052800 | SPO2 MRI SENSOR ADHESIVE PEDIATRIC DISPOSABLE COMPATIBLE WITH PHILIPS MONITOR OR EQUIVALENT | RESPIRATORY AND ANESTHESIA TENDER
2741 | 4227250052900 | SPO2 MRI SENSOR ADHESIVE INFANT DISPOSABLE COMPATIBLE WITH PHILIPS MONITOR OR EQUIVALENT | RESPIRATORY AND ANESTHESIA TENDER
2742 | 4227250053000 | SPO2 MRI SENSOR ADHESIVE ADULT DISPOSABLE COMPATIBLE WITH PHILIPS MONITOR OR EQUIVALENT | RESPIRATORY AND ANESTHESIA TENDER
2743 | 4229514320700 | CABLE RADIOFREQUENCY ELECTRODE 100 MM LATEX FREE DISPOSABLE | RESPIRATORY AND ANESTHESIA TENDER
2744 | 4232160004300 | KIT SPINAL DOUBLE DECKER WITHOUT MEDICATION G 22 X 31/290 MM WITH 5CC PLASTIC SYRINGE LOW RESISTANCE STYLET TROCAR SPROTTE SYRINGE 3 ML NEEDLE 23 AND 19 FENESTRATED DRAPE DISINFECTED AGENT LATEX FREE DISPOSABLE ONE (1) EACH = ONE (1) KIT | RESPIRATORY AND ANESTHESIA TENDER
2745 | 4227222401200 | VENTILATOR CIRCUIT SINGLE LIMB NON-HEATED FOR PORTABLE VENTILATOR WITH EXHALATION VALVE AND PRESSURE LINE SIZE ADULT DISPOSABLE COMPATIBLE WITH NEWPORT HT70 VENTILATOR OR EQUIVALENT | RESPIRATORY AND ANESTHESIA TENDER
2746 | 4220340000900 | CANNULA SAFETY IV WITH PUSH BUTTON NEEDLE SHIELDING WITHOUT WINGS MADE OF POLYURETHANE MATERIAL WITH BLOOD CONTROL AND NOTCH NEEDLE 16G X 30MM | RESPIRATORY AND ANESTHESIA TENDER
2747 | 4220340001400 | CANNULA SAFETY IV WITH PUSH BUTTON NEEDLE SHIELDING WITHOUT WINGS MADE OF POLYURETHANE MATERIAL WITH BLOOD CONTROL AND NOTCH NEEDLE 14G X 45MM | RESPIRATORY AND ANESTHESIA TENDER
2748 | 4227223101200 | SIPAP BONNET MICROFIBER CAP SINGLE USE WITH SUPPORT CRADLE PAD SIZE (000) 18-20 CM HIGH-QUALITY FABRIC SOFT SHOULD BE SLIGHTLY STRETCHY COLOR CODED INDIVIDUAL PACKED. | RESPIRATORY AND ANESTHESIA TENDER
2749 | 4227223101300 | SIPAP BONNET MICROFIBER CAP SINGLE USE WITH SUPPORT CRADLE PAD SIZE (00) 20-22 CM HIGH-QUALITY FABRIC SOFT SHOULD BE SLIGHTLY STRETCHY COLOR CODED INDIVIDUAL PACKED. | RESPIRATORY AND ANESTHESIA TENDER
2750 | 4227223101500 | SIPAP BONNET MICROFIBER CAP SINGLE USE WITH SUPPORT CRADLE PAD SIZE (0) 22-24 CM HIGH-QUALITY FABRIC SOFT SHOULD BE SLIGHTLY STRETCHY COLOR CODED INDIVIDUAL PACKED. | RESPIRATORY AND ANESTHESIA TENDER
2751 | 4227151517200 | SIPAP BONNET MICROFIBER CAP SINGLE USE WITH SUPPORT CRADLE PAD SIZE (1) 24-26 CM HIGH-QUALITY FABRIC SOFT SHOULD BE SLIGHTLY STRETCHY COLOR CODED INDIVIDUAL PACKED. | RESPIRATORY AND ANESTHESIA TENDER
2752 | 4227151517300 | SIPAP BONNET MICROFIBER CAP SINGLE USE WITH SUPPORT CRADLE PAD SIZE (2) 26-28 CM HIGH-QUALITY FABRIC SOFT SHOULD BE SLIGHTLY STRETCHY COLOR CODED INDIVIDUAL PACKED. | RESPIRATORY AND ANESTHESIA TENDER
2753 | 4227151517400 | SIPAP BONNET MICROFIBER CAP SINGLE USE WITH SUPPORT CRADLE PAD SIZE (3) 28-30 CM HIGH-QUALITY FABRIC SOFT SHOULD BE SLIGHTLY STRETCHY COLOR CODED INDIVIDUAL PACKED. | RESPIRATORY AND ANESTHESIA TENDER
2754 | 4227151517500 | SIPAP BONNET MICROFIBER CAP SINGLE USE WITH SUPPORT CRADLE PAD SIZE (4) 30-32 CM HIGH-QUALITY FABRIC SOFT SHOULD BE SLIGHTLY STRETCHY COLOR CODED INDIVIDUAL PACKED. | RESPIRATORY AND ANESTHESIA TENDER
2755 | 4227151517600 | SIPAP BONNET MICROFIBER CAP SINGLE USE WITH SUPPORT CRADLE PAD SIZE (5) 32-34 CM HIGH-QUALITY FABRIC SOFT SHOULD BE SLIGHTLY STRETCHY COLOR CODED INDIVIDUAL PACKED. | RESPIRATORY AND ANESTHESIA TENDER
2756 | 4227151517700 | SIPAP BONNET MICROFIBER CAP SINGLE USE WITH SUPPORT CRADLE PAD SIZE (6) 34-36 CM HIGH-QUALITY FABRIC SOFT SHOULD BE SLIGHTLY STRETCHY COLOR CODED INDIVIDUAL PACKED. | RESPIRATORY AND ANESTHESIA TENDER
2757 | 4227151517800 | SIPAP BONNET MICROFIBER CAP SINGLE USE WITH SUPPORT CRADLE PAD SIZE (7) 36-38 CM HIGH-QUALITY FABRIC SOFT SHOULD BE SLIGHTLY STRETCHY COLOR CODED INDIVIDUAL PACKED. | RESPIRATORY AND ANESTHESIA TENDER
2758 | 4227250011800 | BAG ANESTHESIA REBREATHING GAS DUAL PURPOSE ANTISTATIC RUBBER 2.0 LITER USE WITH MANUAL VENTILATION OF ANESTHESIA MACHINE REUSABLE | RESPIRATORY AND ANESTHESIA TENDER
2759 | 4220340000500 | CATHETER INTRAVENOUS CLOSED IV 20 GX 25 MM WITH PRE ATTACHED EXT TUBE Y SHAPE SEPTUM TRANSPARENT NEEDLELESS DEVICE | RESPIRATORY AND ANESTHESIA TENDER
2760 | 4220340001300 | CANNULA SAFETY IV WITH PUSH BUTTON NEEDLE SHIELDING WITH FLEXIBLE WINGS MADE OF POLYURETHANE MATERIAL WITH BLOOD CONTROL AND NOTCH NEEDLE 24G X 19MM | RESPIRATORY AND ANESTHESIA TENDER
2761 | 4227250053100 | CANNULA SAFETY IV WITH PUSH BUTTON NEEDLE SHIELDING WITH FLEXIBLE WINGS MADE OF POLYURETHANE MATERIAL WITH BLOOD CONTROL AND NOTCH NEEDLE 22G X 25MM | RESPIRATORY AND ANESTHESIA TENDER
2762 | 4227250053200 | CANNULA SAFETY IV WITH PUSH BUTTON NEEDLE SHIELDING WITH FLEXIBLE WINGS MADE OF POLYURETHANE MATERIAL WITH BLOOD CONTROL AND NOTCH NEEDLE 18G X 30MM | RESPIRATORY AND ANESTHESIA TENDER
2763 | 4222151210200 | CANNULA SAFETY IV WITH PUSH BUTTON NEEDLE SHIELDING WITH FLEXIBLE WINGS MADE OF POLYURETHANE MATERIAL WITH BLOOD CONTROL AND NOTCH NEEDLE 18G X 45MM | RESPIRATORY AND ANESTHESIA TENDER
2764 | 4227250053300 | CANNULA SAFETY IV WITH PUSH BUTTON NEEDLE SHIELDING WITH FLEXIBLE WINGS MADE OF POLYURETHANE MATERIAL WITH BLOOD CONTROL AND NOTCH NEEDLE 16G X 30MM | RESPIRATORY AND ANESTHESIA TENDER
2765 | 4222151210300 | CANNULA SAFETY IV WITH PUSH BUTTON NEEDLE SHIELDING WITH FLEXIBLE WINGS MADE OF POLYURETHANE MATERIAL WITH BLOOD CONTROL AND NOTCH NEEDLE 16G X 45MM | RESPIRATORY AND ANESTHESIA TENDER
2766 | 4222151210500 | CANNULA SAFETY IV WITH PUSH BUTTON NEEDLE SHIELDING WITHOUT WINGS MADE OF POLYURETHANE MATERIAL WITH BLOOD CONTROL AND NOTCH NEEDLE 20G X 30MM | RESPIRATORY AND ANESTHESIA TENDER
2767 | 4227250053600 | CANNULA SAFETY IV WITH PUSH BUTTON NEEDLE SHIELDING WITHOUT WINGS MADE OF POLYURETHANE MATERIAL WITH BLOOD CONTROL AND NOTCH NEEDLE 18G X 30MM | RESPIRATORY AND ANESTHESIA TENDER
2768 | 4227250053700 | CANNULA SAFETY IV WITH PUSH BUTTON NEEDLE SHIELDING WITHOUT WINGS MADE OF POLYURETHANE MATERIAL WITH BLOOD CONTROL AND NOTCH NEEDLE 18G X 45MM | RESPIRATORY AND ANESTHESIA TENDER
2769 | 4227250053800 | CANNULA SAFETY IV WITH PUSH BUTTON NEEDLE SHIELDING WITHOUT WINGS MADE OF POLYURETHANE MATERIAL WITH BLOOD CONTROL AND NOTCH NEEDLE 16G X 45MM | RESPIRATORY AND ANESTHESIA TENDER
2770 | 4227250054000 | CANNULA SAFETY IV PASSIVE SAFETY MECHANISM WITH FLEXIBLE WINGS WITH INJECTION PORT NOTCHED NEEDLE 22G X 25MM | RESPIRATORY AND ANESTHESIA TENDER
2771 | 4227250054200 | CANNULA SAFETY IV PASSIVE SAFETY MECHANISM WITH FLEXIBLE WINGS WITH INJECTION PORT NOTCHED NEEDLE 20G X 32MM | RESPIRATORY AND ANESTHESIA TENDER
2772 | 4227250054300 | CANNULA SAFETY IV PASSIVE SAFETY MECHANISM WITH FLEXIBLE WINGS WITH INJECTION PORT NOTCHED NEEDLE 18G X 32MM | RESPIRATORY AND ANESTHESIA TENDER
2773 | 4227250054400 | CANNULA SAFETY IV PASSIVE SAFETY MECHANISM WITH FLEXIBLE WINGS WITH INJECTION PORT NOTCHED NEEDLE 18G X 45MM | RESPIRATORY AND ANESTHESIA TENDER
2774 | 4227250054500 | CANNULA SAFETY IV PASSIVE SAFETY MECHANISM WITH FLEXIBLE WINGS WITH INJECTION PORT NOTCHED NEEDLE 16G X 45MM | RESPIRATORY AND ANESTHESIA TENDER
2775 | 4227250054600 | CANNULA SAFETY IV PASSIVE SAFETY MECHANISM WITH FLEXIBLE WINGS WITH INJECTION PORT NOTCHED NEEDLE 14G X 45MM | RESPIRATORY AND ANESTHESIA TENDER
2776 | 4220340001100 | CANNULA SAFETY IV WITH PUSH BUTTON NEEDLE SHIELDING WITH FLEXIBLE WINGS MADE OF POLYURETHANE MATERIAL WITH BLOOD CONTROL AND NOTCH NEEDLE 20G X 30MM | RESPIRATORY AND ANESTHESIA TENDER
2777 | 4220340001200 | CANNULA SAFETY IV WITH PUSH BUTTON NEEDLE SHIELDING WITHOUT WINGS MADE OF POLYURETHANE MATERIAL WITH BLOOD CONTROL AND NOTCH NEEDLE 22G X 25MM | RESPIRATORY AND ANESTHESIA TENDER
2778 | 4227222401000 | VENTILATOR CIRCUIT FOR HIGH FREQUENCY VENTILATOR SIZE NEONATE COMPATIBLE WITH SLE 5000 OR EQUIVALENT ONE (1) EACH = ONE (1) SET | RESPIRATORY AND ANESTHESIA TENDER
2779 | 4227170802900 | ANESTHESIA FACE MASK SCENTED,INFLATABLE, AIR CUSHION, ANATOMICAL FIT WITH EFFECTIVE SEAL, EASY AND COMFORTABLE GRIP FOR USER, FLEXIBLE MASK BODY, NON SLIP RIDGES, LATEX FREE, DISPOSABLE, SIZE 2 | RESPIRATORY AND ANESTHESIA TENDER
2780 | 4227170803300 | ANESTHESIA FACE MASK SCENTED,INFLATABLE, AIR CUSHION, ANATOMICAL FIT WITH EFFECTIVE SEAL, EASY AND COMFORTABLE GRIP FOR USER, FLEXIBLE MASK BODY, NON SLIP RIDGES, LATEX FREE, DISPOSABLE, SIZE 1 | RESPIRATORY AND ANESTHESIA TENDER
2781 | 4227170803400 | ANESTHESIA FACE MASK SCENTED,INFLATABLE, AIR CUSHION, ANATOMICAL FIT WITH EFFECTIVE SEAL, EASY AND COMFORTABLE GRIP FOR USER, FLEXIBLE MASK BODY, NON SLIP RIDGES, LATEX FREE, DISPOSABLE, SIZE 0 | RESPIRATORY AND ANESTHESIA TENDER
2782 | 4227170803200 | ANESTHESIA FACE MASK SCENTED,INFLATABLE, AIR CUSHION, ANATOMICAL FIT WITH EFFECTIVE SEAL, EASY AND COMFORTABLE GRIP FOR USER, FLEXIBLE MASK BODY, NON SLIP RIDGES, LATEX FREE, DISPOSABLE, SIZE 3 | RESPIRATORY AND ANESTHESIA TENDER
2783 | 4227170803100 | ANESTHESIA FACE MASK SCENTED,INFLATABLE, AIR CUSHION, ANATOMICAL FIT WITH EFFECTIVE SEAL, EASY AND COMFORTABLE GRIP FOR USER, FLEXIBLE MASK BODY, NON SLIP RIDGES, LATEX FREE, DISPOSABLE, SIZE 5 | RESPIRATORY AND ANESTHESIA TENDER
2784 | 4227170803000 | ANESTHESIA FACE MASK SCENTED,INFLATABLE, AIR CUSHION, ANATOMICAL FIT WITH EFFECTIVE SEAL, EASY AND COMFORTABLE GRIP FOR USER, FLEXIBLE MASK BODY, NON SLIP RIDGES, LATEX FREE, DISPOSABLE, SIZE 6 | RESPIRATORY AND ANESTHESIA TENDER
2785 | 4227170903300 | HIGH FLOW CIRCUIT KIT FOR BLENDER INFANT-PEDIATRIC SIZE DISPOSABLE NON-STERILE WITH PRESSURE RELEASE MANIFOLD SET AT 40 CM.H2O WITH AUTO FEED HUMIDIFIER CHAMBER COMPATIBLE WITH FISHER PAYKEL PRONGS OR EQUIVALENT | RESPIRATORY AND ANESTHESIA TENDER
2786 | 4227250054700 | SPINAL ANESTHESIA KIT 25G SPROTTE PENCIL INCLUDED: 1 ML SYRINGE LUER SLIP 5 ML SYRINGE LUER LOCK 3 ML SYRINGE LUER LOCK INJECTION CANNULA 25G X 25 MM INJECTION CANNULA 23 G X 30 MM FILTER CANNULA 18 G X 50 MM 5 GAUZE 4"X4" 2 GAUZE 2"X2" FENESTRATED TRANSPARENT DRAPE NOT LESS THAN 90 X 75 CM WITH ADHESIVE STRIP HOLE CIRCLE 10 CM OUTER 90 X 90 CM WITH TRAY 208X145X35MM | RESPIRATORY AND ANESTHESIA TENDER
2787 | 4111193100600 | FLOW SENSOR DISPOSABLE COMPATIBLE WITH GE VENTILATOR CARESCAPE R860 AND ENGSTROM MODELS OR EQUIVALENT | RESPIRATORY AND ANESTHESIA TENDER
2788 | 4111193100500 | FLOW SENSOR DISPOSABLE COMPATIBLE WITH NEWPORT VENTILATOR HT70 PLUS MODELS OR EQUIVALENT | RESPIRATORY AND ANESTHESIA TENDER
2789 | 4218192300000 | WIRELESS SENSOR ADULT NEONATAL TO MEASURE (SPO2 PR PVI PI RR) HIGH ACCURACY RD SET ABLE TO USE IN HOME CARE AND HOSPITALS COMPATIBLE WITH MASIMO SYSTEM OR EQUIVALENT | RESPIRATORY AND ANESTHESIA TENDER
2790 | 4218192300100 | WEARABLE WIRELESS SENSOR TO MEASURE BODY TEMPERATURE AND RESPIRATORY RATE CONNECTED THROUGH BLUETOOTH ABLE TO USE IN HOME CARE AND HOSPITALS | RESPIRATORY AND ANESTHESIA TENDER
2791 | 4217180102400 | AIRWAY LARYNGEAL MASK LATEX FREE DISPOSABLE STERILE SIZE 2 | RESPIRATORY AND ANESTHESIA TENDER
2792 | 4227150400500 | STETHOSCOPE ESOPHAGEAL TEMPERATURE SENSOR FOR 400 SERIES THERMISTOR 24 FR LATEX FREE DISPOSABLE | RESPIRATORY AND ANESTHESIA TENDER
2793 | 4227191539500 | HELMET HOOD VENTED XLARGE WITH UNDER ARM CUSHIONED STRAP EAR PLUG CPAP/BIPAP MACHINE DISPOSABLE ONE (1) EACH = ONE (1) SET | RESPIRATORY AND ANESTHESIA TENDER
2794 | 4227222301700 | HELMET HOOD VENTED SMALL WITH UNDER ARM CUSHIONED STRAP EAR PLUG FOR CPAP/BIPAP MACHINE DISPOSABLE. ONE (1) EACH = ONE (1) SET | RESPIRATORY AND ANESTHESIA TENDER
2795 | 4227191539600 | HELMET HOOD VENTED MEDIUM WITH UNDER ARM CUSHIONED STRAP EAR PLUG FOR CPAP/BIPAP MACHINE DISPOSABLE. ONE (1) EACH = ONE (1) SET | RESPIRATORY AND ANESTHESIA TENDER
2796 | 4227191539700 | HELMET HOOD VENTED LARGE WITH UNDER ARM CUSHIONED STRAP EAR PLUG FOR CPAP/BIPAP MACHINE DISPOSABLE. ONE (1) EACH = ONE (1) SET | RESPIRATORY AND ANESTHESIA TENDER
2797 | 4016150000000 | DUST FILTER CO2 ABSORBER FOR ANESTHESIA DELIVERY SYSTEM REUSABLE COMPATIBLE WITH MAQUET FLOW I ANESTHESIA MACHINE OR EQUIVALENT | RESPIRATORY AND ANESTHESIA TENDER
2798 | 4217180101800 | MASK LARYNGEAL SIZE 4.0 AIRWAY LATEX FREE DISPOSABLE STERILE | RESPIRATORY AND ANESTHESIA TENDER
2799 | 4227180602400 | MEDICATION NEBULIZER CUP WITH QUICK CONNECTOR REUSABLE COMPATIBLE WITH BABYLOG FAMILY OR EQUIVALENT ONE (1) EACH = ONE (1) SET | RESPIRATORY AND ANESTHESIA TENDER
2800 | 4229530213300 | CANNULA OXYGEN NASAL ADULT LUER LOCK WITH CO2 SAMPLING LINE LATEX FREE DISPOSABLE | RESPIRATORY AND ANESTHESIA TENDER
2801 | 4227220905700 | BIPAP VENTILATOR CIRCUIT SINGLE LUMEN WITHOUT HEATING WIRES WITHOUT PORT BOTH ENDS 22 MM RUBBER SEALING 1.8 M LONG REUSABLE FOR SINGLE PATIENT USE. ONE (1) EACH = ONE (1) SET | RESPIRATORY AND ANESTHESIA TENDER
2802 | 4213170118000 | DRAPE THEATER ADHESIVE STERILE 75X75CM | RESPIRATORY AND ANESTHESIA TENDER
2803 | 4214150405200 | APPLICATOR 0.5% CHG AND 70% IPA PREP 6 ML ORANGE | RESPIRATORY AND ANESTHESIA TENDER
2804 | 4214150405300 | APPLICATOR 0.5% CHG AND 70% IPA PREP 26 ML ORANGE | RESPIRATORY AND ANESTHESIA TENDER
2805 | 4214150405100 | APPLICATOR 1% CHG AND 70% IPA PREP 10 ML ORANGE | RESPIRATORY AND ANESTHESIA TENDER
2806 | 4227221800700 | SILICON EMBEDDED ANCHOR COVERED WITH A PAD AND TRANSPARENT LAYER TO SECURE JUGULAR LINES AND SERVE AS SLIP RESISTANT SORBAVIEW SHIELD CONTOUR LATEX FREE DISPOSABLE | RESPIRATORY AND ANESTHESIA TENDER
2807 | 4227160017200 | VENTILATOR ELBOW ADAPTER WITH METERED DOSE INHALER PORT WITH SEALING CAP SIDE WINGS DISPOSABLE 15 (ID) AND 15 (OD) DISPOSABLE | RESPIRATORY AND ANESTHESIA TENDER
2808 | 4227250000500 | SENSOR ADULT SPIROMETRY COMPATIBLE WITH DATEXOHMEDA GE MACHINE OR EQUIVALENT DISPOSABLE | RESPIRATORY AND ANESTHESIA TENDER
2809 | 4222151200600 | CANNULA INTRAVENOUS TEFLON SHEATH WITH WINGS INTRODUCER AND LUER FITTING FOR EASY CONTINUOUS TRANSFUSION WITHOUT INJECTION PORT D DISPOSABLE STERILE SIZE: G 24 SHORT | RESPIRATORY AND ANESTHESIA TENDER
2810 | 4227221903200 | FILTER FOR GAS COMPATIBLE WITH INSUFFLATION MONITOR OR EQUIVALENT DISPOSABLE | RESPIRATORY AND ANESTHESIA TENDER
2811 | 4218221400200 | TEMPERATURE PROBE-NEONATE DRAGER INCUBATOR TO MAINTAIN NTE IN THE DRAGER INCUBATOR AND CONTROL BABIES TEMPERATURE THE DRAGER INCUBATOR TEMPERATURE PROBE MUST BE USED OR THE BED WILL FAIL TO DO ITS JOB HAS DECLARATION OF COMPATIBILITY CERTIFICATE WITH DRAGER DEVICES DEHP FREE | RESPIRATORY AND ANESTHESIA TENDER
2812 | 4227171510200 | NITRIC OXIDE CONNECTORS PACK WITH DIFFERENT SIZE ADAPTORS AND ELBOWS AND TUBINGS NON-STERILE DISPOSABLE UNIVERSAL SIZES ONE (1) EACH = ONE (1) SET | RESPIRATORY AND ANESTHESIA TENDER
2813 | 4227150400600 | STETHOSCOPE ESOPHAGEAL TEMPERATURE SENSOR SIZE 12 FR LATEX FREE DISPOSABLE COMPATIBLE WITH 400 SERIES THERMISTOR OR EQUIVALENT | RESPIRATORY AND ANESTHESIA TENDER
2814 | 4218180301300 | SENSOR PULSE OXIMETER PRETERM NEONATE LESS THAN 1KG PROBE VELCRO TAPE NON-ADHESIVE HIGH ACCURACY COMPATIBLE WITH MASIMO SYSTEM OR EQUIVALENT DISPOSABLE | RESPIRATORY AND ANESTHESIA TENDER
2815 | 4222160301600 | DOUBLE LUMEN OCTOPUS WITH BIONECTOR AND TWO CLAMPS WITH POLYURETHANE CATHETER EXTENSION TUBE 10 CM LENGTH 0.3-0.5 ML PRIMING VOLUME | RESPIRATORY AND ANESTHESIA TENDER
2816 | 4227150400400 | STETHOSCOPE ESOPHAGEAL TEMPERATURE SENSOR 18 FR COMPATIBLE WITH 400 SERIES THERMISTOR OR EQUIVALENT LATEX FREE DISPOSABLE | RESPIRATORY AND ANESTHESIA TENDER
2817 | 4227180602100 | NEBULIZER KIT FILTERED SMALL VOLUME 6 ML WITH WYE AND 2 ONE-WAY VALVE CORRUGATED-TUBING OXYGEN TUBING MOUTHPIECE 6 INCH RESERVOIR DISPOSABLE. | RESPIRATORY AND ANESTHESIA TENDER
2818 | 4227180602000 | NEBULIZER KIT LARGE VOLUME MINIMUM 25 ML HANDHELD WITH OXYGEN TUBING DISPOSABLE NON-STERILE INDIVIDUALLY PACKED | RESPIRATORY AND ANESTHESIA TENDER
2819 | 4227251800400 | HEAT MOISTURE EXCHANGER HEPA BACTERIAL/VIRAL, HYDROPHOBIC, W/CO2 PORT,ADULT, STERILE,DISPOSABLE, 22F/15M - 22F/15M. | RESPIRATORY AND ANESTHESIA TENDER
2820 | 4227250055100 | SET IV EXTENSION WITH TWO INJECTION PORT LENGTH 80-90CM | RESPIRATORY AND ANESTHESIA TENDER
2821 | 4218180304700 | SENSOR PULSE OXIMETER NEONATAL LESS THAN 3KG PROBE ADHESIVE TAPE HIGH ACCURACY PERFUSION NUMBER PULSE RATE DISPOSABLE REPLACEMENT TAPES WITH CCHD SCREENING TEST SHOULD BE COMPATIBLE WITH MASIMO SYSTEM OR EQUIVALENT | RESPIRATORY AND ANESTHESIA TENDER
2822 | 4218180304900 | PULSE OXIMETER SENSOR PROBE ADHESIVE TAPE FOR USE WITH NEONATES WITH HIGH ACCURACY IN CRITICAL AND CHALLENGING CASES. CAN BE USED FOR CCHD SCREENING TEST. REPLACEMENT TAPES CAN BE USED. COMPATIBLE WITH MASIMO SYSTEM OR EQUIVALENT DISPOSABLE. SIZE NEWBORN | RESPIRATORY AND ANESTHESIA TENDER
2823 | 4218180304800 | PULSE OXIMETER SENSOR PROBE RUBBER SENSOR FOR USE WITH NEONATES WITH HIGH ACCURACY IN CRITICAL AND CHALLENGING CASES. CAN BE USED FOR CCHD SCREENING TEST. REPLACEMENT TAPES CAN BE USED COMPATIBLE WITH MASIMO SYSTEM OR EQUIVALENT REUSABLE SIZE NEWBORN | RESPIRATORY AND ANESTHESIA TENDER
2824 | 4227220904700 | ANESTHESIA BREATHING CIRCUIT, NOT EXPANDABLE, FOR ADULT (ID 22MM), WITH Y SHAPE ADAPTER, LENGTH 1.6 M TO 1.8 M, WITH 2 LITER BAG, HOSE FOR BA G, ONE (1) EACH = ONE (1) SET | RESPIRATORY AND ANESTHESIA TENDER
2825 | 4222151200100 | CANNULA INTRAVENOUS TEFLON WITH WINGS SIZE: 26G INTRODUCER AND LUER FITTING FOR EASY CONTINUOUS TRANSFUSION WITHOUT INJECTION PORT DISPOSABLE STERILE | RESPIRATORY AND ANESTHESIA TENDER
2826 | 4222151200000 | CANNULA INTRAVENOUS TEFLON WITH WINGS SIZE: 20G INTRODUCER AND LUER FITTING FOR EASY CONTINUOUS TRANSFUSION WITHOUT INJECTION PORT DISPOSABLE STERILE | RESPIRATORY AND ANESTHESIA TENDER
2827 | 4227220904800 | ANESTHESIA BREATHING CIRCUIT SYSTEM, NOT EXPANDABLE, FOR ADULT (ID 22M) WITH Y SHAPE ADAPTER 2.4 M TO 3 M LENGTH, WITH 2 LITER BAG, HOSE FOR BAG, DISPOSABLE, ONE (1) EACH = ONE (1) SET | RESPIRATORY AND ANESTHESIA TENDER
2828 | 4222151200300 | CANNULA INTRAVENOUS TEFLON WITH WINGS SIZE: 22G INTRODUCER AND LUER FITTING FOR EASY CONTINUOUS TRANSFUSION WITHOUT INJECTION PORT DISPOSABLE STERILE | RESPIRATORY AND ANESTHESIA TENDER
2829 | 4222151200500 | CANNULA INTRAVENOUS TEFLON WITH WINGS SIZE: 18G INTRODUCER AND LUER FITTING FOR EASY CONTINUOUS TRANSFUSION WITHOUT INJECTION PORT DISPOSABLE STERILE | RESPIRATORY AND ANESTHESIA TENDER
2830 | 4222151200400 | CANNULA INTRAVENOUS TEFLON WITH WINGS SIZE: 16G INTRODUCER AND LUER FITTING FOR EASY CONTINUOUS TRANSFUSION WITHOUT INJECTION PORT DISPOSABLE STERILE | RESPIRATORY AND ANESTHESIA TENDER
2831 | 4227250055200 | CANNULA INTRAVENOUS WITH WINGS SPECIAL PEDIATRIC/NEONATE FOR PUNCTURE SMALL AND FRAGILE VESSELS MATERIAL PTFE WITHOUT INJECTION PORT WITH REMOVABLE WINGS HOLDER TO FACILITATE INTERNATIONAL COLOR CODED DISPOSABLE STERILE SIZE: 24 G X LENGTH 18-23MM | RESPIRATORY AND ANESTHESIA TENDER
2832 | 4227250055300 | CANNULA INTRAVENOUS WITH WINGS SPECIAL PEDIATRIC/NEONATE FOR PUNCTURE SMALL AND FRAGILE VESSELS MATERIAL PTFE WITHOUT INJECTION PORT WITH REMOVABLE WINGS HOLDER TO FACILITATE INTERNATIONAL COLOR CODED DISPOSABLE STERILE SIZE: 26 G X LENGTH 18-23MM | RESPIRATORY AND ANESTHESIA TENDER
2833 | 4227222301900 | EXPIRATORY VALVE KIT COMPLETE PARTS DISPOSABLE COMPATIBLE WITH DRAEGER SAVINA 300 VENTILATOR OR EQUIVALENT ONE (1) ITEM/PC = ONE (1) KIT | RESPIRATORY AND ANESTHESIA TENDER
2834 | 4227170504100 | HFOV ADAPTER MADE OF SILICONE AND POLYSULFON COMPATIBLE WITH ACUTRONIC FABIAN INFANT VENTILATOR OR EQUIVALENT | RESPIRATORY AND ANESTHESIA TENDER
2835 | 4218170201100 | CABLE FOR INTERFACE MODULE FOR ECG COMPATIBLE WITH PHILIPS MONITOR OR EQUIVALENT | RESPIRATORY AND ANESTHESIA TENDER
2836 | 4227221700900 | VIAL TRAP WATER COLLECTOR COMPATIBLE WITH BP 840 VENTILATOR OR EQUIVALENT REUSABLE | RESPIRATORY AND ANESTHESIA TENDER
2837 | 4111193100700 | FLOW SENSOR WITH HOUSING NEONATAL SIZE STRAIGHT DESIGN DISPOSABLE COMPATIBLE WITH ACUTRONIC MODEL FABIAN OR EQUIVALENT | RESPIRATORY AND ANESTHESIA TENDER
2838 | 4227222009700 | EXPIRATORY VALVE WITH MEMBRANE KIT FOR VENTILATOR MACHINE DISPOSABLE (SHOULD BE COMPATIBLE WITH HAMILTON T1 AND MR1 OR EQUIVALENT) | RESPIRATORY AND ANESTHESIA TENDER
2839 | 4227250200600 | CO2 ABSORBER SODA LIME,FROM WHITE TO VIOLET, 5 LITER | RESPIRATORY AND ANESTHESIA TENDER
2840 | 4111193100900 | FLOW SENSOR COMPATIBLE WITH HAMILTON VENTILATOR OR EQUIVALENT SIZE ADULT AND PEDIATRIC NOT LESS THAN 3.3 M LENGTH DISPOSABLE | RESPIRATORY AND ANESTHESIA TENDER
2841 | 4227151517900 | FLOW SENSOR COMPATIBLE WITH HAMILTON VENTILATOR OR EQUIVALENT SIZE NEONATAL NOT LESS THAN 1.8 M LENGTH DISPOSABLE | RESPIRATORY AND ANESTHESIA TENDER
2842 | 4227221310900 | SIPAP NASAL MASK SIZE (MEDIUM) SINGLE USE COMPATIBLE WITH SIPAP FLOW GENERATOR. | RESPIRATORY AND ANESTHESIA TENDER
2843 | 4227221311000 | SIPAP NASAL MASK SIZE (LARGE) SINGLE USE COMPATIBLE WITH SIPAP FLOW GENERATOR. | RESPIRATORY AND ANESTHESIA TENDER
2844 | 4227221310500 | SIPAP NASAL MASK SIZE (XSMALL) SINGLE USE COMPATIBLE WITH SIPAP FLOW GENERATOR. | RESPIRATORY AND ANESTHESIA TENDER
2845 | 4227221310400 | SIPAP NASAL MASK SIZE (XLARGE) SINGLE USE COMPATIBLE WITH SIPAP FLOW GENERATOR. | RESPIRATORY AND ANESTHESIA TENDER
2846 | 4227222008500 | SIPAP STARTING KIT INCLUDING SINGLE LIMB HEATED WIRE CIRCUIT INHALATION AND EXHALATION PORT WITH PROXIMAL LINE HUMIDIFIER CHAMBE R WITH ADJUSTABLE ANGLE SINGLE LUMEN FLOW GENERATOR SUPPORT FIXATION COMPATIBLE WITH SIPAP MACHINE. ONE (1) SET = ONE (1) KIT | RESPIRATORY AND ANESTHESIA TENDER
2847 | 4227223100800 | SIPAP NASAL PRONGS SIZE (SMALL) SINGLE USE COMPATIBLE WITH SIPAP FLOW GENERATOR. | RESPIRATORY AND ANESTHESIA TENDER
2848 | 4227223100900 | SIPAP NASAL PRONGS SIZE (MEDIUM) SINGLE USE COMPATIBLE WITH SIPAP FLOW GENERATOR. | RESPIRATORY AND ANESTHESIA TENDER
2849 | 4227223101000 | SIPAP NASAL PRONGS SIZE (LARGE) SINGLE USE COMPATIBLE WITH SIPAP FLOW GENERATOR. | RESPIRATORY AND ANESTHESIA TENDER
2850 | 4227221309300 | SIPAP NASAL PRONGS SIZE (XSMALL) SINGLE USE COMPATIBLE WITH SIPAP FLOW GENERATOR. | RESPIRATORY AND ANESTHESIA TENDER
2851 | 4227221309200 | SIPAP NASAL PRONGS SIZE (XLARGE) SINGLE USE COMPATIBLE WITH SIPAP FLOW GENERATOR. | RESPIRATORY AND ANESTHESIA TENDER
2852 | 4227223101100 | SIPAP NASAL MASK SIZE (SMALL) SINGLE USE COMPATIBLE WITH SIPAP FLOW GENERATOR. | RESPIRATORY AND ANESTHESIA TENDER
2853 | 4227151518000 | SIPAP HEADGEAR SIZE (SMALL) SINGLE USE COMPATIBLE WITH SIPAP FLOW GENERATOR. | RESPIRATORY AND ANESTHESIA TENDER
2854 | 4227151518100 | SIPAP HEADGEAR SIZE (MEDIUM) SINGLE USE COMPATIBLE WITH SIPAP FLOW GENERATOR. | RESPIRATORY AND ANESTHESIA TENDER
2855 | 4227151518200 | SIPAP HEADGEAR SIZE (LARGE) SINGLE USE COMPATIBLE WITH SIPAP FLOW GENERATOR. | RESPIRATORY AND ANESTHESIA TENDER
2856 | 4227151518300 | SIPAP HEADGEAR SIZE (XSMALL) SINGLE USE COMPATIBLE WITH SIPAP FLOW GENERATOR. | RESPIRATORY AND ANESTHESIA TENDER
2857 | 4227151518400 | SIPAP HEADGEAR SIZE (XLARGE) SINGLE USE COMPATIBLE WITH SIPAP FLOW GENERATOR. | RESPIRATORY AND ANESTHESIA TENDER
2858 | 4225161600200 | APPLICATOR COVER FOR VIBRAMATIC STANDARD TYPE FOR CHEST PHYSIOTHERAPY MACHINE G5 DISPOSABLE | RESPIRATORY AND ANESTHESIA TENDER
2859 | 4227161600200 | FILTER BARRIER WITH PORT SIZE 30 MM COMPATIBLE WITH PFT MACHINE JAEGER OR EQUIVALENT | RESPIRATORY AND ANESTHESIA TENDER
2860 | 4227222006300 | CASSETTE EXPIRATORY, REUSABLE, COMPATIBLE WITH SERVO I AND SERVO S VENTILATOR OR EQUIVALENT | RESPIRATORY AND ANESTHESIA TENDER
2861 | 4227192400200 | CRICOTHYROTOMY CATHETER SETS FOR EMERGENCY SIZE 2.0 MM ONE (1) EACH = ONE (1) SET | RESPIRATORY AND ANESTHESIA TENDER
2862 | 4227192400100 | CRICOTHYROTOMY CATHETER SETS FOR EMERGENCY SIZE 4.0 MM ONE (1) EACH = ONE (1) SET | RESPIRATORY AND ANESTHESIA TENDER
2863 | 4227170701900 | FLOW SENSOR WITH CABLE DISPOSABLE COMPATIBLE WITH VENTILATOR AVEA OR EQUIVALENT | RESPIRATORY AND ANESTHESIA TENDER
2864 | 4214351500600 | CRICOTHYROTOMY CATHETER SETS FOR EMERGENCY SIZE 6.0 MM ONE (1) EACH = ONE (1) SET | RESPIRATORY AND ANESTHESIA TENDER
2865 | 4227164600200 | BELT DURABELT ZRIP SIZE PEDIATRIC COMPATIBLE WITH SLEEP STUDY MACHINE ALICE 6 AND 5 OR EQUIVALENT | RESPIRATORY AND ANESTHESIA TENDER
2866 | 4111250100100 | FLOW METER OXYGEN MEDICAL GAS LOW FLOW RANGE FROM 0.25-3 LPM WITH REMOVABLE NIPPLE COLOR CODED WITH GREEN OR WHITE LABELED WITH OXYGEN OR O2. BRITISH STANDARD. | RESPIRATORY AND ANESTHESIA TENDER
2867 | 4227222500200 | BIPAP MASK. FULL FACE VENTED WITH CAP STRAP AND HEADGEAR DISPOSABLE SIZE XLARGE. ONE (1) EACH = ONE (1) SET | RESPIRATORY AND ANESTHESIA TENDER
2868 | 4014176400200 | TRU CUFF HOSE ASSEMBLY ADULT SINGLE TUBE COMPATIBLE WITH MAQUET ANESTHESIA MACHINE OR EQUIVALENT REUSABLE | RESPIRATORY AND ANESTHESIA TENDER
2869 | 4227170700800 | OXYGEN CYLINDER REGULATOR BULLNOSE WITH GAUGE AND FLOWMETER 1-15 LPM WITH SCHRADER VALVE WITH BRITISH STANDARD PORT. | RESPIRATORY AND ANESTHESIA TENDER
2870 | 4227223000200 | VENTILATOR OXYGEN NIPPLE WITH O-RING L SHAPE REUSABLE FOR OXYGEN BLEED-IN COMPATIBLE WITH RESMED-ASTRAL HAMILTON-T1 AND MR1 TRILOGY OR EQUIVALENT | RESPIRATORY AND ANESTHESIA TENDER
2871 | 4227222010200 | CO2 MAINSTREAM SENSOR CABLE COMPATIBLE WITH EVITA INFINITY INFINITY V500 REUSABLE | RESPIRATORY AND ANESTHESIA TENDER
2872 | 4227151518700 | FLOW METER OXYGEN MEDICAL GAS LOW FLOW RANGE FROM 0.25-3 LPM WITH REMOVABLE NIPPLE COLOR CODED WITH GREEN OR WHITE LABELED WITH OXYGEN OR O2. OHMEDA/NORTH AMERICAN STANDARD. | RESPIRATORY AND ANESTHESIA TENDER
2873 | 4111250100200 | FLOW METER DUAL OUTPUT OXYGEN MEDICAL GAS REGULAR FLOW RANGE FROM 1-15 LPM REMOVABLE NIPPLE COLOR CODED WITH GREEN OR WHITE LABELED WITH OXYGEN OR O2 BRITISH STANDARD. | RESPIRATORY AND ANESTHESIA TENDER
2874 | 4227222009500 | MACHINE DUST FILTER COMPATIBLE WITH AIRVO2 HIGH FLOW NASAL CANNULA OR EQUIVALENT | RESPIRATORY AND ANESTHESIA TENDER
2875 | 4227151518800 | FLOW METER DUAL OUTPUT OXYGEN MEDICAL GAS REGULAR FLOW RANGE FROM 1-15 LPM WITH REMOVABLE NIPPLE COLOR CODED WITH GREEN OR WHITE LABELED WITH OXYGEN OR O2 OHMEDA/NORTH AMERICAN STANDARD. | RESPIRATORY AND ANESTHESIA TENDER
2876 | 4217000001100 | FLOW METER SINGLE OUTPUT OXYGEN MEDICAL GAS REGULAR FLOW RANGE FROM 1-15 LPM REMOVABLE NIPPLE COLOR CODED WITH GREEN OR WHITE LABELED WITH OXYGEN OR O2 BRITISH STANDARD | RESPIRATORY AND ANESTHESIA TENDER
2877 | 4227222006400 | CASSETTE EXPIRATORY REUSABLE COMPATIBLE VENTILATOR SERVO U AND N MODEL AND SERVO AIR OR EQUIVALENT | RESPIRATORY AND ANESTHESIA TENDER
2878 | 4217210501800 | ELECTRODES PEDIATRIC FOR ECG MONITORING NON-INVASIVE PACING DEFIBRILLATION AND SYNCHRONIZED CARDIOVERSION THROUGH ONE SET OF ELECTRODES COMPATIBLE WITH LIFE PACK DEFIBRILLATION OR EQUIVALENT LATEX FREE DISPOSABLE | RESPIRATORY AND ANESTHESIA TENDER
2879 | 4217210501700 | ELECTRODES ADULT FOR ECG MONITORING NON-INVASIVE PACING DEFIBRILLATION AND SYNCHRONIZED CARDIOVERSION THROUGH ONE SET OF ELECTRODES COMPATIBLE WITH LIFE PACK DEFIBRILLATION OR EQUIVALENT LATEX FREE DISPOSABLE | RESPIRATORY AND ANESTHESIA TENDER
2880 | 4229500500100 | ENDOBRONCHIAL BLOCKER WITH BIFURCATED DISTAL TIP Y SHAPED 2 CUFFS RADIOPAQUE 75 CM 7 FR. WITH 2 SWIVEL ADAPTORS CLEAR DEPTH MARKERS WITH ADJUSTABLE VALVE STERILE | RESPIRATORY AND ANESTHESIA TENDER
2881 | 4111192400800 | OXYGEN (O2) SENSOR OXYTRACE INCU COMPATIBLE WITH DRAEGER CALEO INCUBATOR OR EQUIVALENT | RESPIRATORY AND ANESTHESIA TENDER
2882 | 4111192400900 | OXYGEN (O2) SENSOR OXYCELL COMPATIBLE WITH DRAEGER BABYLEO TN500 INCUBATOR OR EQUIVALENT | RESPIRATORY AND ANESTHESIA TENDER
2883 | 4227223100500 | NEONATAL NASAL CPAP FLOW GENERATOR ADJUSTABLE ANGLE WITH SECURING STRAPS DUAL LIMB DISPOSABLE. | RESPIRATORY AND ANESTHESIA TENDER
2884 | 4218191800400 | MINIMAL INVASIVE SENSOR WITH 84 INCH 210-215 CM FOR CARDIAC OUTPUT HEMODYNAMIC MEASUREMENT AND EARLY HYPOTENSION PREDICTION COMPATIBLE WITH HEMISPHERE ADVANCED MONITOR COMPATIBLE WITH EDWARDS MONITOR OR EQUIVALENT | RESPIRATORY AND ANESTHESIA TENDER
2885 | 4227250057600 | COMPLETE KIT CONTAINS A SPECIAL FEMORAL ARTERIAL LINE WITH A SPECIAL THERMISTOR AT THE TIP SINGLE PRESSURE TRANSDUCER AND SPECIAL SENSOR 5 FR 84 INCH 213 CM LENGTH MEASURES THROUGH TRANSPULMONARY THERMODILUTION TO MEASURE EVLW GEF GEDI PVPI AND ON PULSE COUNTURE ANALYSIS TO MEASURE CO CI SV SVV SVI MAP SVR SVRI ABP. COMPATIBLE WITH EDWARDS EV1000 DEVICE OR EQUIVALENT | RESPIRATORY AND ANESTHESIA TENDER
2886 | 4227164601700 | CANNULA NASAL FOR PRESSURE AND ETCO2 MONITORING SIZE ADULT DISPOSABLE COMPATIBLE WITH SLEEP STUDY MACHINE ALICE 6 AND 5 OR EQUIVALENT | RESPIRATORY AND ANESTHESIA TENDER
2887 | 4218160600100 | TRU CUFF SINGLE TUBE BLOOD PRESSURE ADULT/PEDIATRIC COMPATIBLE WITH MAQUET ANESTHESIA MACHINE OR EQUIVALENT REUSABLE | RESPIRATORY AND ANESTHESIA TENDER
2888 | 4220185600900 | SET MULTI LINK LEAD WIRE GROUP 3 LEAD GRABBER IEC 13 CM COMPATIBLE WITH GE MACHINE OR EQUIVALENT LATEX FREE REUSABLE ONE (1) EACH = ONE (1) SET | RESPIRATORY AND ANESTHESIA TENDER
2889 | 4227221400000 | TRANSPORT VENTILATOR CIRCUIT DOUBLE LUMEN WITH FLOW SENSOR EXHALATION VALVE PRESSURE LINE AND VALVE LINE DIFFERENT SIZE NEONATE COMPATIBLE WITH GLOBE TROTTER INCUBATOR OR EQUIVALENT ONE (1) ITEM/PC = ONE (1) SET | RESPIRATORY AND ANESTHESIA TENDER
2890 | 4214180300300 | TEMPERATURE PROBE CABLE COMPATIBLE WITH MAQUET ANESTHESIA MACHINE OR EQUIVALENT REUSABLE | RESPIRATORY AND ANESTHESIA TENDER
2891 | 4227191500200 | TRACHEOSTOMY TUBE EXTENSION DISPOSABLE STERILE UNIVERSAL SIZE FOR PEDIATRIC AND NEONATE. | RESPIRATORY AND ANESTHESIA TENDER
2892 | 4014160000000 | VALVE ONE WAY FOR POCKET MASK COMPATIBLE WITH LAERDAL OR EQUIVALENT LATEX FREE DISPOSABLE | RESPIRATORY AND ANESTHESIA TENDER
2893 | 4227171509900 | TUBING OXYGEN,APPROXIMATLY 50 FEET LENGTH WITH CONNECTOR, KINK RESISTANT, ONE (1) EACH = ONE (1) ROL | RESPIRATORY AND ANESTHESIA TENDER
2894 | 4227221902800 | FILTER HEPA BACTERIAL/VIRAL ELECTROSTATIC HIGH FILTRATION EFFICIENCY 99.9999% BI-DIRECTIONAL USED WITH HEATED CIRCUIT MIN INTERNAL VOLUME 160 ML COMPATIBLE WITH SERVO EXPIRATORY CASSETTE OR EQUIVALENT | RESPIRATORY AND ANESTHESIA TENDER
2895 | 4214253500000 | ANESTHESIA TRAY PRE-FILLED MULTI PURPOSE STER CONTAIN: TRAY BY 3 COMPARTMENTS GALLIPOT BOWL 50-60ML GAUZE 4"X4" DRAPE FENESTRATED WITH TAPE SYRINGE 3ML SYRINGE 5ML SYRINGE 10ML NEEDLE 18G NEEDLE 25G NEEDLE 22G PLASTER STRIP DISPOSABLE | RESPIRATORY AND ANESTHESIA TENDER
2896 | 4227220905100 | VENTILATOR CIRCUIT KIT DUAL LIMB HEATED BOTH SIDES INSPIRATORY LIMB 1.1 M LONG INCUBATOR EXTENSION 0.3 M LONG SIZE NEONATE COMPATIBLE WITH FLOW > 4 LPM FLOW INSPIRATORY EXTENSION TUBE 0.5 M LONG EXPIRATORY LIMB 1.6 M SWIVEL WYE PIECE WITH PRESSURE LINE WITH MICROPORES LIMBS NO CONDENSATION TECHNOLOGY WITHOUT WATER TRAP WITH AUTOFILL HUMIDIFIER CHAMBER SINGLE USE INCLUDED BACTERIAL VIRAL FILTER WITH UNIVERSAL CONNECTORS THERMOPLASTIC | RESPIRATORY AND ANESTHESIA TENDER
2897 | 4227220905600 | VENTILATOR CIRCUIT SIZE ADULT/PEDIATRIC SINGLE LIMB PRESSURE LINE EXHALATION VALVE COMPATIBLE WITH TRILOGY SERIES OR EQUIVALENT ONE (1) EACH = ONE (1) SET | RESPIRATORY AND ANESTHESIA TENDER
2898 | 4227151519100 | AIRWAY CUFF PRESSURE CONTROLLER TUBE WITH FILTER COMPATIBLE WITH HAMILTON INTELLICUFF PRESSURE DEVICE DISPOSABLE LENGTH 2 M. | RESPIRATORY AND ANESTHESIA TENDER
2899 | 4227230500100 | INFANT T-PIECE RESUSCITATION CIRCUIT WITH ADJUSTABLE PEEP VALVE AND CONTROL PORT SINGLE LIMB DISPOSABLE COMPATIBLE WITH NEO PUFF RESUSCITATION DEVICE AND PANDA WARMER OR EQUIVALENT | RESPIRATORY AND ANESTHESIA TENDER
2900 | 4227170901200 | NASAL CANNULA OXYGEN PREMATURE 2.1 M SOFT PRONGS KINK RESISTANT NON STERILE CURVED PRONGS AND ROUNDED TIP DISPOSABLE | RESPIRATORY AND ANESTHESIA TENDER
2901 | 4227221800900 | Y SENSOR PRESSURE LINE 1.8 M COMPATIBLE WITH VENTILATOR SERVO N OR EQUIVALENT DISPOSABLE | RESPIRATORY AND ANESTHESIA TENDER
2902 | 4218172303800 | RECORDING PAPER THERMO SENSITIVE Z FOLDED PAPER FOR STRESS TEST ONE (1) EACH = ONE (1) ROL | RESPIRATORY AND ANESTHESIA TENDER
2903 | 4225162600000 | PAPER RECORDING PREMIUM TREADMILL ONE (1) EACH = ONE (1) ROLL | RESPIRATORY AND ANESTHESIA TENDER
2904 | 4227151519600 | NASAL PILLOW/CUSHION WITH CONNECTING TUBE FOR HOME NON-INVASIVE PRESSURE VENTILATION PACK WITH 3 SIZES CUSHION SMALL MEDIUM AND LARGE WITH ROTATING AND DETACHABLE ELBOW AND HEAD STRAP REUSABLE | RESPIRATORY AND ANESTHESIA TENDER
2905 | 4227151519700 | MACHINE DUST FILTER COMPATIBLE WITH VENTILATOR MODEL LTV VENTILATOR OR EQUIVALENT | RESPIRATORY AND ANESTHESIA TENDER
2906 | 4227151519900 | MACHINE DUST FILTER COMPATIBLE WITH VENTILATOR MODEL HAMILTON C1 AND T1 OR EQUIVALENT | RESPIRATORY AND ANESTHESIA TENDER
2907 | 4227151520100 | NEONATAL RESUSCITATOR KIT WITH HIGH PEEP CIRCUIT 0-40 CM.H2O MANOMETER IN-LINE CONTROLLER VALVE MASKS 0 AND 1 | RESPIRATORY AND ANESTHESIA TENDER
2908 | 4227151520200 | BREATHING CIRCUIT SPIRAL WIRE HEATED SINGLE LIMB WITH AUTOFILL CHAMBER KIT COMPATIBLE WITH MYAIRVO2 OR EQUIVALENT DISPOSABLE. | RESPIRATORY AND ANESTHESIA TENDER
2909 | 4227151520300 | REFILLABLE WATER RESERVOIR 1 L CAPACITY BAG COMPATIBLE WITH MYAIRVO2 OR EQUIVALENT SINGLE PATIENT USE. | RESPIRATORY AND ANESTHESIA TENDER
2910 | 4227151520400 | REPLACEMENT GALVANIC OXYGEN SENSOR COMPATIBLE WITH PRECISION MEDICAL'S OXYGEN MONITOR ANALYZER OR EQUIVALENT PRECISION MEDICAL'S MEASUREMENT RANGE 0.0 - 100% OXYGEN | RESPIRATORY AND ANESTHESIA TENDER
2911 | 4227151520500 | TEMPERATURE PROBE HEAT SENSOR 1.5M COMPATIBLE WITH MR850 OR EQUIVALENT | RESPIRATORY AND ANESTHESIA TENDER
2912 | 4227151500800 | VENTILATOR TUBING ANTI DISCONNECT DEVICE DISPOSABLE FOR TRACHEOSTOMY TUBE UNIVERSAL SIZE. | RESPIRATORY AND ANESTHESIA TENDER
2913 | 4227151520700 | VENTILATOR CIRCUIT SINGLE LIMB NON-HEATED LENGTH 1.8M SIZE ADULT 22MM (ID) WITH EXPIRATION VALVE PATIENT LINE PRESSURE MEASUREMENT LINE COMPATIBLE WITH VENTI LOGIC LS VENTILATORS OR EQUIVALENT | RESPIRATORY AND ANESTHESIA TENDER
2914 | 4227151521300 | OXYGEN SENSOR COMPATIBLE WITH VENTI LOGIC LS OR EQUIVALENT | RESPIRATORY AND ANESTHESIA TENDER
2915 | 4227151522000 | OXYGEN FLOWMETER SINGLE LIMB WITH NIPPLE ADAPTER FLOW RANGE 1-75 LPM GRADUATED BRITISH STANDARD | RESPIRATORY AND ANESTHESIA TENDER
2916 | 4227151522100 | BREATH PATH PATIENT CIRCUIT COMPATIBLE WITH PFT MACHINE MEDGRAPHICS - PLATINUM OR EQUIVALENT | RESPIRATORY AND ANESTHESIA TENDER
2917 | 4227151522200 | PREVENT FLOW SENSOR REUSABLE COMPATIBLE WITH PFT MACHINE MEDGRAPHICS - PLATINUM OR EQUIVALENT | RESPIRATORY AND ANESTHESIA TENDER
2918 | 4227151522400 | ADULT NASAL CANNULA WITH FILTER WITH RUBBER CONNECTOR 90CM (COMPATIBLE WITH NOX A1 SLEEP MACHINE OR EQUIVALENT) | RESPIRATORY AND ANESTHESIA TENDER
2919 | 4227151522500 | ADAPTER SNAP LEAD (COMPATIBLE WITH NOX A1 SLEEP STUDY MACHINE OR EQUIVALENT) | RESPIRATORY AND ANESTHESIA TENDER
2920 | 4227151522600 | NASAL CANNULA WITH LUER-LOCK PEDIATRIC (COMPATIBLE WITH NOX A1 OR EQUIVALENT) | RESPIRATORY AND ANESTHESIA TENDER
2921 | 4227151522900 | RIP TECHNOLOGY BELT SIZE PEDIATRIC (COMPATIBLE WITH NOX A1 SLEEP STUDY MACHINE OR EQUIVALENT) DISPOSABLE | RESPIRATORY AND ANESTHESIA TENDER
2922 | 4227151523000 | RIP BELTS ADULT SMALL SIZE (COMPATIBLE WITH NOX A1 SLEEP STUDY MACHINE OR EQUIVALENT) DISPOSABLE | RESPIRATORY AND ANESTHESIA TENDER
2923 | 4227151523100 | RIP TECHNOLOGY BELTS ADULT MEDIUM SIZE (COMPATIBLE WITH NOX A1 SLEEP STUDY MACHINE OR EQUIVALENT) DISPOSABLE | RESPIRATORY AND ANESTHESIA TENDER
2924 | 4227151523200 | RIP TECHNOLOGY BELTS ADULT LARGE SIZE DISPOSABLE (COMPATIBLE WITH NOX A1 SLEEP STUDY MACHINE OR EQUIVALENT) | RESPIRATORY AND ANESTHESIA TENDER
2925 | 4227151523300 | RIP TECHNOLOGY BELTS ADULT EXTRA LARGE SIZE (COMPATIBLE WITH NOX A1 SLEEP STUDY MACHINE OR EQUIVALENT) DISPOSABLE | RESPIRATORY AND ANESTHESIA TENDER
2926 | 4227151523400 | PROBE SOFT NONIN SMALL SIZE (COMPATIBLE WITH NOX A1 SLEEP STUDY MACHINE OR EQUIVALENT) REUSABLE | RESPIRATORY AND ANESTHESIA TENDER
2927 | 4227151523500 | PROBE SOFT NONIN MEDIUM SIZE (COMPATIBLE WITH NOX A1 SLEEP STUDY MACHINE OR EQUIVALENT) REUSABLE | RESPIRATORY AND ANESTHESIA TENDER
2928 | 4227151523600 | PROBE SOFT NONIN LARGE SIZE (COMPATIBLE WITH NOX A1 SLEEP STUDY MACHINE OR EQUIVALENT) REUSABLE | RESPIRATORY AND ANESTHESIA TENDER
2929 | 4227151523700 | RESPIRATORY EFFORT BELTS CONNECTOR (COMPATIBLE WITH NOX A1 SLEEP STUDY MACHINE OR EQUIVALENT) | RESPIRATORY AND ANESTHESIA TENDER
2930 | 4227151523800 | EEG 5 LEAD GOLD ELECTRODE CABLE (COMPATIBLE WITH NOX A1 SLEEP STUDY MACHINE OR EQUIVALENT) REUSABLE | RESPIRATORY AND ANESTHESIA TENDER
2931 | 4227151523900 | EEG HEAD CABLE ADULT 90CM (COMPATIBLE WITH NOX A1 SLEEP STUDY MACHINE OR EQUIVALENT) REUSABLE | RESPIRATORY AND ANESTHESIA TENDER
2932 | 4227151524000 | EEG HEAD CABLE PEDIATRIC 70CM (COMPATIBLE WITH NOX A1 SLEEP STUDY MACHINE OR EQUIVALENT) REUSABLE | RESPIRATORY AND ANESTHESIA TENDER
2933 | 4227151524100 | FILTER TUBE CONNECTOR FOR CANNULA AND MASK TUBING (COMPATIBLE WITH NOX A1 SLEEP STUDY MACHINE OR EQUIVALENT) DISPOSABLE | RESPIRATORY AND ANESTHESIA TENDER
2934 | 4227151524200 | RESPIRATORY EFFORT BELTS CONNECTOR (COMPATIBLE WITH NOX T3S SLEEP STUDY MACHINE OR EQUIVALENT) REUSABLE | RESPIRATORY AND ANESTHESIA TENDER
2935 | 4227151524300 | FLOW METER SINGLE OUTPUT OXYGEN MEDICAL GAS REGULAR FLOW RANGE FROM 1-15 LPM REMOVABLE NIPPLE COLOR CODED WITH GREEN OR WHITE LABELED WITH OXYGEN OR O2 OHMEDA/AMERICAN STANDARD | RESPIRATORY AND ANESTHESIA TENDER
2936 | 4227151524400 | CONNECTOR ANGLED, DUAL SWIVEL, WITHOUT SUCTION PORT, PATIENT SIDE 15MM (ID) MACHINE SIDE 15MM (OD), NON-STERILE, DISPOSABLE. | RESPIRATORY AND ANESTHESIA TENDER
2937 | 4227151000200 | HYPERINFLATION SYSTEM WITH 0.5 L BAG DUAL SWIVEL ELBOW DISPOSABLE WITH MANOMETER AND INFANT MASK LATEX FREE. ONE (1) EACH = ONE (1) KIT | RESPIRATORY AND ANESTHESIA TENDER
2938 | 4227151524600 | OXYGEN Y-BLOCK ONE MALE QUICK CONNECT AND TWO FEMALE QUICK CONNECTS BRITISH STANDARD | RESPIRATORY AND ANESTHESIA TENDER
2939 | 4227151524700 | OXYCAP LEVEL 0 DISPOSABLE MOUTH PIECE FOR QUALITY CONTROL MEASUREMENTS COMPATIBLE WITH VIVATMO OR EQUIVALENT | RESPIRATORY AND ANESTHESIA TENDER
2940 | 4227151524800 | STANDARD MOUTH PIECE FOR FENO MEASUREMENTS COMPATIBLE WITH VIVATMO OR EQUIVALENT | RESPIRATORY AND ANESTHESIA TENDER
2941 | 4227151525200 | FLOW SENSOR ADAPTOR SIZE ADULT 22 (ID) COMPATIBLE WITH AIRICU SYSTEM OR EQUIVALENT | RESPIRATORY AND ANESTHESIA TENDER
2942 | 4227151525600 | VENTILATOR CIRCUIT, DISPOSABLE OR SINGLE PATIENT USE, CIRCUIT WITHOUT PEEP WITH ELBOW, 22 MM ADULT DUAL HEATED WIRE, FISHER & PAYKEL 1.7 M X 22 MM HEATED INSP LIMB, TEMP PROBE PORT, WYE, ELBOW AND 61 CM X 22 MM HEATED EXP LIMB WITH LTV VENTILATORS OR EQUIVALENT | RESPIRATORY AND ANESTHESIA TENDER
2943 | 4227151525700 | VENTILATOR CIRCUIT, DISPOSABLE OR SINGLE PATIENT USE, CIRCUIT WITHOUT PEEP WITH ELBOW, 15 MM PEDIATRIC DUAL HEATED WIRE, FISHER & PAYKEL 1.7 M X 15 MM HEATED INSP LIMB, TEMP PROBE PORT, WYE, ELBOW AND 61 CM X 15 MM HEATED EXP LIMB WITH LTV VENTILATORS OR EQUIVALENT | RESPIRATORY AND ANESTHESIA TENDER
2944 | 4227151525800 | AEROSOL CHAMBER FOR MESH NEBULIZER WITH MEDICATION CUP AND MOUTH PIECE DISPOSABLE COMPATIBLE WITH AEROGEN SYSTEM OR EQUIVALENT | RESPIRATORY AND ANESTHESIA TENDER
2945 | 4227151525900 | RESUSCITATOR WITH HIGHER PEEP CIRCUIT 0-60 CM.H2O MANOMETER IN-LINE CONTROLLER WITH OVERRIDE BUTTON 1 0 CUSHION MASKS PACKAGED IN ZIPPERED POLYBAG. | RESPIRATORY AND ANESTHESIA TENDER
2946 | 4227250057700 | SACRO-ILIAC JOINT ABLATION GUIDEBLOCK DISPOSABLE | RESPIRATORY AND ANESTHESIA TENDER
2947 | 4227151526400 | BLOOD GAS SAMPLING FULL KIT 1ML SYRINGE LUER SLIP TIP WITH NEEDLE SIZE 25 G 1.5 CM LENGTH HEPARINIZED 25 -50 IU SAFETY NEEDLE CAP STERILE DISPOSABLE. | RESPIRATORY AND ANESTHESIA TENDER
2948 | 4227250058300 | CO2 SAMPLING LINE SINGLE USE LENGTH 6.0 M | RESPIRATORY AND ANESTHESIA TENDER
2949 | 4227250058400 | LEADS ECG DUAL PIN GRABBER SET OF 3 REUSABLE 1.0M COMPATIBLE WITH PHILLIPS MONITOR OR EQUIVALENT | RESPIRATORY AND ANESTHESIA TENDER
2950 | 4227250058500 | LEADS ECG DUAL PIN GRABBER SET OF 3 REUSABLE 1.0M COMPATIBLE WITH MINDRAY MACHINE OR EQUIVALENT | RESPIRATORY AND ANESTHESIA TENDER
2951 | 4227250058600 | LEADS ECG DUAL PIN GRABBER SET OF 3 REUSABLE 1.0M COMPATIBLE WITH SPACELABS MONITOR OR EQUIVALENT | RESPIRATORY AND ANESTHESIA TENDER
2952 | 4227200104700 | INTUBATION VIDEO LARYNGEAL BLADE WITH INTEGRATED CAMERA AND LIGHT 60 DEGREE ANGLED SIZE 3.0 DISPOSABLE COMPATIBLE WITH VERATHON SYSTEM OR EQUIVALENT | RESPIRATORY AND ANESTHESIA TENDER
2953 | 4227200104900 | INTUBATION VIDEO LARYNGEAL BLADE WITH INTEGRATED CAMERA AND LIGHT 60 DEGREE ANGLED SIZE 2.0 DISPOSABLE COMPATIBLE WITH VERATHON SYSTEM OR EQUIVALENT | RESPIRATORY AND ANESTHESIA TENDER
2954 | 4227200104600 | INTUBATION VIDEO LARYNGEAL BLADE WITH INTEGRATED CAMERA AND LIGHT 60 DEGREE ANGLED SIZE 4.0 DISPOSABLE COMPATIBLE WITH VERATHON SYSTEM OR EQUIVALENT | RESPIRATORY AND ANESTHESIA TENDER
2955 | 4227200105000 | INTUBATION VIDEO LARYNGEAL BLADE WITH INTEGRATED CAMERA AND LIGHT 60 DEGREE ANGLED SIZE 1.0 DISPOSABLE COMPATIBLE WITH VERATHON SYSTEM OR EQUIVALENT | RESPIRATORY AND ANESTHESIA TENDER
2956 | 4227200104500 | INTUBATION VIDEO LARYNGEAL BLADE WITH INTEGRATED CAMERA AND LIGHT 90 DEGREE ANGLED SIZE 3.0 DISPOSABLE COMPATIBLE WITH VERATHON SYSTEM OR EQUIVALENT | RESPIRATORY AND ANESTHESIA TENDER
2957 | 4227200104400 | INTUBATION VIDEO LARYNGEAL BLADE WITH INTEGRATED CAMERA AND LIGHT 90 DEGREE ANGLED SIZE 4.0 DISPOSABLE COMPATIBLE WITH VERATHON SYSTEM OR EQUIVALENT | RESPIRATORY AND ANESTHESIA TENDER
2958 | 4227250059200 | COOLED RADIO FREQUENCY KIT INCLUDED: PROBE NEEDLE 17 GAUGE 150MM 4MM ACTIVE TIP | RESPIRATORY AND ANESTHESIA TENDER
2959 | 4227250059300 | COOLED RADIO FREQUENCY KIT INCLUDED: PROBE NEEDLE 17 GAUGE 100MM 4MM ACTIVE TIP | RESPIRATORY AND ANESTHESIA TENDER
2960 | 4227250059400 | COOLED RADIO FREQUENCY KIT INCLUDED: PROBE NEEDLE 17 GAUGE 75MM 4MM ACTIVE TIP | RESPIRATORY AND ANESTHESIA TENDER
2961 | 4227250059500 | COOLED RADIO FREQUENCY KIT INCLUDED: PROBE NEEDLE 17 GAUGE 50MM 4MM ACTIVE TIP | RESPIRATORY AND ANESTHESIA TENDER
2962 | 4227250059600 | COOLED RADIO FREQUENCY KIT INCLUDED: PROBE NEEDLE 17 GAUGE 50MM 2MM ACTIVE TIP | RESPIRATORY AND ANESTHESIA TENDER
2963 | 4227250059700 | GROUNDING PADS FOR RADIO FREQUENCY COOLED DEVICE | RESPIRATORY AND ANESTHESIA TENDER
2964 | 4227250059800 | PULSED AND RADIO FREQUENCY ABLATION CURVED NEEDLES 18 GAUGE LENGTH 10 CM 10MM TIP | RESPIRATORY AND ANESTHESIA TENDER
2965 | 4227250059900 | PULSED AND RADIO FREQUENCY ABLATION CURVED NEEDLES 20 GAUGE LENGTH 15 CM 15MM TIP | RESPIRATORY AND ANESTHESIA TENDER
2966 | 4227250060000 | PULSED AND RADIO FREQUENCY ABLATION CURVED NEEDLES 22 GAUGE LENGTH 10 CM 10MM TIP SILICONIZED | RESPIRATORY AND ANESTHESIA TENDER
2967 | 4227250060100 | PULSED AND RADIO FREQUENCY ABLATION CURVED NEEDLES 22 GAUGE LENGTH 10 CM 10MM TIP | RESPIRATORY AND ANESTHESIA TENDER
2968 | 4227250060200 | PULSED AND RADIO FREQUENCY ABLATION CURVED NEEDLES 22 GAUGE LENGTH 10 CM 2 OR 5MM TIP | RESPIRATORY AND ANESTHESIA TENDER
2969 | 4227250060300 | PULSED AND RADIO FREQUENCY ABLATION CURVED NEEDLES 22 GAUGE LENGTH 5 CM 4MM TIP | RESPIRATORY AND ANESTHESIA TENDER
2970 | 4227250060400 | PULSED AND RADIO FREQUENCY ABLATION CURVED NEEDLES 22 GAUGE LENGTH 5 CM 10MM TIP | RESPIRATORY AND ANESTHESIA TENDER
2971 | 4227250060500 | PULSED AND RADIO FREQUENCY ABLATION STRAIGHT SHARP CANNULA18 GAUGE LENGTH 10 CM 10MM TIP | RESPIRATORY AND ANESTHESIA TENDER
2972 | 4227250060600 | PULSED AND RADIO FREQUENCY ABLATION STRAIGHT SHARP CANNULA18 GAUGE LENGTH 10 CM 5MM TIP | RESPIRATORY AND ANESTHESIA TENDER
2973 | 4227250060700 | PULSED AND RADIO FREQUENCY ABLATION STRAIGHT SHARP CANNULA20 GAUGE LENGTH 15 CM 20MM TIP | RESPIRATORY AND ANESTHESIA TENDER
2974 | 4227250060800 | PULSED AND RADIO FREQUENCY ABLATION STRAIGHT SHARP CANNULA20 GAUGE LENGTH 15 CM 15MM TIP | RESPIRATORY AND ANESTHESIA TENDER
2975 | 4227250060900 | PULSED AND RADIO FREQUENCY ABLATION STRAIGHT SHARP CANNULA20 GAUGE LENGTH 15 CM 10MM TIP | RESPIRATORY AND ANESTHESIA TENDER
2976 | 4227250061000 | PULSED AND RADIO FREQUENCY ABLATION STRAIGHT SHARP CANNULA20 GAUGE LENGTH 15 CM 5MM TIP | RESPIRATORY AND ANESTHESIA TENDER
2977 | 4227250061100 | PULSED AND RADIO FREQUENCY ABLATION STRAIGHT SHARP CANNULA20 GAUGE LENGTH 10 CM 5MM TIP | RESPIRATORY AND ANESTHESIA TENDER
2978 | 4227250061200 | PULSED AND RADIO FREQUENCY ABLATION STRAIGHT SHARP CANNULA22 GAUGE LENGTH 5 CM 2MM TIP | RESPIRATORY AND ANESTHESIA TENDER
2979 | 4227250061300 | PULSED AND RADIO FREQUENCY ABLATION STRAIGHT SHARP CANNULA22 GAUGE LENGTH 5 CM 4MM TIP | RESPIRATORY AND ANESTHESIA TENDER
2980 | 4227250061400 | PULSED AND RADIO FREQUENCY ABLATION STRAIGHT SHARP CANNULA21 OR 22 GAUGE LENGTH 5 CM 10MM TIP | RESPIRATORY AND ANESTHESIA TENDER
2981 | 4227250061600 | PULSED AND RADIO FREQUENCY ABLATION STRAIGHT SHARP CANNULA22 GAUGE LENGTH 10 CM 2MM TIP | RESPIRATORY AND ANESTHESIA TENDER
2982 | 4227250061700 | PULSED AND RADIO FREQUENCY ABLATION STRAIGHT SHARP CANNULA22 GAUGE LENGTH 10 CM 5MM TIP | RESPIRATORY AND ANESTHESIA TENDER
2983 | 4227250061800 | PULSED AND RADIO FREQUENCY ABLATION STRAIGHT SHARP CANNULA22 GAUGE LENGTH 10 CM 10MM TIP | RESPIRATORY AND ANESTHESIA TENDER
2984 | 4227250061900 | PULSED AND RADIO FREQUENCY ABLATION STRAIGHT SHARP CANNULA21 GAUGE LENGTH 5 CM 5 MM TIP SPECIALIZED NEEDLE WITH ENHANCEMENT FOR ULTRASOUND VISUALIZATION. | RESPIRATORY AND ANESTHESIA TENDER
2985 | 4227250062000 | PULSED AND RADIO FREQUENCY ABLATION STRAIGHT SHARP CANNULA21 GAUGE LENGTH 5 CM 10 MM TIP SPECIALIZED NEEDLE WITH ENHANCEMENT FOR ULTRASOUND VISUALIZATION. | RESPIRATORY AND ANESTHESIA TENDER
2986 | 4227250062100 | PULSED AND RADIO FREQUENCY ABLATION STRAIGHT SHARP CANNULA20 GAUGE LENGTH 10 CM 5 MM TIP SPECIALIZED NEEDLE WITH ENHANCEMENT FOR ULTRASOUND VISUALIZATION. | RESPIRATORY AND ANESTHESIA TENDER
2987 | 4227250062200 | PULSED AND RADIO FREQUENCY ABLATION STRAIGHT SHARP CANNULA20 GAUGE LENGTH 10 CM 10 MM TIP SPECIALIZED NEEDLE WITH ENHANCEMENT FOR ULTRASOUND VISUALIZATION. | RESPIRATORY AND ANESTHESIA TENDER
2988 | 4227250062400 | PULSED AND RADIO FREQUENCY ABLATION SHARP CANNULA18 GAUGE LENGTH 10 CM 10MM TIP EXPANDABLE ACTIVE TIP | RESPIRATORY AND ANESTHESIA TENDER
2989 | 4227250062500 | PULSED AND RADIO FREQUENCY ABLATION ELECTRODE LENGTH 10 CM 22 GAUGE DISPOSABLE | RESPIRATORY AND ANESTHESIA TENDER
2990 | 4227250062600 | PULSED AND RADIO FREQUENCY ABLATION ELECTRODE LENGTH 5 CM 22 GAUGE DISPOSABLE | RESPIRATORY AND ANESTHESIA TENDER
2991 | 4227250062700 | PULSED AND RADIO FREQUENCY ABLATION ELECTRODE LENGTH 10 CM 20 GAUGE DISPOSABLE | RESPIRATORY AND ANESTHESIA TENDER
2992 | 4227250062800 | PULSED AND RADIO FREQUENCY ABLATION ELECTRODE LENGTH 15 CM 20 GAUGE DISPOSABLE | RESPIRATORY AND ANESTHESIA TENDER
2993 | 4227250062900 | PULSED AND RADIO FREQUENCY ABLATION ELECTRODE LENGTH 5 CM 20 GAUGE DISPOSABLE | RESPIRATORY AND ANESTHESIA TENDER
2994 | 4227250063000 | PULSED AND RADIO FREQUENCY ABLATION ELECTRODE LENGTH 5 CM 21 GAUGE DISPOSABLE | RESPIRATORY AND ANESTHESIA TENDER
2995 | 4227250063100 | PULSED AND RADIO FREQUENCY ABLATION ELECTRODE LENGTH 10 CM 18 GAUGE DISPOSABLE | RESPIRATORY AND ANESTHESIA TENDER
2996 | 4227250063200 | PULSED AND RADIO FREQUENCY ABLATION ELECTRODE LENGTH 15 CM 18 GAUGE DISPOSABLE | RESPIRATORY AND ANESTHESIA TENDER
2997 | 4227250065900 | EXTERNAL PULSE TRANSMITTER KIT RECHARGEABLE LITHIUM BATTERY RF COMMUNICATION METHOD MONOPOLAR STIMULATION MODALITY HANDHELD RECHARGEABLE PATIENT PROGRAMMER WITH 8 PROGRAMING MODES -FOR CHRONIC NEUROPATHIC PAIN MANAGEMENT PELVIC DISORDERS WITH PULSE FREQUENCY RANGE OF 1-200 HZ AND PULSE WIDTH OF 70-500 USEC AND AMPLITUDE CURRENT OF 0-6 MA SAFE UNDER MRI 1.5 3 TESLA FULL BODY | RESPIRATORY AND ANESTHESIA TENDER
2998 | 4227250066000 | PERIPHERAL NERVE STIMULATION IMPLANTABLE LEAD PERIPHERAL NERVE STIMULATION FOR CHRONIC NEUROPATHIC ACUTE PAIN OF PERIPHERAL NERVE ORIGIN PELVIC DISORDERS LEAD OF 15CM OF LENGTH AND 1.2 DIAMETER WITH THREE STIMULATION ELECTRODES CONSTITUTE MATERIAL OF (PLATINUM IRIDIUM SILICONE RUBBER) | RESPIRATORY AND ANESTHESIA TENDER
2999 | 4229580913900 | PULSED AND RADIO FREQUENCY ABLATION CURVED NEEDLES 18 GAUGE LENGTH 15CM 10MM TIP | RESPIRATORY AND ANESTHESIA TENDER
3000 | 4227250013900 | SINGLE-LUMEN ENDOTRACHEAL TUBE COLORED CUFF HIGH VOLUME LOW PRESSURE WITH AN ADDITIONAL SMALL CHANNEL WITHIN THE CONCAVE ANTERIOR WALL PORTION THAT HOUSES A MOVABLE BRONCHIAL BLOCKER WITH HOLLOW SOFT AND FLEXIBLE TIP THAT CAN EXTEND BEYOND THE TUBE TIP STERILE DISPOSABLE SIZE 4.5MM (ID) | RESPIRATORY AND ANESTHESIA TENDER
3001 | 4227250017200 | MFD AS PER MM CLEANSING- PRESSURE MONITORING KIT SINGLE FOR TRANSDUCER WITH MICRO DRIP CHAMBER FLUSH DEVICE EXTENSION FOR PRESSURE TUBING NOT LESS THAN (110 CM) AND 3 WAY STOPCOCK NON COMPLIANT RED COLOR (SHOULD BE COMPATIBLE WITH ABBOTT OR EQUIVALENT) | RESPIRATORY AND ANESTHESIA TENDER
3002 | 4227200106400 | BLADE LARYNGOSCOPE FIBER OPTIC MACINTOSH SIZE 1 REUSABLE MUST BE COMPATIBLE WITH LARYNGOSCOPE HANDLE | RESPIRATORY AND ANESTHESIA TENDER
3003 | 4227151508200 | CONNECTOR ANGLED DOUBLE SWIVEL, WITH TIGHT FLEXIBLE SEAL, WITH 4.4 MM BRONCHOSCOPE FIBEROPTIC PORT WITH, 15MM (ID) AND 15 (OD), STERILE, DISPOSABLE. | RESPIRATORY AND ANESTHESIA TENDER
3004 | 4227250032000 | ADMIN SET BURETTE 60 DROPS/ML WITH INJECTION PORT 150 ML AUTOMATIC SHUT OFF SWIM VALVE LENGTH SET NOT LESS THAN 150CM LUER LOCK TWO INJECTION PORT ONE BEFORE AND AFTER BURETTE ROLL FLOW CONTROL NEEDLE FREE | RESPIRATORY AND ANESTHESIA TENDER
3005 | 4227250039200 | SPINAL NEEDLE QUINCKE TYPE POINT WITH INTRODUCER DISPOSABLE STERILE 18G X 2.5 INCH | RESPIRATORY AND ANESTHESIA TENDER
3006 | 4227250039800 | SPINAL NEEDLE QUINCKE TYPE POINT WITH INTRODUCER DISPOSABLE STERILE 20G X 2.5 INCH | RESPIRATORY AND ANESTHESIA TENDER
3007 | 4214250203100 | SPINAL NEEDLE QUINCKE TYPE POINT, DISPOSABLE, STERILE, 22G X 3.5" | RESPIRATORY AND ANESTHESIA TENDER
3008 | 4227250040500 | SPINAL NEEDLE QUINCKE TYPE POINT, DISPOSABLE, STERILE, 27G X 2.5 INCH | RESPIRATORY AND ANESTHESIA TENDER
3009 | 4227250041600 | SPINAL NEEDLE QUINCKE TYPE POINT DISPOSABLE STERILE 25G X 2.5 INCH | RESPIRATORY AND ANESTHESIA TENDER
3010 | 4227250041800 | SPINAL NEEDLE QUINCKE TYPE POINT DISPOSABLE STERILE 25G X 6 INCH | RESPIRATORY AND ANESTHESIA TENDER
3011 | 4227250043800 | SPINAL NEEDLE WHITACRE PENCIL POINT WITH INTRODUCER 22G X 1.5 INCH | RESPIRATORY AND ANESTHESIA TENDER
3012 | 4227250049800 | BLOOD PRESSURE ADULT CUFF SIZE XL SINGLE TUBE DISPOSABLE | RESPIRATORY AND ANESTHESIA TENDER
3013 | 4227250052600 | STYLET ADULT FOR VIDEO INTUBATION BLADE, PRE-SHAPED, COMPATIBLE WHIT C-MAC SYSTEM OR EQUIVALENT | RESPIRATORY AND ANESTHESIA TENDER
3014 | 4227222009200 | MACHINE DUST FILTER COMPATIBLE WITH RESMED VENTILATOR MODEL ASTRAL 150 OR EQUIVALENT | RESPIRATORY AND ANESTHESIA TENDER
3015 | 4227151521900 | MEDICAL AIR CYLINDER REGULATOR, CGA 950, WITH PRESSURE GAUGE AND DIAL OR CLICK STYLE FLOWMETER 1-15 LPM WITH TAKE OFF VALVE OHMEDA STANDARD | RESPIRATORY AND ANESTHESIA TENDER
3016 | 4227151525000 | T-PIECE ADAPTOR FOR VIBRATING MESH AEROSOL DRUG DELIVERY CHAMBER FOR PEDIATRIC CIRCUIT DISPOSABLE COMPATIBLE WITH AIRICU SYSTEM OR EQUIVALENT | RESPIRATORY AND ANESTHESIA TENDER
3017 | 4227151525100 | T-PIECE ADAPTOR FOR VIBRATING MESH AEROSOL DRUG DELIVERY CHAMBER FOR NEONATE CIRCUIT DISPOSABLE COMPATIBLE WITH AIRICU SYSTEM OR EQUIVALENT | RESPIRATORY AND ANESTHESIA TENDER
3018 | 4227151526300 | ELBOW ADAPTOR FOR VIBRATING MESH AEROSOL DRUG DELIVERY CHAMBER FOR AEROSOL MASK DISPOSABLE COMPATIBLE WITH AIRICU SYSTEM OR EQUIVALENT | RESPIRATORY AND ANESTHESIA TENDER
3019 | 4227151400300 | ADAPTER ETCO2 AIRWAY FOR CAPNOSTAT VENTILATOR ADULT SERVO VENTILATOR | RESPIRATORY AND ANESTHESIA TENDER
3020 | 4227150512500 | ADULT VENTILATOR CIRCUIT SET, DUAL HEATED WITH INTEGRATED TEMPERATURE AND FLOW SENSORS , SPIRAL HEATED INSPIRATORY LIMB = 1.60 M EXPIRATORY LIMB = 1.60 M FILTER AND AUTO-FILLED CHAMBER ,DRYLINE, ADAPTERS COMPATIBLE WITH FISHER &PAYKEL MR950 OR EQUIVALENT | RESPIRATORY AND ANESTHESIA TENDER
3021 | 4227150512600 | ADULT VENTILATOR CIRCUIT SET, DUAL HEATED WITH INTEGRATED TEMPERATURE AND FLOW SENSORS, SPIRAL HEATED INSPIRATORY LIMB = 1.60 M EXPIRATORY LIMB = 1.60 M WITH FILTER AND AUTO-FILLED CHAMBER, DRYLINE, ADAPTERS, AND PRESSURE LINE COMPATIBLE WITH FISHER &PAYKEL MR950 OR EQUIVALENT | RESPIRATORY AND ANESTHESIA TENDER
3022 | 4227150505800 | BLADE OF VIDEO LARYNGOSCOPE, DISPOSABLE, SIZE 0, MILLER, COMPATIBLE WITH C-MAC OR EQUIVALENT | RESPIRATORY AND ANESTHESIA TENDER
3023 | 4227150506900 | BRONCHOSCOPE DISPOSABLE FLEXIBLE SIZE 3.5, WORKING CHANNEL 1.2, LENGTH 650M, STERILE, COMPATIBLE WITH C-MAC MONITOR OR EQUIVALENT | RESPIRATORY AND ANESTHESIA TENDER
3024 | 4227150507900 | BRONCHOSCOPE DISPOSABLE FLEXIBLE SIZE 3.5MM (+/- 0.4MM), STERILE, COMPATIBLE EACH HOSPITAL STANDER | RESPIRATORY AND ANESTHESIA TENDER
3025 | 4227150508000 | BRONCHOSCOPE DISPOSABLE FLEXIBLE SIZE 4.5MM(+/-0.4MM), STERILE, COMPATIBLE EACH HOSPITAL STANDER | RESPIRATORY AND ANESTHESIA TENDER
3026 | 4227150506800 | BRONCHOSCOPE DISPOSABLE FLEXIBLE SIZE 5.3, WORKING CHANNEL 2.2, LENGTH 650M, STERILE, COMPATIBLE WITH C-MAC MONITOR OR EQUIVALENT | RESPIRATORY AND ANESTHESIA TENDER
3027 | 4227150508100 | BRONCHOSCOPE DISPOSABLE FLEXIBLE SIZE 5.5MM(+/-0.4MM), STERILE, COMPATIBLE EACH HOSPITAL STANDER | RESPIRATORY AND ANESTHESIA TENDER
3028 | 4229630501100 | BRONCHOSCOPE, FLEXIBLE, 2.2MM(+/-2), WORKING LENGTH NOT LESS THAN 300MM, STERILE, DISPOSABLE, COMPATIBLE WITH EACH HOSPITAL STANDERS | RESPIRATORY AND ANESTHESIA TENDER
3029 | 4227150506000 | CATHETER CENTRAL VENOUS COMPLETE SET, RADIOPAQUE, CONTAINS: - DOUBLE LUMEN PUR CATHETER. - GUIDE WIRE(UNKINKABLE) - NON LUER LOCK SYRINGE5 ML. - INTRODUCER NEEDLE SHORT BEVEL. - INTRODUCER CANNULA. - DILATOR. - SECONDARY FIXATION DEVICE. -SLIDING CLAMPS. - SCALP BLADE SIZE: 4 FR, LENGTH 30 CM, PEEL PACK, DISPOSABLE, STERILE | RESPIRATORY AND ANESTHESIA TENDER
3030 | 4227150505900 | CENTRAL VENOUS CATHETERIZATION SET, SINGLE LUMEN, 5 FR X 18-20 CM, LATEX FREE, DISPOSABLE | RESPIRATORY AND ANESTHESIA TENDER
3031 | 4227150511100 | CONTACT GEL V-SIGN SENSOR COMPATIBLE (SENTEC) | RESPIRATORY AND ANESTHESIA TENDER
3032 | 4227150507300 | CONVERTER FOR MULTI-LINK DIN 3 LEAD COMPATIBLE WITH GE MONITOR OR EQUIVALENT | RESPIRATORY AND ANESTHESIA TENDER
3033 | 4227150506200 | ECG EXTENTION CABLE 6 LEAD LENGTH 2M COMPATIBLE WITH DRAEGER INFINITY REUSABLE | RESPIRATORY AND ANESTHESIA TENDER
3034 | 4227150508800 | ELECTRODES PATCH FOR PERIPHERAL NERVE STIMULATION SYSTEM | RESPIRATORY AND ANESTHESIA TENDER
3035 | 4227150510500 | ENDOTRACHEAL TUBE HOLDER FOR NEONATE MID NASAL SEPTUM TO EAR CANAL UP TO 8CM,ACRYLIC ADHESIVE BOTH SIDES, ADJUSTABLE TUBE HIGHEST, DISPOSABLE, COLOR CODED SIZES. LATEX AND DEHP FREE, NON-WOVEN FABRIC, | RESPIRATORY AND ANESTHESIA TENDER
3036 | 4227150510600 | ENDOTRACHEAL TUBE HOLDER FOR NEONATE MID NASAL SEPTUM TO EAR CANAL UP TO 9.5CM,ACRYLIC ADHESIVE BOTH SIDES, ADJUSTABLE TUBE HIGHEST, DISPOSABLE, COLOR CODED SIZES. LATEX AND DEHP FREE, NON-WOVEN FABRIC, | RESPIRATORY AND ANESTHESIA TENDER
3037 | 4227151400500 | END-TIDAL CARBON DIOXIDE ADAPTER FOR CONTINUOUS CO2 WITH HIGH ACCURACY DISPOSABLE NON STERILE FOR ADULT PEDIATRIC COMPATIBLE WITH DRAEGER MAIN-STREAM OR EQUIVALENT | RESPIRATORY AND ANESTHESIA TENDER
3038 | 4227150508700 | EPIDURAL STEERABLE MULTIFUNCTIONAL BIPOLAR ELECTROCATHETER FOR RADIO FREQUENCY , HIGHLY RADIOPAQUE CATHETER WITH ATRAUMATIC TIP, LENGTH 35 CM, DIAMETER 5 FR, ERGONOMIC HANDLE , LOCKABLE , NO PATIENT PLATE REQUIRED | RESPIRATORY AND ANESTHESIA TENDER
3039 | 4227150512200 | EXPIRATORY VALVE MEMBRANE FOR VENTILATOR MACHINE REUSABLE COMPATIBLE WITH SERVO-I OR EQUIVALENT | RESPIRATORY AND ANESTHESIA TENDER
3040 | 4227150510300 | FILTER HME (BACTERIAL/VIRAL),HYGROSCOPIC, WITHOUT CORRUGATED CATHETER MOUNT,22F/15M, ADULT. | RESPIRATORY AND ANESTHESIA TENDER
3041 | 4227150511800 | FLANGE CONNECTION 30MM(ID) COMPATIBLE WITH JAEGER PFT | RESPIRATORY AND ANESTHESIA TENDER
3042 | 4227150508600 | HIGH FLOW NASAL CANNULA FILTERED WITH CO2 SIZE L COMPATIBLE WITH FISHER AND PAYKEL 950 HUMIDIFIER OR EQUIVALENT | RESPIRATORY AND ANESTHESIA TENDER
3043 | 4227150508500 | HIGH FLOW NASAL CANNULA FILTERED WITH CO2 SIZE S COMPATIBLE WITH FISHER AND PAYKEL 950 HUMIDIFIER OR EQUIVALENT | RESPIRATORY AND ANESTHESIA TENDER
3044 | 4227150508400 | HIGH FLOW NASAL CANNULA FILTERED WITH CO2 SIZE M COMPATIBLE WITH FISHER AND PAYKEL 950 HUMIDIFIER OR EQUIVALENT | RESPIRATORY AND ANESTHESIA TENDER
3045 | 4227150510400 | MASK AIR ENTRAINMENT MULTI-VENT ADULT WITH EXPANDABLE SECURING STRING DISPOSABLE | RESPIRATORY AND ANESTHESIA TENDER
3046 | 4227150513500 | MULTIUSE HEATED BREATHING CIRCUIT 1.8 M FOR AIRVO2 WITH AUTO-FILL WATER CHAMBER FOR ANESTHESIA USAGE. | RESPIRATORY AND ANESTHESIA TENDER
3047 | 4227150513300 | MULTIUSE HEATED BREATHING CIRCUIT 2.4 M WITH DRY LINE FOR MR950 ANESTHESIA SYSTEM WITH AUTO-FILL WATER CHAMBER AND WATER BAG | RESPIRATORY AND ANESTHESIA TENDER
3048 | 4227150513400 | MULTIUSE LOW-FLOW OXYGEN TUBING TO BE USED WITH FILTERED OPTIFLOW NASAL CANNULA OR EQUIVALENT | RESPIRATORY AND ANESTHESIA TENDER
3049 | 4227150513000 | NEONATAL NITRIC OXIDE ACCESSORY KIT UNHEATED COMPATIBLE WITH FISHER &PAYKEL MR950 OR EQUIVALENT | RESPIRATORY AND ANESTHESIA TENDER
3050 | 4227150512800 | NEONATAL VENTILATOR CIRCUIT SET, DUAL HEATED WITH INTEGRATED TEMPERATURE AND FLOW SENSORS, SPIRAL HEATED INSPIRATORY SIDE 1.75 M WITH THERMOADAPT TECHNOLOGY EXPIRATORY LIMB = 1.60 M , WITH FILTER AND AUTO-FILLED CHAMBER, DRYLINE, ADAPTERS, PRESSURE LINE FOR SLE VENTILATORS COMPATIBLE WITH FISHER &PAYKEL MR950 OR EQUIVALENT | RESPIRATORY AND ANESTHESIA TENDER
3051 | 4227150512700 | NEONATAL VENTILATOR CIRCUIT SET, DUAL HEATED WITH INTEGRATED TEMPERATURE AND FLOW SENSORS, SPIRAL HEATED INSPIRATORY SIDE 1.75 M WITH THERMOADAPT TECHNOLOGY EXPIRATORY LIMB = 1.60 M, WITH FILTER AND AUTO-FILLED CHAMBER, DRYLINE, ADAPTERS, PRESSURE LINE COMPATIBLE WITH FISHER &PAYKEL MR950 OR EQUIVALENT | RESPIRATORY AND ANESTHESIA TENDER
3052 | 4227150509000 | NIPPLE ADAPTER, PLASTIC, FOR FLOWMETER,FOR MEDICAL GASES, CLEAR COLOR. | RESPIRATORY AND ANESTHESIA TENDER
3053 | 4227150510800 | OXYGEN AUTO SHUTOFF COMPATIBLE WITH OXYGEN FLOWMETER FOR RESUSCITATOR | RESPIRATORY AND ANESTHESIA TENDER
3054 | 4227150509900 | OXYGEN CELL COMPATIBLE WITH MINDRAY SV600 VENTILATOR OR EQUIVALENT | RESPIRATORY AND ANESTHESIA TENDER
3055 | 4227150510200 | OXYGEN CYLINDER REGULATOR CGA540 SCREW STANDARD WITH PRESSURE GAUGE AND DIAL OR CLICK STYLE FLOWMETER 1-15 LPM WITH QUICK CONNECT BRITISH STANDARD | RESPIRATORY AND ANESTHESIA TENDER
3056 | 4227150509800 | OXYGEN INLET TUBE EXTENSION, REUSABLE , COMPATIBLE WITH AIRVO2 HIGH FLOW DEVICE | RESPIRATORY AND ANESTHESIA TENDER
3057 | 4227150509700 | OXYGEN SENSOR COMPATIBLE WITH ASTRAL 150 VENTILATORS OR EQUIVALENT | RESPIRATORY AND ANESTHESIA TENDER
3058 | 4227160003900 | PEAK FLOW METER LOW RANGE LESS THAN 400 L/MIN | RESPIRATORY AND ANESTHESIA TENDER
3059 | 4227150512900 | PEDIATRIC VENTILATOR CIRCUIT SET, DUAL HEATED WITH INTEGRATED TEMPERATURE AND FLOW SENSORS, SPIRAL HEATED INSPIRATORY LIMB = 1.75 M , EXPIRATORY LIMB = 1.60 MFILTER AND AUTO-FILLED CHAMBER, DRYLINE, ADAPTERS, PRESSURE LINE COMPATIBLE WITH FISHER &PAYKEL MR950 OR EQUIVALENT | RESPIRATORY AND ANESTHESIA TENDER
3060 | 4227150512400 | PNEUMOTACH FLOW SENSOR PT-36 COMPLETE, HEATED , COMPATIBLE WITH PFT MACHINE MASTER SCREEN OR EQUIVALENT | RESPIRATORY AND ANESTHESIA TENDER
3061 | 4227150508200 | SET BLOOD/FLUID WARMING , DUAL SPIKE, HEAT EXCHANGER, AUTO VENTING BUBBLE TRAP, LATEX FRE E, SHOULD BE COMPATIBLE WITH AUTO MER II SYSTEM OR EQUIVALENT. | RESPIRATORY AND ANESTHESIA TENDER
3062 | 4227150508300 | SET BLOOD/FLUID WARMING,WITH EXTENTION LINE NOT LESS THAN 60CM, SHOULD BE COMPATIBLE WITH AUTO MER II SYSTEM OR EQUIVALENT | RESPIRATORY AND ANESTHESIA TENDER
3063 | 4227150505300 | SET FOR PCA PUMP,100ML RESERVOIR BAG,PUMPING SEGMENT, AIR ELIMINATING FILTER 0,2 MICRON BACTERIAL,ANTI-SIPHON VALVE, LENGTH 150CM EXTENSION LINE (SHOULD BE COMPATIBLE WITH RHYTHMIC SYSTEM OR EQUIVALENT ) | RESPIRATORY AND ANESTHESIA TENDER
3064 | 4227150507000 | SET FOR PCA PUMP,200ML RESERVOIR BAG,PUMPING SEGMENT, AIR ELIMINATING FILTER 0,2 MICRON BACTERIAL,ANTI-SIPHON VALVE, LENGTH 150CM EXTENSION LINE (SHOULD BE COMPATIBLE WITH RHYTHMIC SYSTEM OR EQUIVALENT ) | RESPIRATORY AND ANESTHESIA TENDER
3065 | 4227150507200 | SET FOR PCEA PUMP ,100ML RESERVOIR BAG,PUMPING SEGMENT, AIR ELIMINATING FILTER 0,2 MICRON BACTERIAL,ANTI-SIPHON VALVE, LENGTH 150CM YELLOW EXTENSION LINE (SHOULD BE COMPATIBLE WITH RHYTHMIC SYSTEM OR EQUIVALENT ) | RESPIRATORY AND ANESTHESIA TENDER
3066 | 4227150507100 | SET FOR PCEA PUMP ,200ML RESERVOIR BAG,PUMPING SEGMENT, AIR ELIMINATING FILTER 0,2 MICRON BACTERIAL,ANTI-SIPHON VALVE, LENGTH 150CM YELLOW EXTENSION LINE (SHOULD BE COMPATIBLE WITH RHYTHMIC SYSTEM OR EQUIVALENT ) | RESPIRATORY AND ANESTHESIA TENDER
3067 | 4227150507700 | SPIKE SET, VENTED, PUMPING SEGMENT AIR,WITH ELIMINATING FILTER 0.2 µM BACTERIA RETENTION AND LOW PROTEIN BINDING, WITH BACK CHECK VALVE, AND 220 CM EXTENSION LINE | RESPIRATORY AND ANESTHESIA TENDER
3068 | 4227150507600 | SPIKE SET,YELLOW TUBING, PUMPING SEGMENT AIR,WITH ELIMINATING FILTER 0.2 µM BACTERIA RETENTION AND LOW PROTEIN BINDING, WITH BACK CHECK VALVE, AND 220 CM EXTENSION LINE | RESPIRATORY AND ANESTHESIA TENDER
3069 | 4227150510100 | STANDARD MOUTH PIECE WITH FILTER FOR FENO MEASUREMENTS COMPATIBLE WITH NOBREATH OR EQUIVALENT | RESPIRATORY AND ANESTHESIA TENDER
3070 | 4227150508900 | TUBING OXYGEN,2M TO 2.5 LENGTH WITH CONNECTOR, KINK RESISTANT, DUAL FEMALE CONNECTOR. | RESPIRATORY AND ANESTHESIA TENDER
3071 | 4227150512000 | VALVE HEAD FOR CHECK VALVE WITH HOLE FOR PRESSURE SENSOR, COMPATIBLE WITH VYAIRE-JAEGER OR EQUIVALENT | RESPIRATORY AND ANESTHESIA TENDER
3072 | 4227150512100 | VALVE HEAD FOR CHECK VALVE, MASTER SCREEN | RESPIRATORY AND ANESTHESIA TENDER
3073 | 4227150509400 | VALVE PEEP FIXED 10CM H2O, COMPLETE WITH STANDARD 30MM (ID) CONNECTOR, DISPOSABLE | RESPIRATORY AND ANESTHESIA TENDER
3074 | 4227150509200 | VALVE PEEP FIXED 12.5CM H2O, COMPLETE WITH STANDARD 30MM (ID) CONNECTOR, DISPOSABLE | RESPIRATORY AND ANESTHESIA TENDER
3075 | 4227150509500 | VALVE PEEP FIXED 15CM H2O, COMPLETE WITH STANDARD 30MM (ID) CONNECTOR, DISPOSABLE | RESPIRATORY AND ANESTHESIA TENDER
3076 | 4227150509100 | VALVE PEEP FIXED 20CM H2O, COMPLETE WITH STANDARD 30MM (ID) CONNECTOR, DISPOSABLE | RESPIRATORY AND ANESTHESIA TENDER
3077 | 4227150509300 | VALVE PEEP FIXED 7.5CM H2O, COMPLETE WITH STANDARD 30MM (ID) CONNECTOR, DISPOSABLE | RESPIRATORY AND ANESTHESIA TENDER
3078 | 4227150505400 | HANDLE LARYNGOSCOPE FIBER OPTIC SIZE LARGE, (SHORT HANDLE) (REUSABLE) | RESPIRATORY AND ANESTHESIA TENDER
3079 | 4227150506300 | ANAESTHETIC CONSERVING VAPORIZER HAS A DEAD SPACE OF 50 ML AND CAN BE USED WITH TIDAL VOLUMES >200 ML. SHOULD BE CHANGED EVERY 24 HOURS COMPATIBLE WITH SEDACONDA AND INHALED SEDATION MONITORING DEVICE OR EQUIVALENT | RESPIRATORY AND ANESTHESIA TENDER
3080 | 4227150506400 | FLURABSORB, PASSIVE SCAVENGING FOR THE REMOVAL OF WASTE ANAESTHETIC GASES. MULTI PATIENT USE WITH CAPACITY OF 10 SYRINGES X 50 ML = 500 ML VOLATILE ANAESTHETIC COMPATIBLE WITH SEDACONDA AND INHALED SEDATION MONITORING DEVICE OR EQUIVALENT | RESPIRATORY AND ANESTHESIA TENDER
3081 | 4227150506500 | ANAESTHETIC CONSERVING SYRINGE HAS A UNIQUE CONNECTOR THAT ONLY FITS WITH THE ANAESTHETIC AGENT LINE. SINGLE USE,COMPATIBLE WITH SEDACONDA AND INHALED SEDATION MONITORING DEVICE OR EQUIVALENT | RESPIRATORY AND ANESTHESIA TENDER
3082 | 4227150506600 | FLURABSORB ACCESSORY KIT, CONTAINS ACCESSORIES TO CONNECT THE FLURABSORB/FLURABSORB-S WITH THE EXHAUST PORT OF THE VENTILATOR AND THE GAS ANALYSER. SINGLE PATIENT USE COMPATIBLE WITH SEDACONDA AND INHALED SEDATION MONITORING DEVICE OR EQUIVALENT | RESPIRATORY AND ANESTHESIA TENDER
3083 | 4227150506700 | GAS SAMPLING LINE, CONNECTS THE GAS SAMPLING PORT OF THE ANAESTHETIC CONSERVING VAPORIZER WITH THE GAS ANALYZER. SINGLE PATIENT USE COMPATIBLE WITH SEDACONDA AND INHALED SEDATION MONITORING DEVICE OR EQUIVALENT | RESPIRATORY AND ANESTHESIA TENDER
3084 | 4227190336300 | NASOPHARYNGEAL AIRWAY LATEX FREE SILICON (ADJUSTABLE) WITH DISTAL - ROUNDED TIP + DEPTH FIXATION DEVICE + 15MM (ID) CONNECTOR STERILE DISPOSABLE SIZE 4.0MM (ID) | RESPIRATORY AND ANESTHESIA TENDER
3085 | 4227190337000 | NASOPHARYNGEAL AIRWAY LATEX FREE IVORY (ADJUSTABLE) WITH DISTAL - ROUNDED TIP + DEPTH FIXATION DEVICE + 15MM (ID) CONNECTOR STERILE DISPOSABLE SIZE 7.5MM (ID) | RESPIRATORY AND ANESTHESIA TENDER
3086 | 4227190337100 | NASOPHARYNGEAL AIRWAY LATEX FREE IVORY (ADJUSTABLE) WITH DISTAL - ROUNDED TIP + DEPTH FIXATION DEVICE + 15MM (ID) CONNECTOR STERILE DISPOSABLE SIZE 8.0MM (ID) | RESPIRATORY AND ANESTHESIA TENDER
3087 | 4227190337200 | NASOPHARYNGEAL AIRWAY LATEX FREE IVORY (ADJUSTABLE) WITH DISTAL - ROUNDED TIP + DEPTH FIXATION DEVICE + 15MM (ID) CONNECTOR STERILE DISPOSABLE SIZE 8.5MM (ID) | RESPIRATORY AND ANESTHESIA TENDER
3088 | 4227162100500 | ADAPTER STRAIGHT 15M (OD) -15F (ID) WITH ELBOW PORT DISPOSABLE NON STERILE | RESPIRATORY AND ANESTHESIA TENDER
3089 | 4227160000200 | ARTERIAL LINE MICRO EXTENSION HIGH RESISTANCE WITH RED COLOR LENGTH 150MM-200MM | RESPIRATORY AND ANESTHESIA TENDER
3090 | 4227250006800 | SILICONE ADAPTER OVAL SHAPE FOR VOLUME CALIBRATION COMPATIBLE WITH VYAIRE-JAEGER OR EQUIVALENT | RESPIRATORY AND ANESTHESIA TENDER
3091 | 4112170900200 | TUBE PLASTIC MICRO CAPILLARY FOR BLOOD GAS WITH HEPARINIZED 50-70 IU/ML 0.1 ML WITH CAP FOR BOTH END. | RESPIRATORY AND ANESTHESIA TENDER
3092 | 4227151502400 | ADULT NITRIC OXIDE DELIVERY AND SAMPLING COMPLETED KIT SHOULD BE COMPATIBLE WITH NOX-TEC FOR VENTILATOR OR EQUIVALENT | RESPIRATORY AND ANESTHESIA TENDER
3093 | 4227151502900 | NEONATE NITRIC OXIDE DELIVERY AND SAMPLING COMPLETED KIT SHOULD BE COMPATIBLE WITH NOX-TEC FOR VENTILATOR OR EQUIVALENT | RESPIRATORY AND ANESTHESIA TENDER
3094 | 4227151506200 | VENTILATOR CIRCUIT ADAPTER SET SIDE-STREAM ADULT/ PEDIATRIC FOR USE WITH INTUBATED PATIENT FOR CONTINUOUS CO2 MEASUREMENT SINGLE PATIENT USE UNIVERSAL COMPATIBILITY. | RESPIRATORY AND ANESTHESIA TENDER
3095 | 4227250024900 | TUBE ENDOTRACHEAL SILICON SPECIALIST SOFT NASAL NORTH UNCUFFED ATRAUMATIC ROUNDED TIP CURVED TOWARDS THE FOREHEAD ATRAUMATIC MURPHY EYE DISPOSABLE STERILE LATEX FREE SIZE 6.0MM (ID) | RESPIRATORY AND ANESTHESIA TENDER
3096 | 4227250025000 | TUBE ENDOTRACHEAL SILICON SPECIALIST SOFT NASAL NORTH UNCUFFED ATRAUMATIC ROUNDED TIP CURVED TOWARDS THE FOREHEAD ATRAUMATIC MURPHY EYE DISPOSABLE STERILE LATEX FREE SIZE 6.5MM (ID) | RESPIRATORY AND ANESTHESIA TENDER
3097 | 4227250026000 | TUBE ENDOTRACHEAL SILICON SPECIALIST SOFT NASAL NORTH PROFILE CUFF HIGH VOLUME LOW PRESSURE ATRAUMATIC ROUNDED TIP CURVED TOWARDS THE FOREHEAD ATRAUMATIC MURPHY EYE DISPOSABLE STERILE LATEX FREE SIZE 5.0MM (ID) | RESPIRATORY AND ANESTHESIA TENDER
3098 | 4227250026200 | TUBE ENDOTRACHEAL SILICON SPECIALIST SOFT NASAL NORTH PROFILE CUFF HIGH VOLUME LOW PRESSURE ATRAUMATIC ROUNDED TIP CURVED TOWARDS THE FOREHEAD ATRAUMATIC MURPHY EYE DISPOSABLE STERILE LATEX FREE SIZE 5.5MM (ID) | RESPIRATORY AND ANESTHESIA TENDER
3099 | 4227250027400 | TUBE ENDOTRACHEAL SILICON SPECIALIST SOFT NASAL NORTH PROFILE CUFF HIGH VOLUME LOW PRESSURE ATRAUMATIC ROUNDED TIP CURVED TOWARDS THE FOREHEAD ATRAUMATIC MURPHY EYE DISPOSABLE STERILE LATEX FREE SIZE 8.5MM (ID) | RESPIRATORY AND ANESTHESIA TENDER
3100 | 4227151509500 | VENTILATOR CIRCUIT SINGLE LUMEN NON-HEATED MRI COMPATIBLE 3.6 M LONG SIZE ADULT/PEDIATRIC WITH EXHALATION VALVE AND LINE PRESSURE LINE DISPOSABLE COMPATIBLE WITH IMPACT EAGLE - ZOLL MACHINE OR EQUIVALENT | RESPIRATORY AND ANESTHESIA TENDER
3101 | 4227151509600 | VENTILATOR CIRCUIT SINGLE LUMEN NON-HEATED 1.8 M LONG SIZE NEONATE WITH EXHALATION VALVE AND LINE PRESSURE LINE DISPOSABLE COMPATIBLE WITH IMPACT EAGLE - ZOLL MACHINE OR EQUIVALENT | RESPIRATORY AND ANESTHESIA TENDER
3102 | 4227151509700 | VENTILATOR CIRCUIT SINGLE LUMEN NON-HEATED MRI COMPATIBLE 3.6 M LONG SIZE NEONATE WITH EXHALATION VALVE AND LINE PRESSURE LINE DISPOSABLE COMPATIBLE WITH IMPACT EAGLE - ZOLL MACHINE OR EQUIVALENT | RESPIRATORY AND ANESTHESIA TENDER
3103 | 4227151509800 | VENTILATOR CIRCUIT DOUBLE LUMEN PRESSURE LINE NON-HEATED WITH EXHALATION VALVE SIZE ADULT DISPOSABLE OXYGEN SENSOR ADAPTER C = OMPATIBLE WITH VENTI LOGIC LS OR EQUIVALENT | RESPIRATORY AND ANESTHESIA TENDER
3104 | 4227250031200 | WATER TRAPS FOR USE WITH ANESTHESIA MACHINE FOR SAMPLING LINE SHOULD BE COMPATIBLE WITH MAQUET MACHINE OR EQUIVALENT | RESPIRATORY AND ANESTHESIA TENDER
3105 | 4227221400300 | AIRWAY ACCESS ADAPTER TO BE USED WITH VENTILATION MACHINE AND SUCTION MACHINE Y-SHAPED SIZE NEONATES COMPATIBLE WITH NEONATE ETT TUB E DISPOSABLE STERILE. | RESPIRATORY AND ANESTHESIA TENDER
3106 | 4227250031400 | SODA LIME CANISTER COLOR WHITE TO VIOLET DISPOSABLE (SHOULD BE COMPATIBLE WITH MINDRAY MACHINE OR EQUIVALENT ) | RESPIRATORY AND ANESTHESIA TENDER
3107 | 4227250032300 | SET FOR PCA PUMP (SHOULD BE COMPATIBLE WITH B.BRAUN SYSTEM OR EQUIVALENT ) | RESPIRATORY AND ANESTHESIA TENDER
3108 | 4227162203800 | WRAP VEST SIZE SMALL FOR CHEST SECRETION MOBILIZATION DEVICE DISPOSABLE COMPATIBLE WITH CAREWAY OR EQUIVALENT | RESPIRATORY AND ANESTHESIA TENDER
3109 | 4227162201600 | WRAP VEST SIZE MEDIUM FOR CHEST SECRETION MOBILIZATION DEVICE DISPOSABLE COMPATIBLE WITH CAREWAY OR EQUIVALENT | RESPIRATORY AND ANESTHESIA TENDER
3110 | 4227162203000 | WRAP VEST SIZE LARGE FOR CHEST SECRETION MOBILIZATION DEVICE DISPOSABLE COMPATIBLE WITH CAREWAY OR EQUIVALENT | RESPIRATORY AND ANESTHESIA TENDER
3111 | 4227162202400 | WRAP VEST SIZE XLARGE FOR CHEST SECRETION MOBILIZATION DEVICE DISPOSABLE COMPATIBLE WITH CAREWAY OR EQUIVALENT | RESPIRATORY AND ANESTHESIA TENDER
3112 | 4222170700100 | EPIDURAL YELLOW COLORED INFUSION SET COMPATIBLE WITH CADD SYSTEM OR EQUIVALENT | RESPIRATORY AND ANESTHESIA TENDER
3113 | 4218180400100 | PROBE SOFT LNCS MASIMO DBI FOR SLEEP STUDY MACHINE ADULT REUSABLE COMPATIBLE WITH ALICE 6 AND 5 OR EQUIVALENT | RESPIRATORY AND ANESTHESIA TENDER
3114 | 4227161500100 | FLOW SENSOR FOR SCREEN PNEUMOTACH PEDIATRIC COMPATIBLE WITH PFT MACHINE | RESPIRATORY AND ANESTHESIA TENDER
3115 | 4227164803200 | JET VALVE VENTUS CANOPY COMPATIBLE WITH VENTUS CPX OR EQUIVALENT | RESPIRATORY AND ANESTHESIA TENDER
3116 | 4227151515100 | VENTILATOR CIRCUIT DUAL LIMB HEATED BOTH SIDES SIZE ADULT/PEDIATRIC WITH HUMIDIFIER CHAMBER DISPOSABLE COMPATIBLE WITH H900 HUMIDIFIER OR EQUIVALENT | RESPIRATORY AND ANESTHESIA TENDER
3117 | 4227151515200 | VENTILATOR CIRCUIT SIZE NEONATE DUAL LIMB HEATED BOTH SIDES WITH HUMIDIFIER CHAMBER DISPOSABLE COMPATIBLE WITH H900 HUMIDIFIER OR EQUIVALENT | RESPIRATORY AND ANESTHESIA TENDER
3118 | 4218160505700 | NIBP DURA CUFF CHILD 12-19CM 2 TUBE GREEN MATED SUBMIN COMPATIBLE WITH GE MACHINE OR EQUIVALENT REUSABLE | RESPIRATORY AND ANESTHESIA TENDER
3119 | 4227164000400 | MOUTH PIECE BREATHING TUBE ERGONOMIC DISPOSABLE FOR INFECTION ISOLATION COMPATIBLE WITH NDD-EASYONE PRO OR EQUIVALENT | RESPIRATORY AND ANESTHESIA TENDER
3120 | 4227164603000 | CAPNOGRAPHY SENSOR SAMPLING LINE 2 M LONG FOR ALICE 6 AND 5 COMPATIBLE WIT LOFLO MODULE OR EQUIVALENT | RESPIRATORY AND ANESTHESIA TENDER
3121 | 4227161600500 | FILTER DLCO DISPOSABLE COMPATIBLE WITH PFT MACHINE EASY ONE PRO OR EQUIVALENT | RESPIRATORY AND ANESTHESIA TENDER
3122 | 4227222009300 | MACHINE DUST FILTER COMPATIBLE WITH PHILIPS VENTILATORS MODEL TRILOGY 100 AND 200 OR EQUIVALENT | RESPIRATORY AND ANESTHESIA TENDER
3123 | 4217180000000 | NIBP CABLE 2 M LENGTH COMPATIBLE WITH TECHNO MAP MONITOR OR EQUIVALENT REUSABLE | RESPIRATORY AND ANESTHESIA TENDER
3124 | 4214180300000 | NIBP NEONATAL MRI COMPATIBILITY 6 M COMPATIBLE WITH GE PATIENT MONITOR OR EQUIVALENT LATEX FREE REUSABLE | RESPIRATORY AND ANESTHESIA TENDER
3125 | 4218160506500 | NIBP DURA CUFF TIGHT 2 TUBE BROWN MATED SUBMIN COMPATIBLE WITH GE MACHINE OR EQUIVALENT REUSABLE | RESPIRATORY AND ANESTHESIA TENDER
3126 | 4227164803400 | ADAPTER FUNCTIONAL RESIDUAL CAPACITY BARRETTE OR EQUIVALENT DISPOSABLE FOR PFT MACHINE COMPATIBLE WITH EASY ONE PRO OR EQUIVALENT | RESPIRATORY AND ANESTHESIA TENDER
3127 | 4227151516300 | CALIBRATION SYRINGE 3.0 L VOLUME COMPATIBLE WITH HOSPITAL STANDARD PFT MACHINE MEDGRAPHIC-PLATINUM OR EQUIVALENT | RESPIRATORY AND ANESTHESIA TENDER
3128 | 4227191522200 | TRACHEOSTOMY PERCUTANEOUS KIT (ONE STAGE DILATOR TRACHEOSTOMY TUBE WITH SUBGLOTTIC SUCTION TWO INNER CANNULA TRACHEOSTOMY HOLDER GUIDEWIRE WITH PROXIMAL AND DISTAL MARKING INTRODUCER CANNULA SPLIT GAUZE SAFETY SCALPEL CANNULA 10 CC SYRINGE) RADIOPAQUE MARKING STERILE SIZE 6.0MM (ID). | RESPIRATORY AND ANESTHESIA TENDER
3129 | 4227220902100 | VENTILATOR CIRCUIT SINGLE LUMEN NON-HEATED WITH EXPIRATORY VALVE MEASUREMENT LINE COMPATIBLE WITH CARINA OR EQUIVALENT DISPOS ABLE. ONE (1) ITEM/PC = ONE (1) SET | RESPIRATORY AND ANESTHESIA TENDER
3130 | 4227250056600 | CARBON DIOXIDE AIRWAY ADAPTER CO2 SAMPLE LINE PORT ADHESIVE DISPOSABLE | RESPIRATORY AND ANESTHESIA TENDER
3131 | 4227164602500 | JUMPER CABLE REFERENCE ELECTRODE COMPATIBLE WITH SLEEP STUDY MACHINE ALICE 6 AND 5 OR EQUIVALENT | RESPIRATORY AND ANESTHESIA TENDER
3132 | 4227164602300 | FILTER CAPNOGRAPH COMPATIBLE WITH LIFESENSE - SLEEP STUDY MACHINE ALICE 6 AND 5 OR EQUIVALENT | RESPIRATORY AND ANESTHESIA TENDER
3133 | 4227220905200 | VENTILATOR CIRCUIT KIT SIZE ADULT DUAL LIMB HEATED BOTH SIDES INSPIRATORY LIMB 1.8 M LONG EXTENSION TUBE 0.5 M LONG WITH MICROPORES LIMBS NO CONDENSATION TECHNOLOGY WITHOUT WATER TRAP WITH AUTOFILL HUMIDIFIER CHAMBER SINGLE USE INCLUDED BACTERIAL/VIRAL FILTER. | RESPIRATORY AND ANESTHESIA TENDER
3134 | 4227221308300 | MASK NASAL FOR CPAP MACHINE PEDIATRIC WITH 3 SIZES CUSHION DISPOSABLE VENTED WITH FITTING GUIDE. ONE (1) EACH = ONE (1) SET | RESPIRATORY AND ANESTHESIA TENDER
3135 | 4227151519200 | FACE SHIELD TRANSPARENT WITH FILTER FOR CPR WITH INSTRUCTIONS PRINTED ON IT | RESPIRATORY AND ANESTHESIA TENDER
3136 | 4227151519300 | MASK POCKET WITH ONEWAY VALVE FILTER | RESPIRATORY AND ANESTHESIA TENDER
3137 | 4231151701100 | ADHESIVE LIQUID FOR MEDICAL USE 2/3 ML VIAL FOR ENDOTRACHEAL TUBE SECURING. ONE (1) EACH = ONE (1) VIAL | RESPIRATORY AND ANESTHESIA TENDER
3138 | 4227151521000 | EXHALATION VALVE COMPATIBLE WITH VENTI LOGIC LS OR EQUIVALENT | RESPIRATORY AND ANESTHESIA TENDER
3139 | 4227151521100 | VENTILATOR CIRCUIT 1.5M LONG 15MM Ø SIZE PEDIATRIC WITH EXPIRATION VALVE INCLUDES VALVE MEASUREMENT LINE PRESSURE MEASUREMENT LINE DISPOSABLE COMPATIBLE WITH VENTI LOGIC LS VENTILATOR OR EQUIVALENT | RESPIRATORY AND ANESTHESIA TENDER
3140 | 4227151521200 | FINE FILTER COMPATIBLE WITH VENTI LOGIC LS OR EQUIVALENT | RESPIRATORY AND ANESTHESIA TENDER
3141 | 4227151524900 | STANDARD MOUTH PIECE WITH FILTER FOR FENO MEASUREMENTS COMPATIBLE WITH MEDISOFT-FENO+ OR EQUIVALENT | RESPIRATORY AND ANESTHESIA TENDER
3142 | 4227151525400 | VENTILATOR CIRCUIT DISPOSABLE OR SINGLE PATIENT USE WITHOUT PEEP 22 MM ADULT SINGLE HEATED WIRE COMPATIBLE WITH FISHER PAYKEL 1.7 M X 22 MM HEATED INSP LIMB TEMP PROBE PORT WYE AND 61 CM X 22 MM EXP LIMB COMPATIBLE WITH LTV VENTILATORS OR EQUIVALENT | RESPIRATORY AND ANESTHESIA TENDER
3143 | 4227151525500 | VENTILATOR CIRCUIT DISPOSABLE OR SINGLE PATIENT USE CIRCUIT WITHOUT PEEP 15 MM PEDIATRIC SINGLE HEATED WIRE FISHER PAYKEL 1.7 M X 15 MM HEATED INSP LIMB TEMP PROBE PORT WYE AND 61 CM X 15 MM EXP LIMB WITH LTV VENTILATORS OR EQUIVALENT | RESPIRATORY AND ANESTHESIA TENDER
3144 | 4227151526200 | ELBOW ADAPTOR FOR VIBRATING MESH AEROSOL DRUG DELIVERY CHAMBER FOR AEROSOL MASK DISPOSABLE COMPATIBLE WITH AEROGEN SYSTEM OR EQUIVALENT | RESPIRATORY AND ANESTHESIA TENDER
3145 | 4200000266300 | NASAL KIT PEDIATRIC RELATED TO ANALYZER FRACTIONAL EXHALED NITRIC OXIDE | RESPIRATORY AND ANESTHESIA TENDER
3146 | 4227151505500 | NASAL/ORAL CO2 CANNULA WITHOUT O2 CONNECTION, SET, USED IN HIGH HUMIDITY SETTING, SIZE ADULT, FOR CONTINUOUS MEASUREMENT, SINGLE PATIENT USE, COMPATIBLE WITH EACH HOSPITAL STANDARDS | RESPIRATORY AND ANESTHESIA TENDER
3147 | 4227250040300 | SPINAL NEEDLE QUINCKE TYPE POINT, DISPOSABLE, STERILE, 22G X 7 INCH | RESPIRATORY AND ANESTHESIA TENDER
3148 | 4231151304800 | NASAL GEL PAD, COVER NASAL BRIDGE, FOR BIPAP MASK, SIZE LARGE, WASHABLE, REUSABLE FOR THE SAME PATIENT. INDIVIDUAL PACK" | RESPIRATORY AND ANESTHESIA TENDER
3149 | 4231151304900 | NASAL GEL PAD, COVER NASAL BRIDGE, FOR BIPAP MASK, SIZE MEDIUM, WASHABLE, REUSABLE FOR THE SAME PATIENT INDIVIDUAL PACK. | RESPIRATORY AND ANESTHESIA TENDER
3150 | 4231151305000 | NASAL GEL PAD, COVER NASAL BRIDGE, FOR BIPAP MASK, SIZE SMALL, WASHABLE, REUSABLE FOR THE SAME PATIENT INDIVIDUAL PACK. | RESPIRATORY AND ANESTHESIA TENDER
3151 | 4227222301800 | "CATHETER MULTI-ACCESS CATH NEONATAL PEDIATRIC 5FR, WITH 2.5 3.0 3.5MM CONNECTOR, LENGTH 30.5 CM, STERILE, DISPOSABLE, FOR MEDICATIO N DELIVERY., ONE (1) EACH = ONE (1) SET" | RESPIRATORY AND ANESTHESIA TENDER
3152 | 4227151521500 | "OXYGEN CYLINDER REGULATOR, CGA 870, WITH PRESSURE GAUGE AND DIAL OR CLICK STYLE FLOWMETER 1-15 LPM WITH LOW FLOW INCREMENT OF 0.5 LPM, MUST BE MRI COMPATIBLE." | RESPIRATORY AND ANESTHESIA TENDER
3153 | 4227151524500 | WYE OXYGEN CONNECTOR , Y-SHAPED, 3 MM, PLASTIC, DISPOSABLE. | RESPIRATORY AND ANESTHESIA TENDER
3154 | 4227150510900 | AIRWAY ADAPTER,SIZE ADULT, EXTENDABLE UP TO 7CM, 15MM(OD) 22MM(OD) DISPOSABLE. | RESPIRATORY AND ANESTHESIA TENDER
3155 | 4227150511000 | AIRWAY ADAPTER,SIZE PEDIATRIC, EXTENDABLE UP TO 5CM, 15MM(OD) 15MM(ID) DISPOSABLE. | RESPIRATORY AND ANESTHESIA TENDER
3156 | 4227150513200 | BIPAP VENTILATOR CIRCUIT, SINGLE LUMEN, HEATED WITH CABLE ADAPTOR, WITHOUT PORT, BOTH ENDS 22 MM, RUBBER SEALING, 1.8 M LONG, REUSABLE FOR SINGLE PATIENT USE,COMPATIBLE WITH BMC OR EQUIVALENT | RESPIRATORY AND ANESTHESIA TENDER
3157 | 4227150512300 | ELBOW CONNECTOR 45°, ID 30 MM, REUSABLE, COMPATIBLE WITH VYAIRE-JAEGER OR EQUIVALENT | RESPIRATORY AND ANESTHESIA TENDER
3158 | 4227150510000 | FENO KIT FOR ADULT, WITH MOUTH PIECE, FILTER, NITRIC OXIED SENSOR, COMPATIBLE WITH NIOX VERO OR EQUIVALENT | RESPIRATORY AND ANESTHESIA TENDER
3159 | 4227150506100 | GUIDE WIRE SPRING 0.018 (0.45MM) X (25CM) WITH STRAIGHT SOFT TIP ON ONE END J-TIP | RESPIRATORY AND ANESTHESIA TENDER
3160 | 4227150511700 | NEWBORN DOUBLE LUMEN BREATHING CIRCUIT MADE OF PVC DISPOSABLE COMPATIBLE WITH SIARETRON 1000 IPER HYPERBARIC OXYGEN CHAMBER VENTILATOR | RESPIRATORY AND ANESTHESIA TENDER
3161 | 4227150507400 | OPHTHALMIC BLOCKS NEEDLE, WITH PORT ONE FOR INJECTION SIZE: 24G X 30MM DISPOSABLE, STERILE | RESPIRATORY AND ANESTHESIA TENDER
3162 | 4227150507500 | OPHTHALMIC BLOCKS NEEDLE, WITH PORT ONE FOR INJECTION SIZE: 24G X 40MM DISPOSABLE, STERILE | RESPIRATORY AND ANESTHESIA TENDER
3163 | 4227150511200 | PILOT BALLON TUBE ASSEMBLY REPAIR KIT DISPOSABLE | RESPIRATORY AND ANESTHESIA TENDER
3164 | 4227150511900 | PLUG ADAPTER DUAL SHAPE,COMPATIBLE WITH PFT VYAIRE-JAEGER MACHINE OR EQUIVALENT | RESPIRATORY AND ANESTHESIA TENDER
3165 | 4227150509600 | VENTILATOR CIRCUIT SET, DUAL LUMEN, NON-HEATED, WITH EXPIRATORY VALVE SIZE NEONATAL, PRESSURE LINE, LENGTH AT LEAST 2M TO 2, FOR MRI USE, COMPATIBLE WITH MVP VENTILATOR OR EQUIVALENT | RESPIRATORY AND ANESTHESIA TENDER
3166 | 4216150705100 | SOLUTION DEXTROSE FORMULATION LACTATE FOR CAPD DOUBLE BAG 2000 ML 2.27 - 2.5 % WITH CALCIUM 1.25 | RENAL SUPPLEMENTARY
3167 | 4216150705300 | SOLUTION DEXTROSE FORMULATION LACTATE FOR CAPD DOUBLE BAG 2000 ML 3.86 - 4.25 % WITH CALCIUM 1.25 | RENAL SUPPLEMENTARY
3168 | 4216150708100 | SOLUTION BICARBONATE WITHOUT LACTATE CAPD 1.36-1.5% CA 1.75 2L | RENAL SUPPLEMENTARY
3169 | 4216150708300 | SOLUTION BICARBONATE WITHOUT LACTATE CAPD 2.27-2.5% CA 1.75 2L | RENAL SUPPLEMENTARY
3170 | 4216150708500 | SOLUTION BICARBONATE WITHOUT LACTATE CAPD 3.8-4.25% CA 1.75 2L | RENAL SUPPLEMENTARY
3171 | 4216150701200 | SOLUTION DEXTROSE FORMULATION LACTATE FOR CAPD 2000 ML 1.36 - 1.5 % WITH CALCIUM 1.75 | RENAL SUPPLEMENTARY
3172 | 4216150701300 | SOLUTION DEXTROSE FORMULATION LACTATE FOR CAPD 2000 ML 2.27 - 2.5 % WITH CALCIUM 1.75 | RENAL SUPPLEMENTARY
3173 | 4216150701100 | SOLUTION DEXTROSE FORMULATION LACTATE FOR CAPD 2000 ML 3.86 - 4.25 % WITH CALCIUM 1.75 | RENAL SUPPLEMENTARY
3174 | 4216150706700 | SOLUTION PERITONEAL DIALYSIS LACTATE DEXTROSE FORMULATION 3000 ML 1.36-1.5 % WITH CALCIUM 1.25 | RENAL SUPPLEMENTARY
3175 | 4216150706900 | SOLUTION PERITONEAL DIALYSIS LACTATE DEXTROSE FORMULATION 3000 ML 2.27- 2.5 % WITH CALCIUM 1.25 | RENAL SUPPLEMENTARY
3176 | 4216150707100 | SOLUTION PERITONEAL DIALYSIS LACTATE DEXTROSE FORMULATION 3.86-4.25 % 3000 ML WITH CALCIUM 1.25 | RENAL SUPPLEMENTARY
3177 | 4216150707300 | SOLUTION PERITONEAL DIALYSIS LACTATE DEXTROSE FORMULATION 5000 ML 1.36- 1.5 % WITH CALCIUM 1.25 | RENAL SUPPLEMENTARY
3178 | 4216150707500 | SOLUTION PERITONEAL DIALYSIS LACTATE DEXTROSE FORMULATION 5000 ML 2.27- 2.5 % WITH CALCIUM 1.25 | RENAL SUPPLEMENTARY
3179 | 4216150707700 | SOLUTION PERITONEAL DIALYSIS LACTATE DEXTROSE FORMULATION 3.8-4.25 % 5000 ML WITH CALCIUM 1.25 | RENAL SUPPLEMENTARY
3180 | 4216150707400 | SOLUTION PERITONEAL DIALYSIS LACTATE DEXTROSE FORMULATION 5000 ML 1.36- 1.5 % WITH CALCIUM 1.75 | RENAL SUPPLEMENTARY
3181 | 4216150707600 | SOLUTION PERITONEAL DIALYSIS LACTATE DEXTROSE FORMULATION 5000 ML 2.27- 2.5 % WITH CALCIUM 1.75 | RENAL SUPPLEMENTARY
3182 | 4216150707800 | SOLUTION PERITONEAL DIALYSIS LACTATE DEXTROSE FORMULATION 3.8-4.25 % 5000 ML WITH CALCIUM 1.75 | RENAL SUPPLEMENTARY
3183 | 4216150708000 | SOLUTION BICARBONATE WITHOUT LACTATE 1.36-1.5 % PH 7.4 2 LITERS FOR CAPD WITH CALCIUM 1.25 | RENAL SUPPLEMENTARY
3184 | 4216150708200 | SOLUTION BICARBONATE AND LACTATE 2.27-2.5 % PH 7.4 2 LITERS FOR CAPD WITH CALCIUM 1.25 | RENAL SUPPLEMENTARY
3185 | 4216150708400 | SOLUTION BICARBONATE AND LACTATE 3.86-4.25% PH 7.4 2 LITERS FOR CAPD WITH CALCIUM 1.25 | RENAL SUPPLEMENTARY
3186 | 4216150708600 | SOLUTION BICARBONATE AND LACTATE 1.36-1.5 % 2.5 LITERS WITH CALCIUM 1.25 | RENAL SUPPLEMENTARY
3187 | 4216150708800 | SOLUTION BICARBONATE AND LACTATE 2.27-2.5 % 2.5 LITERS FOR APD WITH CALCIUM 1.25 | RENAL SUPPLEMENTARY
3188 | 4216150709000 | SOLUTION BICARBONATE AND LACTATE 3.86-4.25 % 2.5 LITERS FOR APD WITH CALCIUM 1.25 | RENAL SUPPLEMENTARY
3189 | 4216150708700 | SOLUTION BICARBONATE WITHOUT LACTATE 1.36-1.5 % 3 LITERS WITH CALCIUM 1.75 | RENAL SUPPLEMENTARY
3190 | 4216150708900 | SOLUTION BICARBONATE WITHOUT LACTATE 2.27-2.5 % 3 LITERS WITH CALCIUM 1.75 | RENAL SUPPLEMENTARY
3191 | 4216150709100 | SOLUTION BICARBONATE WITHOUT LACTATE 3.86-4.25 % 3 LITERS FOR APD WITH CALCIUM 1.75 | RENAL SUPPLEMENTARY
3192 | 4216150709800 | SOLUTION BICARBONATE AND LACTATE 1.36-1.5 % 5 LITERS WITH CALCIUM 1.25 | RENAL SUPPLEMENTARY
3193 | 4216150709400 | SOLUTION BICARBONATE WITHOUT LACTATE 2.27-2.5 % 3 LITERS WITH CALCIUM 1.25 | RENAL SUPPLEMENTARY
3194 | 4216150709600 | SOLUTION BICARBONATE WITHOUT LACTATE 3.86-4.25 % 3 LITERS FOR APD WITH CALCIUM 1.25 | RENAL SUPPLEMENTARY
3195 | 4216150711200 | RENAL DIALYSIS (RD) WITH ADAPTER PERITONEAL DIALYSIS FLUID WITH 2.3-2.5 % DEXTROSE 2000 ML FOR CAPD CONTAINING THE FOLLOWING NA 131-135 MMOL CA 1.25-1.75 MMOL MG 0.75 MMOL CL 102 MMOL LACTATE 35-38 MMOL /LITER 2000 ML/PLASTIC BAG BAGS ARE CONNECTED WITH STAY SAFE SYSTEM WHICH SHOULD INCLUDE DISINFECTION CAP STAY SAFE DISC ORGANIZER AND ORGANIZER HOLDER FOR EACH PATIENT TITANIUM OR BIOFINE ADAPTER CATHETER EXTENSION FOR EACH 450 BAGS FOR ADULT AND FOR EACH 200 BAGS FOR PEDIATRICS NOTE WHEN THE PRICE IS EQUAL BIOFINE IS PREFERRED OVER PLASTIC AS THE CONTENT OF THE BAGS TUBES AND BICARBONATE 25-40 MMOL/LITER IS PREFERRED OVER LACTATE | RENAL SUPPLEMENTARY
3196 | 4216150600900 | CATHETER PERITONEAL DIALYSIS ADULT SILICONE DOUBLE CUFF SWAN NECK STRAIGHT 50-55 CM | RENAL SUPPLEMENTARY
3197 | 4216150601000 | CATHETER PERITONEAL DIALYSIS ADULT SILICONE DOUBLE CUFF COILED 57-63 CM | RENAL SUPPLEMENTARY
3198 | 4216150601200 | CATHETER PERITONEAL DIALYSIS PEDIATRIC SILICONE DOUBLE CUFF SWAN NECK STRAIGHT 37-45CM | RENAL SUPPLEMENTARY
3199 | 4216150601300 | CATHETER PERITONEAL DIALYSIS PEDIATRIC SILICONE DOUBLE CUFF STRAIGHT 31-33 CM | RENAL SUPPLEMENTARY
3200 | 4216150601400 | CATHETER PERITONEAL DIALYSIS PEDIATRIC SILICONE DOUBLE CUFF COILED 40-42 CM | RENAL SUPPLEMENTARY
3201 | 4216165903200 | CATHETER FOR PERITONEAL DIALYSIS 25-30 CM STRAIGHT 2 CUFFS PEDIATRIC | RENAL SUPPLEMENTARY
3202 | 4216150602700 | CATHETER FOR PERITONEAL DIALYSIS 38-39 CM PEDIATRIC COILED 2 CUFFS | RENAL SUPPLEMENTARY
3203 | 4216150602800 | CATHETER FOR PERITONEAL DIALYSIS 42 CM COILED 2 CUFFS PEDIATRIC | RENAL SUPPLEMENTARY
3204 | 4216150603000 | CATHETER FOR PERITONEAL DIALYSIS 57-59 CM ADULT COILED 2 CUFFS | RENAL SUPPLEMENTARY
3205 | 4216150603200 | CATHETER PERITONEAL DIALYSIS 31 - 32 CM PEDIATRIC STRAIGHT 2 CUFFS | RENAL SUPPLEMENTARY
3206 | 4216150603400 | CATHETER PERITONEAL DIALYSIS 34-35 CM PEDIATRIC STRAIGHT 2 CUFFS | RENAL SUPPLEMENTARY
3207 | 4216150603500 | CATHETER PERITONEAL DIALYSIS 36-40 CM PEDIATRIC STRAIGHT 2 CUFFS | RENAL SUPPLEMENTARY
3208 | 4216150603600 | CATHETER PERITONEAL DIALYSIS 41 - 45CM PEDIATRIC STRAIGHT 2 CUFFS | RENAL SUPPLEMENTARY
3209 | 4216150603700 | CATHETER PERITONEAL DIALYSIS 56 - 60 CM ADULT STRAIGHT 2 CUFFS | RENAL SUPPLEMENTARY
3210 | 4216150603800 | CATHETER PERITONEAL DIALYSIS 61 - 65 CM ADULT STRAIGHT 2 CUFFS | RENAL SUPPLEMENTARY
3211 | 4112310300100 | CASSETTE AUTOMATED PERITONEAL DIALYSIS 8 PRONGS STERILE | RENAL SUPPLEMENTARY
3212 | 4112310300200 | CASSETTE AUTOMATED PERITONEAL DIALYSIS 6 PRONGS STERILE | RENAL SUPPLEMENTARY
3213 | 4216150712900 | CASSETTE AUTOMATED PERITONEAL DIALYSIS 4 PRONGS STERILE | RENAL SUPPLEMENTARY
3214 | 4216150401800 | ADAPTER LUER-LOCK (APD) TO CONNECT ICODEXTRIN (POLYGLUCOSE BAGS) | RENAL SUPPLEMENTARY
3215 | 4216150401900 | SET CAPD LUER LOCK TO CONNECT ICODEXTRIN (POLYGLUCOSE BAGS). | RENAL SUPPLEMENTARY
3216 | 4216150402800 | DISINFECTANT CAP WITH POVIDONE IODINE SOLUTION USED TO LOCK PERITONEAL DIALYSIS CATHETER AFTER PERITONEAL DIALYSIS PROCESS | RENAL SUPPLEMENTARY
3217 | 4216150715800 | CONNECTION SHIELD FOR PERITONEAL DIALYSIS | RENAL SUPPLEMENTARY
3218 | 4216166100200 | ADAPTER BIOFINE LOCKING TO CONNECT BETWEEN THE INNER AND OUTER CATHETER REMAIN PERMANENT | RENAL SUPPLEMENTARY
3219 | 4216150500600 | APD DRAINAGE SET CYCLER NON-PYROGENIC FLUID PATH 15 LITERS DISPOSABLE STERILE | RENAL SUPPLEMENTARY
3220 | 4216150200000 | BAG WARMER (USED FOR WARM SOLUTION) CAPD | RENAL SUPPLEMENTARY
3221 | 4216150300800 | EFFLUENT SAMPLING BAG FOR PERITONEAL SOLUTION 2L | RENAL SUPPLEMENTARY
3222 | 4216165902900 | TUBE EXTENSION FOR PERITONEAL DIALYSIS CATHETER COMPATIBLE WITH BAXTER MACHINE OR EQUIVALENT | RENAL SUPPLEMENTARY
3223 | 4229180000500 | CLAMP TUBING PLASTIC FOR PERITONEAL DIALYSIS | RENAL SUPPLEMENTARY
3224 | 4216170102400 | HEMOFILTRATION SESSION FOR CONTINUOUS VENO-VENOUS HEMOFILTRATION FOR AQUARIUS PLATINUM MACHINE (CRRT) CONTAINS: ADULT STANDARD LINE SET FOR AQUARIUS MACHINE (EXTRACORPOREAL VOLUME=100ML) WITH HEATER BAG FOUR PRESSURE SENSORS VENOUS CHAMBER BLD CHAMBER AND DEGASSING CHAMBER ALL INTEGRATED PRECONNECTED AND SUITABLE TO USE FOR SCUF. CVVH CVVHD CVVHDF TPE AND HEMOPERFUSION LUER LOCK CONNECTION HEMOFILTER SURFACE AREA= 1.2 M2 GLYCERINE FREE MAXIMUM TMP= 600 MMHG PRIMING VOLUME= 73 ML LUER UF PORTS SUITABLE FOR SCUF CVVH CVVHD CVVHDF MATERIAL POLYETHER SULFONE E.T.O STERILIZED BICARBONATE SOLUTION (4 BAGS) | RENAL SUPPLEMENTARY
3225 | 4216170102600 | HEMOFILTRATION SET FOR PEDIATRIC HEMODIALYSIS DIAPACT MACHINE OR EQUIVALENT (THERAPIES: CVVH CVVHD CVVHDF HF HD HFD) THE SET CONSISTS OF: HEMOFILTER ARTERIAL AND VENOUS LINES DIALYSATE / SUBSTITUTION LINE EFFLUENT / ULTRAFILTRATE LINE COLLECTING AND HEATING BAG | RENAL SUPPLEMENTARY
3226 | 4216170102700 | HEMOFILTRATION SET FOR ADULT HEMOFILTRATION HEMODIALYSIS DIAPACT MACHINE OR EQUIVALENT (THERAPIES: CVVH CVVHD CVVHFD HF HD HFD) INCLUDES THE FOLLOWING: ARTERIAL LINE VENOUS LINE DIALYSATE / SUBSTITUTION LINE EFFLUENT / ULTRAFILTRATE LINE COLLECTING BAG | RENAL SUPPLEMENTARY
3227 | 4216170102800 | HEMOFILTRATION SESSION FOR PRISMAFLEX M 60 SET OR EQUIVALENT (HOSPAL) LOW VOLUME EACH SET ALLOWS ANY OR RENAL REPLACEMENT THERAPIES TO BE PERFORMED AT TIME: CSUF: SLOW CONTINUOUS ULTRAFILTRATION CVVH: CONTINUOUS VENOVENOUS HEMOFILTRATION CVVHD: CONTINUOUS VENOVENOUS HEMODIALYSIS CVVH: CONTINUOUS VENOVENOUS HEMODIALYSIS CVVHDF: CONTINUOUS VENOVENOUS HEMODIAFILTRATION THIS SET CONSISTS OF A FILTER MADE OF A 69 MEMBRANE MEMBRANE SURFACE AREA 0.6 M2 HEMOSOL BE SOLUTION 2 LITERS FOR EVERY SET RN 60 TO PROVIDE 2 BAGS OF HEMOSOL B0 PRIMING COLLECTION BAG CONNECTED TO THE END OF ACCESS LINE A- 5 LITER EFFLUENT BAG WITH DRAINAGE PORT (SP 354) DIALYSATE INLET LINE EFFLUENT OUTLET LINE ARTERIAL LINE TO FIT PRISMA MACHINE VENOUS LINE TO FIT PRISMA MACHINE | RENAL SUPPLEMENTARY
3228 | 4216170200300 | HEMOFILTRATION SET FOR MULTIFILTRATE KIT 4 CVVHDF 600 (FRESENIUS) OR EQUIVALENT EACH SET ALLOWS ANY OF FOLLOWING RENAL REPLACEMENT THERAPIES TO BE PERFORMED AT TIME: (SCUF) SLOW CONTINUOUS ULTRAFILTRATION (CVVH) CONTINUOUS VENOVENOUS HEMOFILTRATION (CVVHD) CONTINUOUS VENOVENOUS HEMODIALYSIS (CVVHDF) CONTINUOUS VENOVENOUS HEMODIAFILTRATIONTHE SET IS COMPOSED OF: A FILTER MADE OF POLYSULFONE AV600S ULTRAFLUX MEMBRANE SURFACE AREA 1.4 M2 MULTIBIC SOLUTION 4.5 LITER FOR EVERY KIT TO PROVIDE 4 BAGS OF MULTIBIC PRIMING COLLECTION BAG CONNECTED TO THE END OF ACCESS VENOUS LINE FILTRATE BAG 10 LITERS WITH 2 DRAINAGE BAGS IN EACH KIT DIALYSATE INLET LINE EFFLUENT OUTLET LINE ARTERIAL LINE TO FIT MULTIFILTRATE MACHINE VENOUS LINE TO FIT MULTIFILTRATE MACHINE SUBSTITUTE SYSTEM MULTIFILTRATE | RENAL SUPPLEMENTARY
3229 | 4216163304100 | HEMOFILTRATION SET FOR PRISMAFLEX M150 SET OR EQUIVALENT FOR PRISMAFLEX MACHINES EACH SET ALLOWS ANY OR RENAL REPLACEMENT THERAPIES TO BE PERFORMED AT TIME: SCUF: SLOW CONTINUES ULTRAFILTRATION CVVH: CONTINUOUS VENO-VENOUS HEMOFILTRATION CVVHD: CONTINUOUS VENO-VENOUS HEMODIALYSIS CVVHDF: CONTINUOUS VENO-VENOUS HEMODIAFILTRATION THE SET IS STERILIZED AND CONSIST OF: AN69 HF HOLLOW FIBER DIALYZER WITH MEMBRANE SURFACE AREA 1.5 M2 PRIMING COLLECTION BAG CONNECTED TO THE END OF BLOOD ACCESS LINE 5 LITTER EFFLUENT BAG WITH DRAINING PORT (SP 354) DIALYSATE INLET LINE EFFLUENT OUTLET LINE ARTERIAL LINE TO FIT PRISMAFLEX MACHINE VENOUS LINE TO FIT PRISMAFLEX MACHINE | RENAL SUPPLEMENTARY
3230 | 4216166100300 | HEMOFILTRATION SET FOR MULTIFILTRATE PRO KIT 1000 CVVHDF COMPATIBLE WITH (FRESENIUS) OR EQUIVALENT EACH SET ALLOWS ANY OF FOLLOWING RENAL REPLACEMENT THERAPIES TO BE PERFORMED AT TIME: (SCUF) SLOW CONTINUOUS ULTRAFILTRATION (CVVH) CONTINUOUS VENOVENOUS HEMOFILTRATION (CVVHD) CONTINUOUS VENOVENOUS HEMODIALYSIS (CVVHDF) CONTINUOUS VENOVENOUS HEMODIAFILTRATION THE SET IS COMPOSED OF: A FILTER MADE OF POLYSULFONE AV600S ULTRAFLUX MEMBRANE SURFACE AREA 1.8 M2 MULTIBIC SOLUTION 4.5 LITER FOR EVERY KIT TO PROVIDE 4 BAGS OF MULTIBIC PRIMING COLLECTION BAG CONNECTED TO THE END OF ACCESS VENOUS LINE FILTRATE BAG 10 LITERS WITH 2 DRAINAGE BAGS IN EACH KIT DIALYSATE INLET LINE EFFLUENT OUTLET LINE ARTERIAL LINE TO FIT MULTIFILTRATE PRO MACHINE VENOUS LINE TO FIT MULTIFILTRATE PRO MACHINE SUBSTITUTE SYSTEM MULTIFILTRATE | RENAL SUPPLEMENTARY
3231 | 4216166100400 | HEMOFILTRATION SET FOR MULTIFILTRATE PRO KIT CI-CA 1000 HDF COMPATIBLE WITH(FRESENIUS) OR EQUIVALENT EACH SET ALLOWS ANY OF FOLLOWING RENAL REPLACEMENT THERAPIES TO BE PERFORMED AT TIME: (SCUF) SLOW CONTINUOUS ULTRAFILTRATION (CVVH) CONTINUOUS VENOVENOUS HEMOFILTRATION (CVVHD) CONTINUOUS VENOVENOUS HEMODIALYSIS (CVVHDF) CONTINUOUS VENOVENOUS HEMODIAFILTRATION THE SET IS COMPOSED OF: A FILTER MADE OF POLYSULFONE AV600S ULTRAFLUX MEMBRANE SURFACE AREA 1.8 M2 CI-CA DIALYSATE K2 SOLUTION 4.5 LITER FOR EVERY KIT TO PROVIDE 4 BAGS OF CI-CA DIALYSATE K4 SOLUTION PRIMING COLLECTION BAG CONNECTED TO THE END OF ACCESS VENOUS LINE FILTRATE BAG 10 LITERS WITH 2 DRAINAGE BAGS IN EACH KIT DIALYSATE INLET LINE EFFLUENT OUTLET LINE ARTERIAL LINE TO FIT MULTIFILTRATE PRO MACHINE VENOUS LINE TO FIT MULTIFILTRATE PRO MACHINE SUBSTITUTE SYSTEM MULTIFILTRATE | RENAL SUPPLEMENTARY
3232 | 4216166100500 | HEMOFILTRATION SET FOR MULTIFILTRATE PRO KIT CI-CA 1000 HD COMPATIBLE WITH (FRESENIUS) OR EQUIVALENT EACH SET ALLOWS ANY OF FOLLOWING RENAL REPLACEMENT THERAPIES TO BE PERFORMED AT TIME: (SCUF) SLOW CONTINUOUS ULTRAFILTRATION (CVVH) CONTINUOUS VENOVENOUS HEMOFILTRATION (CVVHD) CONTINUOUS VENOVENOUS HEMODIALYSIS (CVVHDF) CONTINUOUS VENOVENOUS HEMODIAFILTRATION THE SET IS COMPOSED OF: A FILTER MADE OF POLYSULFONE AV600S ULTRAFLUX MEMBRANE SURFACE AREA 1.8M2 CI-CA DIALYSATE K2 SOLUTION 4.5 LITER FOR EVERY KIT TO PROVIDE 4 BAGS OF CI-CA DIALYSATE K4 SOLUTION PRIMING COLLECTION BAG CONNECTED TO THE END OF ACCESS VENOUS LINE FILTRATE BAG 10 LITERS WITH 2 DRAINAGE BAGS IN EACH KIT DIALYSATE INLET LINE EFFLUENT OUTLET LINE ARTERIAL LINE TO FIT MULTIFILTRATE PRO MACHINE VENOUS LINE TO FIT MULTIFILTRATE PRO MACHINE SUBSTITUTE SYSTEM MULTIFILTRATE | RENAL SUPPLEMENTARY
3233 | 4216166100600 | HEMOFILTRATION SET FOR MULTIFILTRATE PRO KIT CI-CA HD EMIC2 COMPATIBLE WITH (FRESENIUS) OR EQUIVALENT EACH SET ALLOWS ANY OF FOLLOWING RENAL REPLACEMENT THERAPIES TO BE PERFORMED AT TIME: (SCUF) SLOW CONTINUOUS ULTRAFILTRATION (CVVH) CONTINUOUS VENOVENOUS HEMOFILTRATION (CVVHD) CONTINUOUS VENOVENOUS HEMODIALYSIS (CVVHDF) CONTINUOUS VENOVENOUS HEMODIAFILTRATION THE SET IS COMPOSED OF: A FILTER MADE OF POLYSULFONE AV600S ULTRAFLUX MEMBRANE SURFACE AREA 1.8M2 CI-CA DIALYSATE K2 SOLUTION 4.5 LITER FOR EVERY KIT TO PROVIDE 4 BAGS OF CI-CA DIALYSATE K4 SOLUTION PRIMING COLLECTION BAG CONNECTED TO THE END OF ACCESS VENOUS LINE FILTRATE BAG 10 LITERS WITH 2 DRAINAGE BAGS IN EACH KIT DIALYSATE INLET LINE EFFLUENT OUTLET LINE ARTERIAL LINE TO FIT MULTIFILTRATE PRO MACHINE VENOUS LINE TO FIT MULTIFILTRATE PRO MACHINE SUBSTITUTE SYSTEM MULTIFILTRATE | RENAL SUPPLEMENTARY
3234 | 4216163200500 | BAG EFFLUENT WITH DRAINAGE PORT COMPATIBLE WITH PRISMA FLEX MACHINE OR EQUIVALENT 5 LITER | RENAL SUPPLEMENTARY
3235 | 4216170200400 | DRAIN - BAG FOR CRRT 10L MALE CONNECTION | RENAL SUPPLEMENTARY
3236 | 4216150713000 | SOLUTION POTASSIUM 0 WITH CALCIUM 1.25-1.5 FOR MOBILE HEMODIALYSIS AND CRRT INTRAVENOUS USE ONLY 5000 ML | RENAL SUPPLEMENTARY
3237 | 4216150713400 | SOLUTION POTASSIUM 2 WITH CALCIUM 1.25-1.5 FOR MOBILE HEMODIALYSIS AND CRRT INTRAVENOUS USE ONLY 5000 ML | RENAL SUPPLEMENTARY
3238 | 4216150713100 | SOLUTION POTASSIUM 3 WITH CALCIUM 1.25-1.5 FOR MOBILE HEMODIALYSIS AND CRRT INTRAVENOUS USE ONLY 5000 ML | RENAL SUPPLEMENTARY
3239 | 4216150713300 | SOLUTION POTASSIUM 4 WITH CALCIUM 1.25-1.5 FOR MOBILE HEMODIALYSIS AND CRRT INTRAVENOUS USE ONLY 5000 ML | RENAL SUPPLEMENTARY
3240 | 4216170200800 | ADULT CONTINUOUS RENAL REPLACEMENT THERAPY SESSION CVVHDF EACH SET ALLOWS ANY OF FOLLOWING RENAL REPLACEMENT THERAPIES TO BE PERFORMED AT TIME: (SCUF) SLOW CONTINUOUS ULTRAFILTRATION (CVVH) CONTINUOUS VENOVENOUS HEMOFILTRATION (CVVHD) CONTINUOUS VENOVENOUS HEMODIALYSIS (CVVHDF) CONTINUOUS VENOVENOUS HEMODIAFILTRATION THE SET IS COMPOSED OF: HIGH FLUX FILTER MEMBRANE SURFACE AREA 1.0 - 1.6M2 SOLUTION WITH AVAILABILITY OF DIFFERENT CONCENTRATIONS K 0 MMOL/L 1 MMOL/L 2 MMOL/L 3 MMOL/L 4 MMOL/L WILL BE ON DEMAND WITH DIFFERENT CALCIUM CONCENTRATIONS 1.25 MMOL/L 1.5 MMOL/L 1.75 MMOL/L WILL BE ON DEMAND WITH GLUCOSE BASED OR GLUCOSE FREE WILL BE ON DEMAND 4.5 OR 5.0 LITER FOR EVERY KIT TO PROVIDE 10 BAGS PRIMING COLLECTION BAG CONNECTED TO THE END OF ACCESS VENOUS LINE FILTRATE BAG 10 LITERS WITH 2 DRAINAGE BAGS IN EACH KIT DIALYSATE INLET LINE EFFLUENT OUTLET LINE. (1 EACH IS EQUIVALENT TO PK) | RENAL SUPPLEMENTARY
3241 | 4216170103700 | PEDIATRIC CONTINUOUS RENAL REPLACEMENT THERAPY SESSION CVVHDF EACH SET ALLOWS ANY OF FOLLOWING RENAL REPLACEMENT THERAPIES TO BE PERFORMED AT TIME: (SCUF) SLOW CONTINUOUS ULTRAFILTRATION (CVVH) CONTINUOUS VENOVENOUS HEMOFILTRATION (CVVHD) CONTINUOUS VENOVENOUS HEMODIALYSIS (CVVHDF) CONTINUOUS VENOVENOUS HEMODIAFILTRATION THE SET IS COMPOSED OF: HIGH FLUX FILTER MEMBRANE SURFACE AREA 0.5 - 0.9M2 SOLUTION WITH AVAILABILITY OF DIFFERENT CONCENTRATIONS K 0 MMOL/L 1 MMOL/L 2 MMOL/L 3 MMOL/L 4 MMOL/L WILL BE ON DEMAND WITH DIFFERENT CALCIUM CONCENTRATIONS 1.25 MMOL/L 1.5 MMOL/L 1.75 MMOL/L WILL BE ON DEMAND WITH GLUCOSE BASED OR GLUCOSE FREE WILL BE ON DEMAND 4.5 OR 5.0 LITER FOR EVERY KIT TO PROVIDE 4 BAGS PRIMING COLLECTION BAG CONNECTED TO THE END OF ACCESS VENOUS LINE FILTRATE BAG 10 LITERS WITH 2 DRAINAGE BAGS IN EACH KIT DIALYSATE INLET LINE EFFLUENT OUTLET LINE. (1 EACH IS EQUIVALENT TO KIT) | RENAL SUPPLEMENTARY
3242 | 4216161800900 | NEONATAL CONTINUOUS RENAL REPLACEMENT THERAPY SESSION CVVHDF EACH SET ALLOWS ANY OF FOLLOWING RENAL REPLACEMENT THERAPIES TO BE PERFORMED AT TIME: (SCUF) SLOW CONTINUOUS ULTRAFILTRATION (CVVH) CONTINUOUS VENOVENOUS HEMOFILTRATION (CVVHD) CONTINUOUS VENOVENOUS HEMODIALYSIS (CVVHDF) CONTINUOUS VENOVENOUS HEMODIAFILTRATION THE SET IS COMPOSED OF: HIGH FLUX FILTER MEMBRANE SURFACE AREA 0.2 - 0.3M2 SOLUTION WITH AVAILABILITY OF DIFFERENT CONCENTRATIONS K 0 MMOL/L 1 MMOL/L 2 MMOL/L 3 MMOL/L 4 MMOL/L WILL BE ON DEMAND WITH DIFFERENT CALCIUM CONCENTRATIONS 1.25 MMOL/L 1.5 MMOL/L 1.75 MMOL/L WILL BE ON DEMAND WITH GLUCOSE BASED OR GLUCOSE FREE WILL BE ON DEMAND 4.5 OR 5.0 LITER FOR EVERY KIT TO PROVIDE 3 BAGS PRIMING COLLECTION BAG CONNECTED TO THE END OF ACCESS VENOUS LINE FILTRATE BAG 4 LITERS WITH 2 DRAINAGE BAGS IN EACH KIT DIALYSATE INLET LINE EFFLUENT OUTLET LINE | RENAL SUPPLEMENTARY
3243 | 4216150601700 | CATHETER HEMODIALYSIS AND APHERESIS DUAL LUMEN CATHETER KIT STRAIGHT SHORT TERM 11.5 FRENCH 13.5 CM STERILE | RENAL SUPPLEMENTARY
3244 | 4216150601800 | CATHETER KIT DUAL LUMEN SHORT TERM CURVED 8 FRENCH 12 CM STERILE DISPOSABLE | RENAL SUPPLEMENTARY
3245 | 4216165902700 | HEMODIALYSIS CATHETER INTERNAL JUGULAR SHORT TERM CURVED SHAFT 12 F 15 CM | RENAL SUPPLEMENTARY
3246 | 4216165902800 | HEMODIALYSIS CATHETER SHORT TERM FEMORAL STRAIGHT SHAFT 12 F 20 CM | RENAL SUPPLEMENTARY
3247 | 4216165903100 | CATHETERIZATION SET FOR HEMODIALYSIS TWO-LUMEN SHORT TERM 14 FRENCH X 20 CM WITH BLUE FLEXTIP CURVED CATHETER FOR HIGH VOLUME INFUSIONS STERILE | RENAL SUPPLEMENTARY
3248 | 4216165903600 | CATHETER HEMODIALYSIS KIT 11.5 FRENCH X 15 CM SHORT TERM CURVED | RENAL SUPPLEMENTARY
3249 | 4216165903900 | CATHETER HEMODIALYSIS KIT STRAIGHT 12 FRENCH X 15 CM SHORT TERM | RENAL SUPPLEMENTARY
3250 | 4216165904100 | CATHETER HEMODIALYSIS KIT 13 FRENCH X 15 CM CURVED TRIPLE LUMEN SHORT TERM | RENAL SUPPLEMENTARY
3251 | 4216165904300 | CATHETER HEMODIALYSIS KIT STRAIGHT 8 FRENCH X 11 - 12 CM SHORT TERM | RENAL SUPPLEMENTARY
3252 | 4216165904500 | CATHETER HEMODIALYSIS KIT 9 FRENCH X 15 CM SHORT TERM | RENAL SUPPLEMENTARY
3253 | 4216165904800 | CATHETER HEMODIALYSIS SILICONE KIT 10 FRENCH X 21-25 CM (18 CM TIP TO CUFF) LONG TERM | RENAL SUPPLEMENTARY
3254 | 4216165904900 | CATHETER HEMODIALYSIS SILICONE KIT 10 FRENCH X 24-28 CM (20 CM TIP TO CUFF) LONG TERM | RENAL SUPPLEMENTARY
3255 | 4216165905000 | CATHETER HEMODIALYSIS KIT 11.5 FRENCH X 24 CM STRAIGHT SHORT TERM | RENAL SUPPLEMENTARY
3256 | 4216165905300 | CATHETER HEMODIALYSIS SILICONE KIT 12.5 FRENCH X 24-28 CM (19 CM TIP TO CUFF) LONG TERM | RENAL SUPPLEMENTARY
3257 | 4216165906100 | CATHETER HEMODIALYSIS SILICONE KIT 14.5 FRENCH X 19 CM TIP TO CUFF LONG TERM | RENAL SUPPLEMENTARY
3258 | 4216165906200 | CATHETER HEMODIALYSIS SILICONE KIT 14.5 FRENCH X 23 CM TIP TO CUFF LONG TERM | RENAL SUPPLEMENTARY
3259 | 4216165906300 | CATHETER HEMODIALYSIS SILICONE KIT 14.5 FRENCH X 35 CM TIP TO CUFF LONG TERM | RENAL SUPPLEMENTARY
3260 | 4216165907000 | CATHETER HEMODIALYSIS SILICONE KIT STRAIGHT 6 - 6.5 FRENCH X 7 - 9 CM SHORT TERM | RENAL SUPPLEMENTARY
3261 | 4216165907600 | CATHETER HEMODIALYSIS SILICONE KIT 8 FRENCH X 24 - 26 CM LONG TERM | RENAL SUPPLEMENTARY
3262 | 4216165911100 | CATHETER SHORT-TERM JUGULAR VEIN FOR CHILDREN CONSISTING OF: DUAL LUMEN SILICONE RUBBER CATHETER AND CLEAR SILICONE EXTENSION TUBES TERMINATING WITH END CAPS (9 FR X 10- 12 CM) GUIDEWIRE SHEATH DILATOR INTRODUCER NEEDLE AND 5 CC LUER LOCK SYRINGE DISPOSABLE STERILE | RENAL SUPPLEMENTARY
3263 | 4216150712600 | MEDIUM CUT OFF MEMBRANE 1.7 M2 COMBINING A UNIQUE ASYMMETRIC 3-LAYER STRUCTURE WITH AN INCREASED NOMINAL PORE SIZE ALONG THE MEMBRANE’S INNER LAYER COMPATIBLE WITH STANDARD HD MACHINES WITHOUT THE NEED OF ULTRAPURE FLUIDS STERILIZATION BY STEAM | RENAL SUPPLEMENTARY
3264 | 4216150712700 | MEDIUM CUT OFF MEMBRANE 2.0 M2 COMBINING A UNIQUE ASYMMETRIC 3-LAYER STRUCTURE WITH AN INCREASED NOMINAL PORE SIZE ALONG THE MEMBRANE’S INNER LAYER COMPATIBLE WITH STANDARD HD MACHINES WITHOUT THE NEED OF ULTRAPURE FLUIDS STERILIZATION BY STEAM | RENAL SUPPLEMENTARY
3265 | 4220341402400 | DIALYZER HIGH FLUX WITH ANTI-THROMBOGENIC HOLLOW FIBER MEMBRANE MATERIAL: HEPARIN: AN69 ST MEMBRANE / SURFACE AREA 2.15 M HIGH ULTRA = FILTRATION COEFFICIENT 65 ML/HR/MMHG. STERILIZATION BY STEAM OR BETA GAMMA RADIATION | RENAL SUPPLEMENTARY
3266 | 4216163300500 | DIALYZER HIGH FLUX LOW EFFECTIVE SURFACE AREA 0.2 M2 STERILIZED BY STEAM OR BETA GAMMA RADIATION | RENAL SUPPLEMENTARY
3267 | 4216161503000 | DIALYZER HIGH FLUX SURFACE AREA 0.9M² STERILIZED BY STEAM OR BETA GAMMA RADIATION | RENAL SUPPLEMENTARY
3268 | 4216161505200 | DIALYZER LOW FLUX SURFACE AREA 2.1M² | RENAL SUPPLEMENTARY
3269 | 4216150718400 | RD HEMODIALYSIS ACID CONCENTRATE K 0 MMOL CA 1.5 MMOL MG 0.5 MMOL DEXTROSE 1.0 GM/L 5 LITERS/PLASTIC CONTAINER | RENAL SUPPLEMENTARY
3270 | 4216150713700 | RD HEMODIALYSIS ACID CONCENTRATE K 0 MMOL CA 1.75 MMOL MG 0.5 MMOL DEXTROSE 1.0 GM/L 5 LITERS/PLASTIC CONTAINER | RENAL SUPPLEMENTARY
3271 | 4216160805300 | RD HEMODIALYSIS ACID CONCENTRATE K 2.0 MMOL CA 1.75 MMOL MG 0.5 MMOL DEXTROSE 1.0 GM/L 5 LITERS/PLASTIC CONTAINER | RENAL SUPPLEMENTARY
3272 | 4216150713600 | RD HEMODIALYSIS ACID CONCENTRATE K 3.0 MMOL CA 1.5 MMOL MG 0.5 MMOL DEXTROSE 1.0 GM/L 5 LITERS/PLASTIC CONTAINER | RENAL SUPPLEMENTARY
3273 | 4216150703900 | HEMODIALYSIS FLUID WARMER BAG WITH LINE ACCESSORY COMPATIBLE WITH NXSTAGE MACHINE OR EQUIVALENT DISPOSABLE | RENAL SUPPLEMENTARY
3274 | 4216160806800 | BICARBONATE CARTRIDGE AND SODIUM CHLORIDE CARTRIDGE FOR PREPARATION OF DIALYSIS FLUIDCOMPATIBLE WITH GAMBRO AK 200 OR EQUIVALENT ULTRA HEMODIALYSIS MACHINE BOTH CARTRIDGES ARE PACKED TOGETHER IN POLYETHYLENE BAG AND CONSIST OF ONE SODIUM BICARBONATE 1200 GM CARTRIDGE | RENAL SUPPLEMENTARY
3275 | 4216160101600 | TUBING BLOOD SYSTEM FOR HEMODIALYSIS COMPATIBLE WITH ARTIS SET GAMBRO OR EQUIVALENT DISPOSABLE STERILE | RENAL SUPPLEMENTARY
3276 | 4216160101700 | BLOOD LINE ARTERIAL AND VENOUS SET DOUBLE NEEDLE WITH 22 MM DRIP CHAMBER FOR PEDIATRIC COMPATIBLE WITH FRESENIUS HEMODIALYSIS MACHINE MODEL 5008 OR EQUIVALENT | RENAL SUPPLEMENTARY
3277 | 4216160102000 | BLOOD LINE COMPATIBLE WITH B BRAUN DIALYSIS MACHINE OR EQUIVALENT HD SECURE BLOOD PUMP 600 ML CONSISTING OF ARTERIAL LINE PVC MEDICAL GRADE ONE WITH MALE LUER LOCK TO FIT WITH FISTULA NEEDLE INFUSION CANNULA WITH SPIKE AND CONNECTOR CAP LINE CLAMP INJECTION PORT PUMP SEGMENT LENGTH 30 MM I.D. 6 MM HEPARIN LINE FEMALE LUER LOCK TO FIT WITH DIALYZER VENOUS LINE PVC MEDICAL GRADE ONE WITH INJECTION PORT DRIP CHAMBER WITH FILTER LEVEL CONTROL LINE PRESSURE MONITORING LINE WITH TRANSDUCER LINE CLAMP MALE LUER LOCK TO FIT WITH FISTULA NEEDLE DRAINAGE BAG BYPASS CONNECTOR STERILIZATION METHOD: ETO OR STEAM OR GAMMA RADIATION DISPOSABLE STERILE | RENAL SUPPLEMENTARY
3278 | 4216161800600 | BLOOD LINE ADULT FOR NIKKISO DIALYSIS MACHINE OR EQUIVALENT DOUBLE NEEDLE PRIMING VOLUME 143 ML CONSISTING OF ARTERIAL LINE PVC MEDICAL GRADE ONE WITH MALE LUER LOCK TO FIT WITH FISTULA NEEDLE OR CATHETER LINE CLAMP INJECTION PORTARTERY CHAMBER CONNECTED WITH ONLINE PORT CONNECTOR INFUSION PORT ARTERY PRESSURE MONITORING LINE WITH TRANSDUCER Y-ADAPTER FOR PRIMING LINE CONNECTOR CAP PUMP SEGMENT 8 MM HEPARIN LINE CHAMBER PRE FILTER PRESSURE MONITORING LINE WITH TRANSDUCER FOR TMP PRE ONLINE PORT FEMALE LUER LOCK TO FIT WITH DIALYZER VENOUS LINE PVC MEDICAL GRADE ONE WITH INJECTION PORT DRIP CHAMBER WITH FILTER LEVEL CONTROL LINE PRESSURE MONITORING LINE WITH TRANSDUCER LINE CLAMP MALE LUER LOCK TO FIT WITH FISTULA NEEDLE OR CATHETER BYPASS CONNECTOR STERILIZATION METHOD:STEAM OR GAMMA RADIATION DISPOSABLE STERILE. (1 EACH IS EQUIVALENT TO SET) | RENAL SUPPLEMENTARY
3279 | 4216161800700 | BLOOD LINE PEDIATRIC FOR NIKKISO DIALYSIS MACHINE OR EQUIVALENT DOUBLE LUMEN PRIMING LOW VOLUME LESS THAN 100ML CONSISTING OF ARTERIAL LINE PVC MEDICAL GRADE ONE WITH MALE LUER LOCK TO FIT WITH FISTULA NEEDLE OR CATHETER SPIKE LINE CLAMP INJECTION PORT CONNECTION PORT FOR IV SET ARTERY PRESSURE MONITORING LINE WITH TRANSDUCER CONNECTOR WITH FILTER PUMP SEGMENT 8 MM HEPARIN LINE FEMALE LUER LOCK TO FIT WITH DIALYZER VENOUS LINE PVC MEDICAL GRADE ONE WITH FEMALE LUER LOCK TO FIT WITH DIALYZER INJECTION PORT DRIP CHAMBER WITH FILTER LEVEL CONTROL LINE PRESSURE MONITORING LINE WITH TRANSDUCER LINE CLAMP MALE LUER LOCK TO FIT WITH FISTULA NEEDLE OR CATHETER BYPASS CONNECTOR DRAIN BAG WITH FEMALE CONNECTOR CAPACITY 2L STERILIZATION METHOD:STEAM OR GAMMA RADIATION DISPOSABLE STERILE. (1 EACH IS EQUIVALENT TO SET) | RENAL SUPPLEMENTARY
3280 | 4216160102300 | HEMODIALYSIS BLOOD LINES PEDIATRIC COMPATIBLE WITH DIALOG OR EQUIVALENT | RENAL SUPPLEMENTARY
3281 | 4216161800800 | HEMODIALYSIS SUBSTITUTION LINE COMPATIBLE WITH NIKKISO DIALYSIS MACHINE OR EQUIVALENT WITH LENGTH OF APPROXIMATELY 1 METER PUMP SEGMENT 8 MM WITH LENGTH OF APPROXIMATELY 23 CM FOR ON-LINE HDF/HF WITH PRE/POST-DILUTION SUBSTITUTION LINE FOR ON-LINE PRIMING CONNECTION LINE TO SALINE BAG AND RECIRCULATION CONNECTOR | RENAL SUPPLEMENTARY
3282 | 4214251200200 | FISTULA NEEDLE SINGLE G15 SHARP PYROGEN FREE ONE INCH LONG ULTRATHIN WALL LONG TUBE SILICONIZED WITH NEEDLE PROTECTOR AND BACK EYE WITH NON-ALLERGIC WINGS IN WHICH THE NEEDLE CAN ROTATE FREELY CLEAR KINK RESISTANT TUBE FITTED WITH FEMALE LUER LOCK AND PATCHED CLAMP FLEXIBLE WINGS AND PLASTIC PART NON LEAKING TRANSPARENT PLASTIC PART DISPOSABLE STERILE | RENAL SUPPLEMENTARY
3283 | 4214251200000 | FISTULA NEEDLE SINGLE G16 SHARP PYROGEN FREE ONE INCH LONG ULTRATHIN WALL SHORT TUBE SILICONIZED WITH NEEDLE PROTECTOR AND BACK EYE WITH NON-ALLERGIC WINGS IN WHICH THE NEEDLE CAN ROTATE FREELY CLEAR KINK RESISTANT TUBE FITTED WITH FEMALE LUER LOCK AND RATCHET CLAMP FLEXIBLE WINGS AND PLASTIC PART NON LEAKING TRANSPARENT PLASTIC PART DISPOSABLE STERILE | RENAL SUPPLEMENTARY
3284 | 4214251200100 | FISTULA NEEDLE SINGLE G17 SHARP PYROGEN FREE ONE INCH LONG ULTRATHIN WALL SHORT TUBE SILICONIZED WITH NEEDLE PROTECTOR AND BACK EYE WITH NON-ALLERGIC WINGS IN WHICH THE NEEDLE CAN ROTATE FREELY CLEAR KINK RESISTANT TUBE FITTED WITH FEMALE LUER LOCK AND RATCHET CLAMP FLEXIBLE WINGS AND PLASTIC PART NON LEAKING TRANSPARENT PLASTIC PART DISPOSABLE STERILE | RENAL SUPPLEMENTARY
3285 | 4216161000200 | EXTERNAL DRAINAGE LINE FOR HEMODIALYSIS MOBILE MACHINE LENGTH NOT LESS THAN 3M | RENAL SUPPLEMENTARY
3286 | 4216150718700 | MOBILE HEMODIALYSIS SESSION INCLUDING DIALYZER OF HIGH FLUX WITH AVAILABILITY OF DIFFERENT SIZE STARTING FROM (0.2M² 0.3M² 0.7M² 1.3M² 1.6M²) THE SIZE WILL BE ON DEMAND AND DIALYSIS BLOOD LINE ADULT OR PEDIATRIC ON DEMAND AS ORDERED FROM SECTOR (SHOULD BE COMPATIBLE WITH EACH HOSPITAL STANDARD MACHINE AND DIALYSIS SOLUTIONS WITH AVAILABILITY OF DIFFERENT CONCENTRATIONS K 0 MMOL/L 1 MMOL/L 2 MMOL/L 3 MMOL/L 4 MMOL/L WILL BE ON DEMAND WITH DIFFERENT CA CONCENTRATIONS 1.25 MMOL/L 1.5 MMOL/L 1.75 MMOL/L WILL BE ON DEMAND WITH GLUCOSE BASED OR GLUCOSE FREE WILL BE ON DEMAND AND AV FISTULA NEEDLE WITH AVAILABILITY OF DIFFERENT SIZE G15 G16 WILL BE ON DEMAND ON AND OFF DRESSING PACK WARMER BAG WITH LINE ACCESSORY DRAIN LINE EXTENSION THE SESSION NOT LESS THAN 44L OF DIALYSATE SOLUTION ON DEMAND. (1 EACH IS EQUIVALENT TO PK) | RENAL SUPPLEMENTARY
3287 | 4216150718600 | HOME HEMODIALYSIS SESSION INCLUDING DIALYZER OF HIGH FLUX WITH AVAILABILITY OF DIFFERENT SIZE STARTING FROM (0.2M² 0.3M² 0.7M² 1.3M² 1.6M²) THE SIZE WILL BE ON DEMAND AND DIALYSIS BLOOD LINE ADULT OR PEDIATRIC ON DEMAND AS ORDERED FROM SECTOR (SHOULD BE COMPATIBLE WITH HOME DIALYSIS MACHINE AND DIALYSATE SOLUTIONS WITH AVAILABILITY OF DIFFERENT CONCENTRATIONS K 0 MMOL/L 1 MMOL/L 2 MMOL/L 3 MMOL/L 4 MMOL/L WILL BE ON DEMAND WITH DIFFERENT CA CONCENTRATIONS 1.25 MMOL/L 1.5 MMOL/L 1.75 MMOL/L WILL BE ON DEMAND WITH GLUCOSE BASED OR GLUCOSE FREE WILL BE ON DEMAND AND AV FISTULA NEEDLE WITH AVAILABILITY OF DIFFERENT SIZE G15 G16 WILL BE ON DEMAND ON AND OFF DRESSING PACK WARMER BAG WITH LINE ACCESSORY DRAIN LINE EXTENSION THE SESSION NOT LESS THAN 45 OF DIALYSATE SOLUTION ON DEMAND.(( THE COMPANY PROVIDING SESSION AT HOME MUST HAVE REGISTRATION WITH MINISTRY OF COMMERCE )) (1 EACH IS EQUIVALENT TO PK) | RENAL SUPPLEMENTARY
3288 | 4216160806200 | SOLUTION HEMODIALYSIS MACHINE DISINFECTANT COMPATIBLE WITH FRESENIUS MACHINE OR EQUIVALENT HEAT DISINFECTION 4 - 5 LITERS CONTAINER | RENAL SUPPLEMENTARY
3289 | 4216162200200 | SOLUTION HEMODIALYSIS MACHINE DISINFECTANT COMPATIBLE WITH FRESENIUS MACHINE OR EQUIVALENT COLD DISINFECTION 4 - 5 LITERS CONTAINER | RENAL SUPPLEMENTARY
3290 | 4216170103000 | HEMOFILTRATION SET FOR MULTIFILTRATE KIT 16 MPS (MEMBRANE PLASMA SEPARATION) FRESENIUS OR EQUIVALENT THE KIT INCLUDES: PLASMA FILTER STEAM-STERILIZED 0.6 M2 SURFACE AREA FRESENIUS PLASAMSULFONE MEMBRANE PREASSEMBLED MULTIFILTRATE CASSETTE WITH ARTERIAL VENOUS AND FILTRATE SYSTEM SUBSTITUTE SYSTEM FOR MULTIFILTRATE WITH TWO INTEGRATED HEATER BAGS FILTRATE COLLECTION BAG WITH DRAINING 10 L COCK MALE LUER-LOCK CONNECTOR CONNECTION OF BAGS WITH SEPTUM TO HF TUBING SYSTEM | RENAL SUPPLEMENTARY
3291 | 4216150713900 | PLASMA EXCHANGE KITS CONSISTING OF BLOOD LINE AND BLOOD FILTER PEDIATRIC | RENAL SUPPLEMENTARY
3292 | 4216170103600 | PLASMA EXCHANGE SESSION KIT COMPATIBLE WITH FRESENIUS OR EQUIVALENT THE KIT INCLUDES: PLASMA FILTER STEAM-STERILIZED 0.6 M2 OR 0.3 M2 SURFACE AREA COMPATIBLE WITH FRESENIUS POLYSULFONE MEMBRANE OR EQUIVALENT PREASSEMBLED MULTIFILTRATE CASSETTE WITH ARTERIAL VENOUS AND FILTRATE SYSTEM SUBSTITUTE SYSTEM FOR MULTIFILTRATE WITH TWO INTEGRATED HEATER BAGS FILTRATE COLLECTION BAG WITH DRAINING 10 L COCK MALE LUER-LOCK CONNECTOR CONNECTION OF BAGS WITH SEPTUM TO HF TUBING SYSTEM DRESSING PACK NORMAL SALINE 0.09% SODIUM CHLORIDE 2 L. (1 EACH IS EQUIVALENT TO KIT) | RENAL SUPPLEMENTARY
3293 | 4216160805200 | HEMODIALYSIS BICARBONATE 3-138-005 OR EQUIVALENT K 3.0 CA 1.0 NONPYROGENIC ACID CONCENTRATE FF-33 | RENAL SUPPLEMENTARY
3294 | 4216165904000 | CATHETER HEMODIALYSIS KIT 11.5 FRENCH X 20 CM STRAIGHT TIP SHORT TERM | RENAL SUPPLEMENTARY
3295 | 4216160800700 | RENOSOL 14 =FF7 POWDER TO MAKE ACID CONCENTRATE SAME FF7 FORMULA | RENAL SUPPLEMENTARY
3296 | 4216160800800 | RENOSOL 17 =FF19 POWDER TO MAKE ACID CONCENTRATE FF19 | RENAL SUPPLEMENTARY
3297 | 4216160800900 | RENOSOL 16 =FF8 POWDER TO MAKE ACID CONCENTRATE | RENAL SUPPLEMENTARY
3298 | 4216150719200 | SOLUTION BICARBONATE WITHOUT LACTATE CAPD 2.27-2.5% CA 1.25 2L | RENAL SUPPLEMENTARY
3299 | 4216150719300 | SOLUTION BICARBONATE WITHOUT LACTATE CAPD 3.8-4.25% CA 1.25 2L | RENAL SUPPLEMENTARY
3300 | 4216150719700 | SOLUTION BICARBONATE WITHOUT LACTATE 1.36-1.5 % 3 LITERS WITH CALCIUM 1.25 | RENAL SUPPLEMENTARY
3301 | 4216150604400 | CATHETER PERITONEAL DIALYSIS ADULT SILICONE DOUBLE CUFF COILED 64-70 CM | RENAL SUPPLEMENTARY
3302 | 4216180300000 | HEMOFILTRATION SET FOR MULTIFILTRATE KIT 8 CVVHDF 1000 COMPATIBLE WITH (FRESENIUS) OR EQUIVALENT EACH SET ALLOWS ANY OF FOLLOWING RENAL REPLACEMENT THERAPIES TO BE PERFORMED AT TIME: (SCUF) SLOW CONTINUOUS ULTRAFILTRATION (CVVH) CONTINUOUS VENOVENOUS HEMOFILTRATION (CVVHD) CONTINUOUS VENOVENOUS HEMODIALYSIS (CVVHDF) CONTINUOUS VENOVENOUS HEMODIAFILTRATION THE SET IS COMPOSED OF: A FILTER MADE OF POLYSULFONE AV600S ULTRAFLUX MEMBRANE SURFACE AREA 1.8 M2 PRIMING COLLECTION BAG CONNECTED TO THE END OF ACCESS VENOUS LINE FILTRATE BAG 10 LITERS WITH 2 DRAINAGE BAGS IN EACH KIT DIALYSATE INLET LINE EFFLUENT OUTLET LINE ARTERIAL LINE TO FIT MULTIFILTRATE MACHINE VENOUS LINE TO FIT MULTIFILTRATE MACHINE SUBSTITUTE SYSTEM MULTIFILTRATE | RENAL SUPPLEMENTARY
3303 | 4216150718800 | RD HEMODIALYSIS ACID CONCENTRATE K 0 MMOL CA 1.25 MMOL MG 0.5 MMOL DEXTROSE 1.0 GM/L 5 LITERS/PLASTIC CONTAINER | RENAL SUPPLEMENTARY
3304 | 4216150718900 | RD HEMODIALYSIS ACID CONCENTRATE K 1.0 MMOL CA 1.25 MMOL MG 0.5 MMOL DEXTROSE 1.0 GM/L 5 LITERS/PLASTIC CONTAINER | RENAL SUPPLEMENTARY
3305 | 4216150604300 | CATHETER PERITONEAL DIALYSIS 46 - 50 CM ADULT STRAIGHT 2 CUFF | RENAL SUPPLEMENTARY
3306 | 4216160803400 | RD HEMODIALYSIS ACID CONCENTRATE K 1.0 MMOL CA 1.75 MMOL MG 0.5 MMOL DEXTROSE 1.0 GM/L 5 LITERS/PLASTIC CONTAINER | RENAL SUPPLEMENTARY
3307 | 4216150719000 | RD HEMODIALYSIS ACID CONCENTRATE K 3.0 MMOL CA 1.25 MMOL MG 0.5 MMOL DEXTROSE 1.0 GM/L 5 LITERS/PLASTIC CONTAINER | RENAL SUPPLEMENTARY
3308 | 4216163501400 | BICARBONATE CARTRIDGE AND SODIUM CHLORIDE CARTRIDGE FOR PREPARATION OF DIALYSIS FLUID COMPATIBLE WITH GAMBRO AK 200 OR EQUIVALENT ULTRA HEMODIALYSIS MACHINE BOTH CARTRIDGES ARE PACKED TOGETHER IN POLYETHYLENE BAG AND CONSIST OF ONE SODIUM BICARBONATE 720 GM CARTRIDGE | RENAL SUPPLEMENTARY
3309 | 4216163501800 | BICARBONATE CARTRIDGE 900 GM WELL SEALED EASILY FIXED HORIZONTALLY TO THE PORT THROUGH TWO LIP COMPATIBLE WITH FRESENIUS 5008 OR 6008 HEMODIALYSIS MACHINE OR EQUIVALENT | RENAL SUPPLEMENTARY
3310 | 4216170103800 | HEMOFILTER FOR BACTERIA AND ENDOTOXIN RETENTION TO BE USED WITH B BRAUN HEMODIALYSIS MACHINES OR EQUIVALENT FOR ONLINE PREPARATION OF DIALYSATE FOR HEMODIAFILTRATION | RENAL SUPPLEMENTARY
3311 | 4112310100100 | BLOOD LINE TUBING SET COMPATIBLE WITH GAMBRO AK96 OR EQUIVALENT SET CONSISTS OF ARTERIAL LINE AND VENOUS LINE MADE OF MEDICAL GRADE BIOCOMPATIBILITY PVC ANTI-KINKING DESIGN DOES NOT ALLOW CONTACT BETWEEN BLOOD AND COLORED COMPONENTS HAS EXTRACORPOREAL BLOOD VOLUME OF: ARTERIAL LINE 59 CC VENOUS LINE 71 CC PUMP SEGMENT OF 7.9 MM DIAMETER MADE OF VERY SOFT PVC PUMP SEGMENT SHOULD HAVE PAIR OF ROLLERS TP PREVENT SEGMENT OCCLUSION/TWISTING DOUBLE MEMBRANES TRANSDUCER PROTECTION FOR VENOUS P. TRANSDUCER AS A LAST DEFENSE LINE TO PREVENT RISK OF BLOOD CONTAMINATION 2 LITERS DRAINAGE BAG SPIKE AND RECIRCULATION CONNECTOR PRESSURE TRANSDUCER PROTECTOR AND PRESSURE PILLOW FOR NEGATIVE PRESSURE PROTECTION 45 INCHES ANGLED HEPARIN LINE TO AVOID RE-FLOW LARGE LATEX-FREE RUBBER INJECTION PORT CALIBRATED BVS CUVETTE ON ARTERIAL LINE VENOUS CHAMBER SHOULD HAV ANTIFOAM DESIGN WITH SIDE BLOOD ENTRY TO REDUCE TURBULENCE VENOUS CHAMBER SHOULD HAVE INTEGRATED | RENAL SUPPLEMENTARY
3312 | 4214251201900 | FISTULA NEEDLE SINGLE G15 SHARP PYROGEN FREE ONE INCH LONG ULTRATHIN WALL SHORT TUBE SILICONIZED WITH NEEDLE PROTECTOR AND BACK EYE WITH NON-ALLERGIC WINGS IN WHICH THE NEEDLE CAN ROTATE FREELY CLEAR KINK RESISTANT TUBE FITTED WITH FEMALE LUER LOCK AND PATCHED CLAMP FLEXIBLE WINGS AND PLASTIC PART NON LEAKING TRANSPARENT PLASTIC PART DISPOSABLE STERILE | RENAL SUPPLEMENTARY
3313 | 4214251202000 | FISTULA NEEDLE SINGLE G16 SHARP PYROGEN FREE ONE INCH LONG ULTRATHIN WALL LONG TUBE SILICONIZED WITH NEEDLE PROTECTOR AND BACK EYE WITH NON-ALLERGIC WINGS IN WHICH THE NEEDLE CAN ROTATE FREELY CLEAR KINK RESISTANT TUBE FITTED WITH FEMALE LUER LOCK AND RATCHET CLAMP FLEXIBLE WINGS AND PLASTIC PART NON LEAKING TRANSPARENT PLASTIC PART DISPOSABLE STERILE | RENAL SUPPLEMENTARY
3314 | 4214251202100 | FISTULA NEEDLE SINGLE G17 SHARP PYROGEN FREE ONE INCH LONG ULTRATHIN WALL LONG TUBE SILICONIZED WITH NEEDLE PROTECTOR AND BACK EYE WITH NON-ALLERGIC WINGS IN WHICH THE NEEDLE CAN ROTATE FREELY CLEAR KINK RESISTANT TUBE FITTED WITH FEMALE LUER LOCK AND RATCHET CLAMP FLEXIBLE WINGS AND PLASTIC PART NON LEAKING TRANSPARENT PLASTIC PART DISPOSABLE STERILE | RENAL SUPPLEMENTARY
3315 | 4216163501700 | BICARBONATE CARTRIDGE 750 GM WELL SEALED EASILY FIXED HORIZONTALLY TO THE PORT THROUGH TWO LIP COMPATIBLE WITH FRESENIUS 4008S OR 4008 CLASSIC HEMODIALYSIS MACHINE OR EQUIVALENT | RENAL SUPPLEMENTARY
3316 | 4216150704900 | SOLUTION DEXTROSE FORMULATION DIANEAL OR EQUIVALENT 2000 ML TWIN BAG 1.36 - 1.5% WITH CALCIUM 1.25 | RENAL SUPPLEMENTARY
3317 | 4216150701700 | ICODEXTRIN 7.5% 2 LITERS SINGLE BAG FOR A.P.D | RENAL SUPPLEMENTARY
3318 | 4216150707900 | ICODEXTRIN 7.5% 2 LITERS/BAG FOR C.A.P.D | RENAL SUPPLEMENTARY
3319 | 4216150700700 | RENAL DIALYSIS (RD) (PERITONEAL DIALYSIS SET FOR HOME CHOICE MACHINE) CYCLE MACHINE HOME CHOICE CASSETTE LINE 4 PRONGS LUER LOCK MINICAP WITH POVIDONE TITANIUM ADAPTER TRANSFER SET WITH TWIST CLAMP THE DIALYSATE BAG CONTAINS 1.36 - 1.5% DEXTROSE 3000 ML LOW CALCIUM | RENAL SUPPLEMENTARY
3320 | 4216150703600 | RENAL DIALYSIS (RD) (PERITONEAL DIALYSIS SET FOR HOME CHOICE MACHINE) CYCLE MACHINE HOME CHOICE CASSETTE LINE 4 PRONGS LUER LOCK MINICAP WITH POVIDONE TITANIUM ADAPTER TRANSFER SET WITH TWIST CLAMP THE DIALYSATE BAG CONTAINS 3.86 - 4.25% DEXTROSE 5000 ML LOW CALCIUM | RENAL SUPPLEMENTARY
3321 | 4216150704000 | RENAL DIALYSIS (RD) (PERITONEAL DIALYSIS SET FOR HOME CHOICE MACHINE) CYCLE MACHINE HOME CHOICE CASSETTE LINE 4 PRONGS LUER LOCK MINICAP WITH POVIDONE TITANIUM ADAPTER TRANSFER SET WITH TWIST CLAMP THE DIALYSATE BAG CONTAINS 1.36 - 1.5% DEXTROSE 5000 ML LOW CALCIUM | RENAL SUPPLEMENTARY
3322 | 4216150703800 | RENAL DIALYSIS (RD) (PERITONEAL DIALYSIS SET FOR HOME CHOICE MACHINE) CYCLE MACHINE HOME CHOICE CASSETTE LINE 4 PRONGS LUER LOCK MINICAP WITH POVIDONE TITANIUM ADAPTER TRANSFER SET WITH TWIST CLAMP THE DIALYSATE BAG CONTAINS 2.27 - 2.5% DEXTROSE 5000 ML LOW CALCIUM | RENAL SUPPLEMENTARY
3323 | 4216150710600 | RENAL DIALYSIS (RD) WITH ADAPTER PERITONEAL DIALYSIS FLUID WITH 1.36 - 1.5% DEXTROSE 2000 ML FOR CAPD CONTAINING THE FOLLOWING NA 131 - 135 MMOL CA 1.25 - 1.75 MMOL MG 0.75 MMOL CL 102 MMOL LACTATE 35 - 38 MMOL /LITER 2000 ML/PLASTIC BAG BAGS ARE CONNECTED WITH STAY SAFE SYSTEM WHICH SHOULD INCLUDE DISINFECTION CAP STAY SAFE DISC ORGANIZER AND ORGANIZER HOLDER FOR EACH PATIENT TITANIUM OR BIOFINE ADAPTER CATHETER EXTENSION FOR EACH 450 BAGS FOR ADULT AND FOR EACH 200 BAGS FOR PEDIATRICS NOTE WHEN THE PRICE IS EQUAL BIOFINE IS PREFERRED OVER PLASTIC AS THE CONTENT OF THE BAGS TUBES AND BICARBONATE 25 - 40 MMOL/LITER IS PREFERRED OVER LACTATE | RENAL SUPPLEMENTARY
3324 | 4216150711700 | PERITONEAL DIALYSIS SET FOR SLEEP SAFE MACHINE+ DEXTROSE 1 - .36 - 1.5 % 3000 ML (RENAL DIALYSIS SOLUTION 3000 ML WITH DEXTROSE 1 - 36 1.5% FOR SLEEP SAFE CYCLER MACHINE) SHOULD INCLUDE APD SET ORGANIZER ORGANIZER HOLDER ORGANIZER CLIP PER PATIENT TITANIUM OR BIOFINE ADAPTER AND CATHETER EXTENSION PER 450 BAG FOR ADULT AND PER 200 FOR PEDIATRIC ONE SLEEP SAFE SET (LINES CASSETTE) APD. DRAINAGE BAG DISINFECTION CAP FOR ADULT PER 3 BAGS; AND FOR PEDIATRICS PER 2 BAGS NOTE WHEN THE PRICE IS EQUAL BIOFINE IS COVER PLASTIC AS THE CONTENT OF THE BAGS AND TUBES AND BICARBONATE 25 - 40 M MOL\LITRE IS PREFERRED OVER LACTATE) | RENAL SUPPLEMENTARY
3325 | 4216150711900 | PERITONEAL DIALYSIS SET FOR SLEEP SAFE MACHINE+ DEXTROSE 2.27 - 2.5 % 3000 ML (RENAL DIALYSIS SOLUTION 3000 ML WITH DEXTROSE 2.27 - 2.5% FOR SLEEP SAFE CYCLER MACHINE SHOULD INCLUDE APD SET ORGANIZER ORGANIZER HOLDER ORGANIZER CLIP PER PATIENT TITANIUM OR BIOFINE ADAPTER AND CATHETER EXTENSION PER 450 BAG FOR ADULT AND PER 200 FOR PEDIATRIC ONE SLEEP SAFE SET (LINES CASSETTE) APD. DRAINAGE BAG DISINFECTION CAP FOR ADULT PER 3 BAGS AND FOR PEDIATRICS PER 2 BAGS NOTE WHEN THE PRICE IS EQUAL BIOFINE IS PREFERRED OVER PLASTIC AS THE CONTENT OF THE BAGS AND TUBES AND BICARBONATE 25 - 40 M MOL\LITRE IS PREFERRED OVER LACTATE) | RENAL SUPPLEMENTARY
3326 | 4216150712100 | PERITONEAL DIALYSIS SET FOR SLEEP SAFE MACHINE+ DEXTROSE 4.25 % 3000 ML (RENAL DIALYSIS SOLUTION 3000 ML WITH DEXTROSE 4.25% FOR SLEEP SAFE CYCLER MACHINE SHOULD INCLUDE APD SET ORGANIZER ORGANIZER HOLDER ORGANIZER CLIP PER PATIENT TITANIUM OR BIOFINE ADAPTER AND CATHETER EXTENSION PER 450 BAG FOR ADULT AND PER 200 FOR PEDIATRIC ONE SLEEP SAFE SET (LINES CASSETTE) APD. DRAINAGE BAG DISINFECTION CAP FOR ADULT PER 3 BAGS AND FOR PEDIATRICS PER 2 BAGS NOTE WHEN THE PRICE IS EQUAL BIOFINE IS PREFERRED OVER PLASTIC AS THE CONTENT OF THE BAGS AND TUBES AND BICARBONATE 25 - 40 M MOL\LITRE IS PREFERRED OVER LACTATE) | RENAL SUPPLEMENTARY
3327 | 4216150711800 | PERITONEAL DIALYSIS SET FOR SLEEP SAFE MACHINE+ DEXTROSE 1.36 - 1.5 % 5000 ML (RENAL DIALYSIS SOLUTION 5000 ML WITH DEXTROSE 1.5% FOR SLEEP SAFE CYCLER MACHINE SHOULD INCLUDE APD SET ORGANIZER ORGANIZER HOLDER ORGANIZER CLIP PER PATIENT TITANIUM OR BIOFINE ADAPTER AND CATHETER EXTENSION PER 450 BAG FOR ADULT AND PER 200 FOR PEDIATRIC ONE SLEEP SAFE SET (LINES CASSETTE) APD. DRAINAGE BAG DISINFECTION CAP FOR ADULT PER 3 BAGS AND FOR PEDIATRICS PER 2 BAGS NOTE: WHEN THE PRICE IS EQUAL BIOFINE IS PREFERRED OVER PLASTIC AS THE CONTENT OF THE BAGS AND TUBES AND BICARBONATE 25 - 40 M MOL\LITRE IS PREFERRED OVER LACTATE) | RENAL SUPPLEMENTARY
3328 | 4216150712000 | PERITONEAL DIALYSIS SET FOR SLEEP SAFE MACHINE+ DEXTROSE 2.27 - 2.5 % 5000 ML (RENAL DIALYSIS SOLUTION 5000 ML WITH DEXTROSE 2.3% FOR SLEEP SAFE CYCLER MACHINE SHOULD INCLUDE APD SET ORGANIZER ORGANIZER HOLDER ORGANIZER CLIP PER PATIENT TITANIUM OR BIOFINE ADAPTER AND CATHETER EXTENSION PER 450 BAG FOR ADULT AND PER 200 FOR PEDIATRIC ONE SLEEP SAFE SET (LINES CASSETTE) APD. DRAINAGE BAG DISINFECTION CAP FOR ADULT PER 3 BAGS AND FOR PEDIATRICS PER 2 BAGS NOTE WHEN THE PRICE IS EQUAL BIOFINE IS PREFERRED OVER PLASTIC AS THE CONTENT OF THE BAGS AND TUBES AND BICARBONATE 25 - 40 M MOL\LITER IS PREFERRED OVER LACTATE) | RENAL SUPPLEMENTARY
3329 | 4216150712200 | PERITONEAL DIALYSIS SET FOR SLEEP SAFE MACHINE+ DEXTROSE 3.86 - 4.25 % 5000 ML (RENAL DIALYSIS SOLUTION 5000 ML WITH DEXTROSE 4.25% FOR SLEEP SAFE CYCLER MACHINE SHOULD INCLUDE APD SET ORGANIZER ORGANIZER HOLDER ORGANIZER CLIP PER PATIENT TITANIUM OR BIOFINE ADAPTER AND CATHETER EXTENSION PER 450 BAG FOR ADULT AND PER 200 FOR PEDIATRIC ONE SLEEP SAFE SET (LINES CASSETTE) APD. DRAINAGE BAG DISINFECTION CAP FOR ADULT PER 3 BAGS AND FOR PEDIATRICS PER 2 BAGS NOTE WHEN THE PRICE IS EQUAL BIOFINE IS PREFERRED OVER PLASTIC AS THE CONTENT OF THE BAGS AND TUBES AND BICARBONATE 25 - 40 M MOL\LITRE IS PREFERRED OVER LACTATE) | RENAL SUPPLEMENTARY
3330 | 4216150712300 | SOLUTION PERITONEAL DIALYSIS TWIN BAG WITH 1.36 - 1.5% GLUCOSE 2000 ML FOR CAPD PATIENT INTEGRATED DISCONNECT SYSTEM VALIDATED ASYMMETRIC Y - SET CONNECTOLOGY WITH TITANIUM ADAPTER TECHNOLOGY THE COLOR CODED PULL RINGS ARE A STERILITY BARRIER AND CONTAIN RAISED DOTS ESPECIALLY DESIGNED FOR VISUALLY IMPAIRED PATIENTS THE TWIN BAG CONNECTOR IS RECESSED AND COMPLETELY PROTECTED BY AN EXTERNAL SURFACE THEREFORE MINIMIZING TOUCH CONTAMINATION THE TWIN BAG INJECTION SITE IS EASY TO DISINFECT AND TO MANIPULATE THE PATIENT TRANSFER SET CONTAMINATION AREA IS OUTSIDE THE FLUID PATH. COMPATIBLE WITH THE CURRENT APD SYSTEM HOMECHOICE PRO ALLOWING EASE OF SWITCH FROM CAPD TO APD HOMECHOICE PRO AND VICE VERSA | RENAL SUPPLEMENTARY
3331 | 4216150700400 | SOLUTION PERITONEAL DIALYSIS TWIN BAG WITH 2.27 - 2.5% GLUCOSE 2000 ML FOR CAPD PATIENT VALIDATED ASYMMETRIC Y - SET CONNECTOLOGY WITH TITANIUM ADAPTER TECHNOLOGY THE COLOR CODED PULL RINGS ARE A STERILITY BARRIER AND CONTAIN RAISED DOTS ESPECIALLY DESIGNED FOR VISUALLY IMPAIRED PATIENTS THE TWIN BAG CONNECTOR IS RECESSED AND COMPLETELY PROTECTED BY AN EXTERNAL SURFACE THEREFORE MINIMIZING TOUCH CONTAMINATION THE TWIN BAG INJECTION SITE IS EASY TO DISINFECT AND TO MANIPULATE THE PATIENT TRANSFER SET CONTAMINATION AREA IS OUTSIDE THE FLUID PATH. COMPATIBLE WITH THE CURRENT APD SYSTEM HOME CHOICE PRO ALLOWING EASE OF SWITCH FROM CAPD TO APD HOME CHOICE PRO AND VICE VERSA | RENAL SUPPLEMENTARY
3332 | 4216150712400 | SOLUTION PERITONEAL DIALYSIS TWIN BAG WITH 3.86 - 4.25% GLUCOSE 2000 ML FOR CAPD PATIENT VALIDATED ASYMMETRIC Y - SET CONNECTOLOGY WITH TITANIUM ADAPTER TECHNOLOGY THE COLOR CODED PULL RINGS ARE A STERILITY BARRIER AND CONTAIN RAISED DOTS ESPECIALLY DESIGNED FOR VISUALLY IMPAIRED PATIENTS THE TWIN BAG CONNECTOR IS RECESSED AND COMPLETELY PROTECTED BY AN EXTERNAL SURFACE THEREFORE MINIMIZING TOUCH CONTAMINATION. THE TWIN BAG INJECTION SITE IS EASY TO DISINFECT AND TO MANIPULATE. THE PATIENT TRANSFER SET CONTAMINATION AREA IS OUTSIDE THE FLUID PATH COMPATIBLE WITH THE CURRENT APD SYSTEM HOME CHOICE PRO ALLOWING EASE OF SWITCH FROM CAPD TO APD HOME CHOICE PRO AND VICE VERSA | RENAL SUPPLEMENTARY
3333 | 4216150600300 | CATHETER PERITONEAL DIALYSIS NEONATAL SIZE PYROGEN FREE CURVED EXTRA PERITONEAL PART WITH COILED END INTRAPERITONEAL PART RADIO - OPAQUE MEDICAL GRADE SILICONE RUBBER CATHETER WITH TWO DACRON FELT CUFFS AND CONNECTOR WITH INSIDE DIAMETER 2.6 MM OUTSIDE DIAMETER 4.9 MM TOTAL LENGTH= 31 CM INTRAPERITONEAL PART 6 - 7 CM LONG DISPOSABLE STERILE | RENAL SUPPLEMENTARY
3334 | 4216150600700 | CATHETER PERITONEAL DIALYSIS ADULT SILICONE DOUBLE CUFF SWAN NECK STRAIGHT 43 - 48 CM | RENAL SUPPLEMENTARY
3335 | 4216150600800 | CATHETER PERITONEAL DIALYSIS ADULT SILICONE DOUBLE CUFF SWAN NECK STRAIGHT 58 - 63 CM | RENAL SUPPLEMENTARY
3336 | 4216150601100 | CATHETER PERITONEAL DIALYSIS PEDIATRIC SILICONE DOUBLE CUFF SWAN NECK STRAIGHT 36 CM | RENAL SUPPLEMENTARY
3337 | 4216165903300 | CATHETER FOR PERITONEAL DIALYSIS 32 CM PEDIATRIC COILED 2 CUFFS | RENAL SUPPLEMENTARY
3338 | 4216150602400 | CATHETER FOR PERITONEAL DIALYSIS 34 CM PEDIATRIC COILED 2 CUFFS | RENAL SUPPLEMENTARY
3339 | 4216150602900 | CATHETER FOR PERITONEAL DIALYSIS 43 CM PEDIATRIC COILED 2 CUFFS | RENAL SUPPLEMENTARY
3340 | 4216150603100 | CATHETER FOR PERITONEAL DIALYSIS 57 CM ADULT COILED 3 CUFFS | RENAL SUPPLEMENTARY
3341 | 4216151500000 | ADAPTER TITANIUM LOCKING TO CONNECT BETWEEN THE INNER AND OUTER CATHETER REMAIN PERMANENT | RENAL SUPPLEMENTARY
3342 | 4216150402200 | ORGANIZER FOR EASE OF USE DURING APD AND CAPD (ONLY FOR FRESENIUS OR EQUIVALENT) | RENAL SUPPLEMENTARY
3343 | 4216150402300 | ORGANIZER HOLDER FOR EASE OF USE DURING APD AND CAPD (ONLY FOR FRESENIUS OR EQUIVALENT) | RENAL SUPPLEMENTARY
3344 | 4216150402400 | ORGANIZER CLIP FOR EASE OF USE DURING APD AND CAPD (ONLY FOR FRESENIUS OR EQUIVALENT) | RENAL SUPPLEMENTARY
3345 | 4112310100200 | TUBE EXTENSION FOR PERITONEAL DIALYSIS CATHETER LUER-LOCK 25 CM COMPATIBLE WITH FRESENIUS MACHINE | RENAL SUPPLEMENTARY
3346 | 4229531000300 | TUBE EXTENSION FOR PERITONEAL DIALYSIS CATHETER LUER-LOCK 32 CM COMPATIBLE WITH FRESENIUS MACHINE | RENAL SUPPLEMENTARY
3347 | 4216150715600 | WEIGHING SCALE FOR CAPD FLUID | RENAL SUPPLEMENTARY
3348 | 4216150715700 | PERITONEAL DIALYSIS PEDIATRIC SYSTEM SAFE LOCK SYSTEM (INCLUDING DRAINAGE SET) BALANCING IN 5 ML INCREMENTS | RENAL SUPPLEMENTARY
3349 | 4216150704600 | RENAL DIALYSIS (RD) (PERITONEAL DIALYSIS SET FOR HOME CHOICE MACHINE) CYCLE MACHINE HOME CHOICE CASSETTE LINE 4 PRONGS LUER LOCK MINICAP WITH POVIDONE TITANIUM ADAPTER TRANSFER SET WITH TWIST CLAMP THE DIALYSATE BAG CONTAINS 2.27 - 1.5% DEXTROSE 3000 ML LOW CALCIUM | RENAL SUPPLEMENTARY
3350 | 4216150704100 | RENAL DIALYSIS (RD) (PERITONEAL DIALYSIS SET FOR HOME CHOICE MACHINE) CYCLE MACHINE HOME CHOICE CASSETTE LINE 4 PRONGS LUER LOCK MINICAP WITH POVIDONE TITANIUM ADAPTER TRANSFER SET WITH TWIST CLAMP THE DIALYSATE BAG CONTAINS 3.86 - 4.25% DEXTROSE 3000 ML LOW CALCIUM | RENAL SUPPLEMENTARY
3351 | 4216150711400 | RENAL DIALYSIS (RD) WITH ADAPTER PERITONEAL DIALYSIS FLUID WITH 3.86 - 4.25% DEXTROSE 2000 ML FOR CAPD CONTAINING THE FOLLOWING NA 131 - 135 MMOL CA 1.25 - 1.75 MMOL MG 0.75 MMOL CL 102 MMOL LACTATE 35 - 38 MMOL /LITER 2000 ML/PLASTIC BAG BAGS ARE CONNECTED WITH STAY SAFE SYSTEM WHICH SHOULD INCLUDE DISINFECTION CAP STAY SAFE DISC ORGANIZER AND ORGANIZER HOLDER FOR EACH PATIENT TITANIUM OR BIOFINE ADAPTER CATHETER EXTENSION FOR EACH 450 BAGS FOR ADULT AND FOR EACH 200 BAGS FOR PEDIATRICS NOTE WHEN THE PRICE IS EQUAL BIOFINE IS PREFERRED OVER PLASTIC AS THE CONTENT OF THE BAGS TUBES AND BICARBONATE 25 - 40 MMOL/LITER IS PREFERRED OVER LACTATE | RENAL SUPPLEMENTARY
3352 | 4216180000200 | SET CRRT PRISMAFLEX HF20 OR EQUIVALENT FOR NEONATES EACH SET ALLOWS ANY OR RENAL REPLACEMENT THERAPIES TO BE PERFORMED AT TIME: SCUF: SLOW CONTINUOUS ULTRAFILTRATION CVVH: CONTINUOUS VENOVENOUS HEMOFILTRATION CVVHD:CONTINUOUS VENOVENOUS HEMODIALYSIS CVVHDF: CONTINUOUS VENOVENOUS HEMODIAFILTRATION SET CONSIST OF PRECONNECTED LINES AND FILTER: A FILTER MADE PAES HOLLOW FIBER: POLYARYLETHERSULFONE MEMBRANE SURFACE AREA 0.2 M 2 BLOOD VOLUME IN SET 60 ML PRIMING COLLECTION BAG CONNECTED TO THE END OF ACCESS LINE DIALYSATE INLET LINE EFFLUENT OUTLET LINE ARTERIAL LINE TO FIT PRISMA MACHINE VENOUS LINE TO FIT PRISMA MACHINE | RENAL SUPPLEMENTARY
3353 | 4216160101800 | KIT CICA OR EQUIVALENT CONSISTING OF BLOOD LINE AND BLOOD FILTER ADULT | RENAL SUPPLEMENTARY
3354 | 4216170101000 | HEMOFILTRATION KIT FOR CONTINUOUS VENO - VENOUS HEMOFILTRATION FOR AQUARIUS PLATINUM MACHINE (CRRT) CONTAINS: ADULT STANDARD LINE SET FOR AQUARIUS MACHINE (EXTRACORPOREAL VOLUME= 100 ML) WITH HEATER BAG FOUR PRESSURE SENSORS VENOUS CHAMBER BLD CHAMBER AND DEGASSING CHAMBER ALL INTEGRATED PRECONNECTED AND SUITABLE TO USE FOR SCUF. CVVH CVVHD CVVHDF TPE AND HEMOPERFUSION LUER LOCK CONNECTION HEMOFILTER SURFACE AREA= 1.9 M 2 GLYCERINE FREE MAXIMUM TMP= 600 MMHG PRIMING VOLUME= 109 ML LUER UF PORTS SUITABLE FOR SCUF CVVH CVVHD CVVHDF MATERIAL POLYETHER SULFONE. E.T.O STERILIZED BICARBONATE SOLUTION (4 BAGS) | RENAL SUPPLEMENTARY
3355 | 4216170100200 | HEMOFILTRATION SET FOR PRISMA M100 SET (HOSPITAL) OR EQUIVALENT HIGH VOLUME: EACH SET ALLOWS ANY OR RENAL REPLACEMENT THERAPIES TO BE PERFORMED AT TIME: SCUF: SLOW CONTINUOUS ULTRAFILTRATION CVVH : CONTINUOUS VENOVENOUS HEMOFILTRATION CVVHD: CONTINUOUS VENOVENOUS HEMODIALYSIS CVVHDF: CONTINUOUS VENOVENOUS HEMODIAFILTRATION THIS SET CONSISTS OF: A FILTER MADE OF AN 69 MEMBRANE MEMBRANE SURFACE AREA 0.9 M2 HEMOSOL BE SOLUTION 2 LITERS FOR EVERY SET M 100 TO PROVIDE 6 BAGS OF HEMOSOL BO PRIMING COLLECTION BAG CONNECTED TO THE END OF ACCESS LINE A - 5 LITER EFFLUENT BAG WITH DRAINAGE PORT (SP 354) DIALYSATE INLET LINE EFFLUENT OUTLET LINE ARTERIAL LINE TO FIT PRISMA MACHINE VENOUS LINE TO FIT PRISMA MACHINE | RENAL SUPPLEMENTARY
3356 | 4216170101500 | HEMOFILTRATION SET FOR PRISMAFLEX M 100 SET OR EQUIVALENT FOR PRISMAFLEX MACHINES EACH SET ALLOWS ANY OR RENAL REPLACEMENT THERAPIES TO BE PERFORMED AT TIME: SCUF: SLOW CONTINUES ULTRAFILTRATION CVVH: CONTINUOUS VENO - VENOUS HEMOFILTRATION CVVHD: CONTINUOUS VENO - VENOUS HEMODIALYSIS CVVHDF: CONTINUOUS VENO - VENOUS HEMODIAFILTRATION THE SET IS STERILIZED AND CONSIST OF: AN69 HF HOLLOW FIBER DIALYZER WITH MEMBRANE SURFACE AREA 0.9 M2 PRIMING COLLECTION BAG CONNECTED TO THE END OF BLOOD ACCESS LINE 5 LITTER EFFLUENT BAG WITH DRAINING PORT (SP 354) DIALYSATE INLET LINE EFFLUENT OUTLET LINE ARTERIAL LINE TO FIT PRISMAFLEX MACHINE VENOUS LINE TO FIT PRISMAFLEX MACHINE | RENAL SUPPLEMENTARY
3357 | 4216170100900 | HEMOFILTRATION SET FOR MULTIFILTRATE KIT 1 CVVH 400 (FRESENIUS) OR EQUIVALENT EACH SET ALLOWS ANY OF FOLLOWING RENAL REPLACEMENT THERAPIES TO BE PERFORMED AT TIME: (SCUF) SLOW CONTINUOUS ULTRAFILTRATION (CVVH) CONTINUOUS VENOVENOUS HEMOFILTRATION (CVVHD) CONTINUOUS VENOVENOUS HEMODIALYSIS (CVVHDF) CONTINUOUS VENOVENOUS HEMODIAFILTRATION. THE SET IS COMPOSED OF: A FILTER MADE OF POLYSULFONE AV400S ULTRAFLUX MEMBRANE SURFACE AREA 0.7 M2 MULIBIC SOLUTION 4.5 LITER FOR EVERY KIT 1 TO PROVIDE 2 BAGS OF MULTIBIC PRIMING COLLECTION BAG CONNECTED TO THE END OF ACCESS LINE FILTRATE BAG 10 LITERS WITH DRAINAGE PORT DIALYSATE INLET LINE EFFLUENT OUTLET LINE ARTERIAL LINE TO FIT MULTIFILTRATE MACHINE VENOUS LINE TO FIT MULTIFILTRATE MACHINE SUBSTITUTE SYSTEM MULTIFILTRATE | RENAL SUPPLEMENTARY
3358 | 4216170100300 | HEMOFILTRATION SET FOR MULTIFILTRATE KIT 3 CVVHD 600 FOR FRESENIUS MULTIFILTRATE MACHINES OR EQUIVALENT ALLOW RENAL REPLACEMENT THERAPY CVVHD: CONTINUOUS VENO - VENOUS HEMODIALYSIS INCLUDE: ULTRAFLUX AV 600 S HEMOFILTER STEAM STERILIZED WITH 1.4 M2 SURFACE AREA DIALYSATE SYSTEM WITH INTEGRATED HEATER BAG HEPARIN SYRINGE 50 ML | RENAL SUPPLEMENTARY
3359 | 4216180001800 | SET 0.8 M 2 FOR CRRT MACHINE FULLY PRE - CONNECTED OMNI SET INCLUDING (HEMOFILTER BLOOD LINE FILTRATE LINE SUBSTITUTION LINE DIALYSATE LINE ULTRAFILTRATION BAG AND HEATING BAG) FOR EASY AND FASTEST SET READY TO USE AUTOMATIC AIR ELIMINATION UP TO 60 ML WITHOUT INTERFERENCE 7 LITERS ULTRAFILTRATION BAG WITH DRAINAGE PORT (DOWN SIDE) BARCODED ONE SET PROVIDES FULL FLEXIBILITY BY SUPPORTING ALL THERAPIES: SCUF CVVH CVVHD CVVHDF PRE - POST PRE/POST POST/POST | RENAL SUPPLEMENTARY
3360 | 4216180001900 | SET 1.2 M 2 FOR CRRT MACHINE FULLY PRE - CONNECTED OMNI SET INCLUDING (HEMOFILTER BLOOD LINE FILTRATE LINE SUBSTITUTION LINE DIALYSATE LINE ULTRAFILTRATION BAG AND HEATING BAG) FOR EASY AND FASTEST SET READY TO USE AUTOMATIC AIR ELIMINATION UP TO 60 ML WITHOUT INTERFERENCE 7 LITERS ULTRAFILTRATION BAG WITH DRAINAGE PORT (DOWN SIDE) BARCODED AUTOMATIC AIR ELIMINATION UP TO 60 ML WITHOUT INTERFERENCE | RENAL SUPPLEMENTARY
3361 | 4216180002000 | SET 1.6 M 2 FOR CRRT MACHINE FULLY PRE - CONNECTED OMNI SET INCLUDING (HEMOFILTER BLOOD LINE FILTRATE LINE SUBSTITUTION LINE DIALYSATE LINE ULTRAFILTRATION BAG AND HEATING BAG) FOR EASY AND FASTEST SET READY TO USE AUTOMATIC AIR ELIMINATION UP TO 60 ML WITHOUT INTERFERENCE 7 LITERS ULTRAFILTRATION BAG WITH DRAINAGE PORT (DOWN SIDE) BARCODED ONE SET PROVIDES FULL FLEXIBILITY BY SUPPORTING ALL THERAPIES: SCUF CVVH CVVHD CVVHDF PRE - POST PRE/POST POST/POST | RENAL SUPPLEMENTARY
3362 | 4216161501500 | MULTIFILTRATE CRRT/SCUF SET PEDIATRIC ARTERIAL AND VENOUS BLOOD LINES BLOOD VOLUME 54 ML AND PEDIATRIC DIALYSATE/SUBSTITUTE AND FILTRATE SYSTEMS PACKED AS A SET WITH HEMOFILTER STEAM - STERILIZED 0.2 M 2 SURFACE AREA FRESENIUS MEMBRANE OR EQUIVALENT VOLUME 18 ML | RENAL SUPPLEMENTARY
3363 | 4216160102400 | PRISMATHERM OR EQUIVALENT EXTENSION LINE (SP 420) FOR PRISMA AND PRISMAFLEX MACHINES STERILE WITH CAPS | RENAL SUPPLEMENTARY
3364 | 4216163200300 | PRISMA M 100 SET OR PRISMAFLEX M 100 SET WITHOUT SOLUTIONS | RENAL SUPPLEMENTARY
3365 | 4216163200400 | PRISMA M 60 SET OR PRISMAFLEX M 60 SET WITHOUT SOLUTIONS | RENAL SUPPLEMENTARY
3366 | 4216170200500 | DRAIN - BAG FOR CRRT 5L | RENAL SUPPLEMENTARY
3367 | 4216160803100 | SOLUTION BICARBONATE FOR (CRRT) K4 CALCIUM FREE 5000ML | RENAL SUPPLEMENTARY
3368 | 4216160803200 | SOLUTION BICARBONATE FOR (CRRT) K2 CALCIUM FREE 5000ML | RENAL SUPPLEMENTARY
3369 | 4216180002100 | SOLUTION FOR CRRT CITRATE | RENAL SUPPLEMENTARY
3370 | 4216170100700 | HEMOFILTRATION SET FOR MULTIFILTRATE KIT 4 CVVHDF 600 FOR FRESENIUS MULTIFILTRATE MACHINES OR EQUIVALENT ALLOW RENAL REPLACEMENT THERAPY CVVHDF : CONTINUOUS VENO - VENOUS HEMODIAFILTRATION INCLUDE: ULTRAFLUX AV 600 S HEMOFILTE STEAM STERILIZED WITH 1.4 M2 SURFACE AREA SUBSTITUTE SYSTEM WITH INTEGRATED HEATER BAG DIALYSATE SYSTEM WITH INTEGRATED HEATER BAG HEPARIN SYRINGE 50 ML | RENAL SUPPLEMENTARY
3371 | 4216150601900 | CATHETER PERMANENT JUGULAR VEIN FOR CHILDREN CONSISTING OF: DUAL LUMEN SILICONE RUBBER CATHETER AND CLEAR SILICONE EXTENSION TUBES TERMINATING WITH END CAPES 13 CM FROM TIP TO CUFF (12.5 FR X 18 CM) GUIDEWIRE SHEATH DILATOR TUNNELING STYLET INTRODUCER NEEDLE AND 10 CC LUER LOCK SYRINGE SCALPEL DISPOSABLE STERILE | RENAL SUPPLEMENTARY
3372 | 4216150602000 | CATHETER PERMANENT JUGULAR VEIN FOR CHILDREN CONSISTING OF: DUAL LUMEN SILICONE RUBBER CATHETER AND CLEAR SILICONE EXTENSION TUBES TERMINATING WITH END CAPES 10 CM FROM TIP TO CUFF (12.5 FR X 15 CM) GUIDEWIRE SHEATH DILATOR TUNNELING STYLET INTRODUCER NEEDLE AND 10 CC LUER LOCK SYRINGE SCALPEL DISPOSABLE STERILE | RENAL SUPPLEMENTARY
3373 | 4216150602100 | CATHETER PERMANENT JUGULAR VEIN FOR CHILDREN CONSISTING OF: DUAL LUMEN SILICONE RUBBER CATHETER AND CLEAR SILICONE EXTENSION TUBES TERMINATING WITH END CAPES 11 CM FROM TIP TO CUFF (10 FR X 15 CM) GUIDEWIRE SHEATH DILATOR TUNNELING STYLET INTRODUCER NEEDLE AND 10 CC LUER LOCK SYRINGE SCALPEL DISPOSABLE STERILE | RENAL SUPPLEMENTARY
3374 | 4216150602200 | CATHETER PERMANENT JUGULAR VEIN FOR CHILDREN CONSISTING OF: DUAL LUMEN SILICONE RUBBER CATHETER AND CLEAR SILICONE EXTENSION TUBES TERMINATING WITH END CAPES 14 CM FROM TIP TO CUFF (10 FR X 18 CM) GUIDEWIRE SHEATH DILATOR TUNNELING STYLET INTRODUCER NEEDLE AND 10 CC LUER LOCK SYRINGE SCALPEL DISPOSABLE STERILE | RENAL SUPPLEMENTARY
3375 | 4216150602300 | CATHETER PERMANENT JUGULAR VEIN FOR CHILDREN CONSISTING OF: DUAL LUMEN SILICONE RUBBER CATHETER AND CLEAR SILICONE EXTENSION TUBES TERMINATING WITH END CAPES 15 CM FROM TIP TO CUFF (8 FR X 18 CM) GUIDEWIRE SHEATH DILATOR TUNNELING STYLET INTRODUCER NEEDLE AND 10 CC LUER LOCK SYRINGE SCALPEL DISPOSABLE STERILE | RENAL SUPPLEMENTARY
3376 | 4222150306700 | CATHETER FEMORAL VEIN SET CONSISTS OF DUAL LUMEN CATHETER 5 INCHES EFFECTIVE LENGTH ROTATING POLYURETHANE FLEXIBLE NON - ALLERGIC WINGS WITH SMALL STRETCHING HOLES SILICONE TUBES FITTED WITH FEMALE LUER LOCK STAINLESS STEEL GUIDEWIRE DIAMETER 0.038 INCH LENGTH IS ABOUT 3 TIMES THE CATHETER LENGTH EASILY SLIDING GAUGE 18 INTRODUCER NEEDLE 9 FR DILATOR | RENAL SUPPLEMENTARY
3377 | 4222150306800 | CATHETER FEMORAL VEIN SET CONSISTS OF DUAL LUMEN CATHETER 8 INCHES EFFECTIVE LENGTH ROTATING POLYURETHANE INTERNAL DIAMETER 12 FR FLEXIBLE NON - ALLERGIC WINGS WITH SMALL STRETCHING HOLES SILICONE TUBES FITTED WITH FEMALE LUER LOCK STAINLESS STEEL GUIDEWIRE DIAMETER 0.035 INCH SOFT TIP WITH STEPPED TISSUE DILATOR LENGTH IS ABOUT 3 TIMES THE CATHETER LENGTH EASILY SLIDING GAUGE 18 INTRODUCER NEEDLE 12 FR DILATOR | RENAL SUPPLEMENTARY
3378 | 4222150308800 | CATHETER FEMORAL VEIN SET CONSISTS OF DUAL LUMEN CATHETER 11.5 FR X 15CM INCHES EFFECTIVE LENGTH ROTATING POLYURETHANE FLEXIBLE NONALLERGIC WINGS WITH SMALL STITCHING HOLES SILICONE TUBES FITTED WITH FEMALE LUER LOCK STAINLESS STEEL GUIDEWIRE DIAMETER 0.038 INCH LENGTH 70 CM FLEXIBLE EASILY SLIDING 12 F DILATOR GAUGE 18 INTRODUCER NEEDLE SCALPEL INJECTION CAPS ADHESIVE DRESSING STERILE | RENAL SUPPLEMENTARY
3379 | 4222150308900 | CATHETER JUGULAR VEIN SET CONSISTS OF DUAL LUMEN CATHETER 5 INCHES EFFECTIVE LENGTH ROTATING POLYURETHANE INTERNAL DIAMETER 12 F FLEXIBLE NON - ALLERGIC WINGS WITH SMALL STRETCHING HOLES SILICONE TUBES FITTED WITH FEMALE LUER LOCK THE OUTER PART IS CURVED AND DIRECTED DOWNWARDS TO THE SUBCLAVIAN REGION STAINLESS STEEL GUIDEWIRE DIAMETER 0.038 INCH LENGTH IS ABOUT 3 TIMES THE CATHETER LENGTH EASILY SLIDING GAUGE 18 INTRODUCER NEEDLE 9 FR DILATOR STERILE | RENAL SUPPLEMENTARY
3380 | 4222150309000 | CATHETER JUGULAR VEIN SET CONSISTS OF DUAL LUMEN CATHETER 7 INCHES EFFECTIVE LENGTH ROTATING POLYURETHANE INTERNAL DIAMETER 12 F FLEXIBLE NONALLERGIC WINGS WITH SMALL STITCHING HOLES SILICONE TUBES FITTED WITH FEMALE LUER LOCK THE OUTER PART IS CURVED AND DIRECTED DOWNWARDS TO THE SUBCLAVIAN REGION STAINLESS STEEL GUIDEWIRE DIAMETER 0.038 INCHES LENGTH 70 CM FLEXIBLE EASILY SLIDING 12 F DILATOR GAUGE 18 INTRODUCER NEEDLE SCALPEL INJECTION CAPS ADHESIVE DRESSING STERILE | RENAL SUPPLEMENTARY
3381 | 4222150107700 | CATHETER POLYURETHANE KIT FOR PEDIATRIC FEMORAL DUAL LUMEN CATHETER 4 INCHES LONG WITH GUIDEWIRE INTRODUCER NEEDLE AND DILATOR 8 FR STERILE | RENAL SUPPLEMENTARY
3382 | 4222151201300 | CATHETER POLYURETHANE KIT FOR PEDIATRIC FEMORAL DUAL LUMEN CATHETER 5 INCHES LONG WITH GUIDE WIRE INTRODUCER NEEDLE AND DILATOR 9 FR STERILE | RENAL SUPPLEMENTARY
3383 | 4216165903000 | CATHETER KIT TRIPLE - LUMEN ACUTE HIGH PRESSURE 12 FR (4.0 MM) X 20 CM CURVED EXTENSIONS STERILE | RENAL SUPPLEMENTARY
3384 | 4216165903400 | CATHETER HEMODIALYSIS KIT 10 FR X 12 CM SHORT TERM | RENAL SUPPLEMENTARY
3385 | 4216165903700 | CATHETER HEMODIALYSIS KIT 12.5 FR X 15 CM LONG TERM FOR PEDIATRIC PATIENTS | RENAL SUPPLEMENTARY
3386 | 4216165904200 | CATHETER HEMODIALYSIS KIT 13 FR X 20 CM STRAIGHT TRIPLE LUMEN | RENAL SUPPLEMENTARY
3387 | 4216165906400 | CATHETER HEMODIALYSIS SILICONE KIT 14 FR X 23 CM TIP TO CUFF LONG TERM | RENAL SUPPLEMENTARY
3388 | 4216165906500 | CATHETER HEMODIALYSIS SILICONE KIT 14.5FR X 28 CM TIP TO CUFF LONG TERM | RENAL SUPPLEMENTARY
3389 | 4216165906600 | CATHETER HEMODIALYSIS SILICONE KIT 14.5 FR X 33 CM TIP TO CUFF LONG TERM | RENAL SUPPLEMENTARY
3390 | 4216165906800 | CATHETER HEMODIALYSIS SILICONE KIT 14.5 FRENCH X 42 CM TIP TO CUFF LONG TERM | RENAL SUPPLEMENTARY
3391 | 4216165910400 | CATHETER PERMANENT JUGULAR VEIN DUAL LUMEN FOR ADULT CONSISTS OF: PERMANENT DUAL LUMEN CATHETER ATTACHED TO Y CONNECTOR WITH FEMALE LUER LOCK ADAPTER WITH DACRON FELT CUFF 14.5 FRENCH 19CM FROM THE TIP TO CUFF SYMMETRIC-TIP FLOW RATES 300 ML/MT RECIRCULATION 5 % OR LESS J-STRAIGHT 0.038 INCH GUIDEWIRE SHEATH DILATOR TUNNELING STYLET INTRODUCER NEEDLE AND 10 CC LUER LOCK SYRINGE DISPOSABLE STERILE | RENAL SUPPLEMENTARY
3392 | 4216165910500 | CATHETER PERMANENT JUGULAR VEIN DUAL LUMEN FOR ADULT CONSISTS OF: PERMANENT DUAL LUMEN CATHETER ATTACHED TO Y CONNECTOR WITH FEMALE LUER LOCK ADAPTER WITH DACRON FELT CUFF 14.5 FRENCH 23 CM FROM TIP TO CUFF SYMMETRIC-TIP FLOW RATES 300 ML/MT RECIRCULATION 5 % OR LESS J-STRAIGHT 0.038 INCH GUIDEWIRE SHEATH DILATOR TUNNELING STYLET INTRODUCER NEEDLE AND 10 CC LUER LOCK SYRINGE DISPOSABLE STERILE | RENAL SUPPLEMENTARY
3393 | 4216165910600 | CATHETER PERMANENT FEMORAL VEIN DUAL LUMEN FOR ADULT CONSISTS OF: PERMANENT DUAL LUMEN CATHETER ATTACHED TO Y CONNECTOR WITH FEMALE LUER LOCK ADAPTER WITH DACRON FELT CUFF 15.5 FRENCH 50-55 CM FROM TIP TO CUFF SYMMETRIC-TIP FLOW RATES 300 ML/MT RECIRCULATION 5 % OR LESS J-STRAIGHT 0.038 INCH GUIDEWIRE SHEATH DILATOR TUNNELING STYLET INTRODUCER NEEDLE AND 10 CC LUER LOCK SYRINGE DISPOSABLE STERILE | RENAL SUPPLEMENTARY
3394 | 4216165910700 | CATHETER PERMANENT FEMORAL VEIN DUAL LUMEN FOR ADULT CONSISTS OF: PERMANENT DUAL LUMEN CATHETER ATTACHED TO Y CONNECTOR WITH FEMALE LUER LOCK ADAPTER WITH DACRON FELT CUFF 14.5 FRENCH 28 CM FROM TIP TO CUFF SYMMETRIC-TIP FLOW RATES 300 ML/MT RECIRCULATION 5 % OR LESS J-STRAIGHT 0.038 INCH GUIDEWIRE SHEATH DILATOR TUNNELING STYLET INTRODUCER NEEDLE AND 10 CC LUER LOCK SYRINGE DISPOSABLE STERILE | RENAL SUPPLEMENTARY
3395 | 4216165910800 | CATHETER PERMANENT JUGULAR VEIN FOR ADULT CONSISTING OF: DUAL LUMEN EFFECTIVE LENGTH ROTATING POLYURETHANE AND CLEAR SILICONE EXTENSION TUBES TERMINATING WITH END CAPS (15.5 FR X 50 CM FROM TIP TO CUFF) GUIDEWIRE SHEATH DILATOR TUNNELING STYLET INTRODUCER NEEDLE AND 10 CC LUER LOCK SYRINGE SCALPEL DISPOSABLE STERILE | RENAL SUPPLEMENTARY
3396 | 4216165910900 | CATHETER SHORT-TERM JUGULAR VEIN FOR CHILDREN CONSISTING OF: DUAL LUMEN SILICONE RUBBER CATHETER AND CLEAR SILICONE EXTENSION TUBES TERMINATING WITH END CAPS (7 FR X 7 CM) GUIDEWIRE SHEATH DILATOR INTRODUCER NEEDLE AND 5 CC LUER LOCK SYRINGE DISPOSABLE STERILE | RENAL SUPPLEMENTARY
3397 | 4216165911000 | CATHETER SHORT-TERM JUGULAR VEIN FOR CHILDREN CONSISTING OF: DUAL LUMEN SILICONE RUBBER CATHETER AND CLEAR SILICONE EXTENSION TUBES TERMINATING WITH END CAPS (7 FR X 10 CM) GUIDEWIRE SHEATH DILATOR INTRODUCER NEEDLE AND 5 CC LUER LOCK SYRINGE DISPOSABLE STERILE | RENAL SUPPLEMENTARY
3398 | 4216165911200 | CATHETER SHORT-TERM JUGULAR VEIN FOR CHILDREN CONSISTING OF: DUAL LUMEN SILICONE RUBBER CATHETER AND CLEAR SILICONE EXTENSION TUBES TERMINATING WITH END CAPS (11 FR X 12 CM) GUIDEWIRE SHEATH DILATOR INTRODUCER NEEDLE AND 5 CC LUER LOCK SYRINGE DISPOSABLE STERILE | RENAL SUPPLEMENTARY
3399 | 4216165911300 | CATHETER SHORT-TERM JUGULAR VEIN FOR ADULT CONSISTING OF: DUAL LUMEN POLYURETHANE CATHETER AND CLEAR SILICONE RUBBER EXTENSION THE OUTER PART IS CURVED AND DIRECTED DOWNWARDS TO THE JUGULAR VEIN TUBES TERMINATING WITH END CAPS (11.5 FR X 15-16 CM) GUIDEWIRE SHEATH DILATOR INTRODUCER NEEDLE AND 5 CC LUER LOCK SYRINGE DISPOSABLE STERILE | RENAL SUPPLEMENTARY
3400 | 4216163301700 | DIALYZER HIGH FLUX WITH ANTI-THROMBOGENIC HOLLOW FIBER MEMBRANE MATERIAL: HEPARIN: AN69 ST MEMBRANE SURFACE AREA 1.35 M HIGH ULTRAFILTRATION COEFFICIENT 40 ML/HR/MMHG STERILIZATION BY STEAM OR GAMMA RADIATION | RENAL SUPPLEMENTARY
3401 | 4216163301500 | DIALYZER HIGH FLUX WITH ANTI-THROMBOGENIC HOLLOW FIBER MEMBRANE MATERIAL: HEPARIN: AN 69 STE MEMBRANE SURFACE AREA 1.65 M HIGH ULTRA = FILTRATION COEFFICIENT 50 ML/HR/MMHG STERILIZATION BY STEAM OR GAMMA RADIATION | RENAL SUPPLEMENTARY
3402 | 4216163302900 | DIALYZER HIGH FLUX HOLLOW FIBER MEMBRANE MATERIAL: POLYSULFON AND ITS DERIVATIVES WITH MALE LUER LOCK FOR TUBING SURFACE AREA 0.6 M 2 VIT. B 12 CLEARANCE AT Q.B. 200 ML/MN KEEPING BLOOD FLOW CONSTANT AT THIS RATE 30 ML/MN ULTRAFILTRATION RATE BETWEEN 2 - 4 ML/HR/MMHG NEGATIVE PRESSURE STERILIZED BY STEAM OR BETA GAMMA RADIATION | RENAL SUPPLEMENTARY
3403 | 4222230200800 | DIALYZER HIGH FLUX HOLLOW FIBER MEMBRANE MATERIAL: POLYSULFON AND ITS DERIVATIVES SURFACE AREA 1 M 2 HIGH ULTRA FILTRATION COEFFICIENT 20 - 30 ML/HR/ 1 MM HG STERILIZED BY STEAM OR BETA GAMMA RADIATION | RENAL SUPPLEMENTARY
3404 | 4216163301300 | DIALYZER HIGH FLUX HOLLOW FIBER MEMBRANE MATERIAL: POLYSULFON AND ITS DERIVATIVES SURFACE AREA 1.3 - 1.4 M 2 HIGH ULTRA FILTRATION COEFFICIENT 40 ML/HR/ 1 MM HG STERILIZED BY STEAM OR BETA GAMMA RADIATION | RENAL SUPPLEMENTARY
3405 | 4216163301900 | DIALYZER HIGH FLUX HOLLOW FIBER MEMBRANE MATERIAL: POLYSULFON AND ITS DERIVATIVES SURFACE AREA 1.6 - 1.7 M 2 HIGH ULTRA FILTRATION COEFFICIENT 40 - 60 ML/HR/ 1 MM HG STERILIZED BY STEAM OR BETA GAMMA RADIATION | RENAL SUPPLEMENTARY
3406 | 4216163302800 | DIALYZER HIGH FLUX HOLLOW FIBER MEMBRANE MATERIAL: POLYSULFON AND ITS DERIVATIVES SURFACE AREA 1.8 - 2.1 M 2 HIGH ULTRA FILTRATION COEFFICIENT 50 - 60 ML/HR/ 1 MMHG STERILIZED BY STEAM OR BETA GAMMA RADIATION | RENAL SUPPLEMENTARY
3407 | 4220341402500 | DIALYZER HIGH FLUX HOLLOW FIBER MEMBRANE MATERIAL: POLYSULFON AND ITS DERIVATIVES SURFACE AREA 2.2 - 2.5 M 2 HIGH ULTRA FILTRATION COEFFICIENT 82 - 93 ML/HR/ 1 MMHG STERILIZED BY STEAM OR BETA GAMMA RADIATION | RENAL SUPPLEMENTARY
3408 | 4216161500700 | DIALYZER LOW FLUX HOLLOW FIBER HIGH ULTRAFILTRATION: MEMBRANE MATERIAL: POLYSULFON AND ITS DERIVATIVES WITH MALE LUER LOCK FOR TUBING SURFACE AREA 1.7 - 1.8 M 2 VIT. B 12 CLEARANCE AT Q.B 200 ML/MIN KEEPING BLOOD FLOW CONSTANT AT THIS RATE 50 ML/MIN ULTRAFILTRATION RATE BETWEEN 15 - 20 ML/HR/MMHG NEGATIVE PRESSURE STERILIZED BY STEAM OR BETA GAMMA RADIATION | RENAL SUPPLEMENTARY
3409 | 4216163301600 | DIALYZER LOW FLUX HOLLOW FIBER MEMBRANE MATERIAL: POLYSULFON AND ITS DERIVATIVES LOW ULTRA FILTRATION WITH: MALE LUER LOCK FOR TUBING SURFACE AREA 0.7 - 0.8 M 2 VIT. B 12 CLEARANCE AT Q B 200 ML/MN KEEPING BLOOD FLOW CONSTANT AT THIS RATE 30 ML/MN ULTRAFILTRATION RATE BETWEEN 8 - 10 ML/HOUR/MM HG STERILIZED BY STEAM OR BETA GAMMA RADIATION | RENAL SUPPLEMENTARY
3410 | 4216163301100 | DIALYZER LOW FLUX HOLLOW FIBER HIGH ULTRA FILTRATION MEMBRANE MATERIAL: POLYSULFON AND ITS DERIVATIVES WITH: MALE LUER LOCK FOR TUBING SURFACE AREA BETWEEN 1.3 - 1.4 M 2 VIT. B 12 CLEARANCE AT Q.B. 200 ML/MN KEEPING BLOOD FLOW CONSTANT AT THIS RATE 50 ML/MN ULTRAFILTRATION RATE BETWEEN 10 - 15 ML/HR/MM HG NEGATIVE PRESSURE STERILIZED BY STEAM OR BETA GAMMA RADIATION | RENAL SUPPLEMENTARY
3411 | 4216163301200 | DIALYZER LOW FLUX HOLLOW FIBER HIGH ULTRA FILTRATION MEMBRANE MATERIAL: POLYSULFON AND ITS DERIVATIVES WITH: MALE LUER LOCK FOR TUBING SURFACE AREA BETWEEN 1.5 - 1.6 M 2 VIT. B 12 CLEARANCE AT Q.B. 200 ML/MN KEEPING BLOOD FLOW CONSTANT AT THIS RATE 50 ML/MN ULTRAFILTRATION RATE BETWEEN 15 - 20 ML/HR/MMHG NEGATIVE PRESSURE STERILIZED BY STEAM OR BETA GAMMA RADIATION | RENAL SUPPLEMENTARY
3412 | 4216163301400 | DIALYZER LOW FLUX HOLLOW FIBER MEDIUM ULTRA FILTRATION MEMBRANE MATERIAL: POLYSULFON AND ITS DERIVATIVES WITH: MALE LUER LOCK FOR TUBING SURFACE AREA 1.0 - 1.2 M 2 VIT. B 12 CLEARANCE AT Q.B. 200 ML/MN KEEPING BLOOD FLOW CONSTANT AT THIS RATE 45 ML/MN ULTRAFILTRATION RATE BETWEEN 8 - 10 ML/HR/MM HG NEGATIVE PRESSURE STERILIZED BY STEAM OR BETA GAMMA RADIATION | RENAL SUPPLEMENTARY
3413 | 4222230200600 | DIALYZER LOW FLUX HOLLOW FIBER PEDIATRIC SIZE MEMBRANE MATERIAL: POLYSULFON AND ITS DERIVATIVES WITH: MALE LUER LOCK FOR TUBING SURFACE AREA 0.4 M2 VIT. B12 CLEARANCE AT Q.B. 200 ML/MN KEEPING BLOOD FLOW CONSTANT AT THIS RATE 15 ML/MN ULTRAFILTRATION RATE BETWEEN 2 - 4 ML/HR/MM HG NEGATIVE PRESSURE STERILIZED BY STEAM OR BETA GAMMA RADIATION | RENAL SUPPLEMENTARY
3414 | 4220341402600 | DIALYZER HIGH FLUX HOLLOW FIBER MEMBRANE MATERIAL: POLYSULFON AND ITS DERIVATIVES SURFACE AREA 1.7 - 1.8 M 2 HIGH ULTRAFILTRATION COEFFICIENT 20 - 30 ML/HR/MMHG STERILIZATION: STEAM OR BETA GAMMA RADIATION | RENAL SUPPLEMENTARY
3415 | 4216165901400 | RD HEMODIALYSIS ACID CONCENTRATE FOR BICARBONATE DIALYSIS FORMULA (FF2) AFTER DILUTING 1 LITER CONCENTRATE WITH 34 LITERS OF WATER THE FOLLOWING CONCENTRATIONS OF IONS/LITER ARE OBTAINED: NA 103 MMOL ACETATE 2.97 CA 1.5 MMOL CL 108 MMOL MG 0.5 MMOL DEXTROSE 1.1 GM/L MMOL K 1 MMOL WITH AN OSMOLARITY OF 223 MOSM/L 5 LITERS/PLASTIC CONTAINER | RENAL SUPPLEMENTARY
3416 | 4216160805400 | RD HEMODIALYSIS ACID CONCENTRATE FOR BICARBONATE DIALYSIS FORMULA (FF3) AFTER DILUTING 1 LITER CONCENTRATE WITH 34 LITERS OF WATER THE FOLLOWING CONCENTRATIONS OF IONS/LITER ARE OBTAINED: NA 103 MMOL K 2 MMOL CA 1.25 MMOL MG 0.5 MMOL CL 108.5 MMOL ACETATE 2.97 MMOL DEXTROSE 1.1 GM/L WITH AN OSMOLARITY OF 223 MOSM/L 5 LITERS/PLASTIC CONTAINER | RENAL SUPPLEMENTARY
3417 | 4216160805500 | RD HEMODIALYSIS ACID CONCENTRATE FOR BICARBONATE DIALYSIS IN DILUTION (1:44) GIVES THE FOLLOWING CONCENTRATIONS: IN MMOL /G 971 L DEXTROSE 1.1 G/L NA 100 K 2.00 CA 1.5 MG 0.375 CL 105.75 ACETATE 2.00 TOTAL OSMOLARITY = 212.00 MOSM/L IN 5 LITERS | RENAL SUPPLEMENTARY
3418 | 4216160805800 | RD HEMODIALYSIS ACID CONCENTRATE FOR BICARBONATE DIALYSIS AFTER DILUTING 1 LITER CONCENTRATION WITH 34 LITERS OF WATER THE FOLLOWING CONCENTRATION OF IONS/LITER ARE OBTAINED DEXTROSE 1.1 G/L SODIUM 103 MMOL POTASSIUM 3 MMOL CALCIUM 1.75 MMOL CHLORIDE 109 MMOL ACETATE 2.97 MMOL MAGNESIUM 0.5 MMOL WITH AN OSMOLARITY OF 223 MOSM/L IN 5 LITERS/GALLON | RENAL SUPPLEMENTARY
3419 | 4216160806300 | SOLUTION SODIUM BICARBONATE CONCENTRATED NON - PYROGENIC SODIUM BICARBONATE CONCENTRATED SOLUTION FOR USE IN CONJUNCTION WITH ACID CONCENTRATE NOT TO BE INTENDED FOR USE BY INTRAVENOUS INFUSION SODIUM 967 MEQ/L BICARBONATE 967 MEQ/L CHEMICAL COMPOSITION: EACH LITER CONTAINS SODIUM BICARBONATE 81.25 G/L 5 LITER/GALLON | RENAL SUPPLEMENTARY
3420 | 4216163500700 | BICARBONATE CARTRIDGE 650 GM WELL SEALED EASILY FIXED HORIZONTALLY TO THE PORT THROUGH TWO LIP SEALS FOR FRESENIUS 5008 HEMODIALYSIS MACHINE AND FRESENIUS 4008 CLASSIC HEMODIALYSIS MACHINE OR EQUIVALENT | RENAL SUPPLEMENTARY
3421 | 4216163500800 | BICARBONATE CARTRIDGE 650 GM WELL SEALED EASILY PERFORATED AND FITTED WITH FRESENIUS HEMODIALYSIS MACHINE 4008 S OR EQUIVALENT | RENAL SUPPLEMENTARY
3422 | 4216163500900 | BICARBONATE CARTRIDGE 650 GM WELL SEALED EASILY PERFORATED AND IT SHOULD BE FITTED WITH FILTERS IN BOTH ENDS AND FITTED WITH GAMBRO AND B BRAUN AND OTHER HEMODIALYSIS MACHINES OR EQUIVALENT | RENAL SUPPLEMENTARY
3423 | 4216160802000 | BICARBONATE CARTRIDGE 750 GM APPROXIMATELY WELL SEALED EASILY PERFORATED AND IT SHOULD BE FITTED WITH FILTERS IN BOTH ENDS AND FITTED WITH GAMBRO AND B BRAUN OR EQUIVALENT AND OTHER HEMODIALYSIS MACHINES | RENAL SUPPLEMENTARY
3424 | 4216163501000 | BICARBONATE CARTRIDGE 750 GM WELL SEALED EASILY PERFORATED AND FITTED WITH FRESENIUS HEMODIALYSIS MACHINE MODEL 4008 S OR EQUIVALENT | RENAL SUPPLEMENTARY
3425 | 4220344801900 | THE LOCK SOLUTION CONTAINS AMPOULE OR VIAL (5 ML) (CYCLO) - TAUROLIDINE 500 UNITS HEPARIN PER ML AND CITRATE (4%) (CYCLO) - TAUROLIDINE HAS BROAD ANTIMICROBIAL ACTIVITY INCLUDING MRSA AND VRE AGAINST GRAM POSITIVE AND GRAM - NEGATIVE BACTERIA AND FUNGI | RENAL SUPPLEMENTARY
3426 | 4220344802000 | THE LOCK SOLUTION AMPOULE OR VIAL (5 ML) CONTAINS (CYCLO) - TAUROLIDINE CITRATE (4%) AND UROKINASE (25 000 IU) (CYCLO) - TAUROLIDINE HAS BROAD ANTIMICROBIAL ACTIVITY INCLUDING MRSA AND VRE CITRATE | RENAL SUPPLEMENTARY
3427 | 4220344802100 | THE LOCK SOLUTION CONTAINS AMPOULE OR VIAL (3 ML) (CYCLO) - TAUROLIDINE 100 UNITS HEPARIN PER ML AND CITRATE (4%) (CYCLO) - TAUROLIDINE HAS BROAD ANTIMICROBIAL ACTIVITY INCLUDING MRSA AND VRE AGAINST GRAM POSITIVE AND GRAM - NEGATIVE BACTERIA AND FUNGI | RENAL SUPPLEMENTARY
3428 | 4220344802200 | THE LOCK SOLUTION CONTAINS AMPOULES OR VIAL (3 ML) (CYCLO) - TAUROLIDINE AND CITRATE (4%) (CYCLO) - TAUROLIDINE HAS BROAD ANTIMICROBIAL ACTIVITY MRSA AND VRE AGAINST GRAM POSITIVE AND GRAM - NEGATIVE BACTERIA AND FUNGI | RENAL SUPPLEMENTARY
3429 | 4220344802300 | THE LOCK SOLUTION CONTAINS AMPOULES OR VIAL (3 ML) (CYCLO) - TAUROLIDINE (CYCLO) - TAUROLIDINE HAS BROAD ANTIMICROBIAL ACTIVITY INCLUDING MRSA AND VRE AGAINST GRAM POSITIVE AND GRAM - NEGATIVE BACTERIA AND FUNGI | RENAL SUPPLEMENTARY
3430 | 4227170500600 | CONNECTOR "Y" FOR USE IN SINGLE NEEDLE DIALYSIS PVC MEDICAL GRADE 1: TOTAL LENGTH 10 - 12 CM EACH LIMB 5 - 6 CM MALE LUER LOCK CONNECTOR ON THE SINGLE END OF "Y" TO FIT WITH FISTULA NEEDLE FEMALE LUER LOCK CONNECTOR ON BOTH ENDS OF THE BIFID PART OF "Y" TO FIT WITH ARTERIAL AND VENOUS BLOOD LINES | RENAL SUPPLEMENTARY
3431 | 4216170100000 | ULTRA FILTER FOR BACTERIA AND ENDOTOXIN RETENTION TO BE USED WITH FRESENIUS HEMODIALYSIS MACHINES OR EQUIVALENT FOR ONLINE PREPARATION OF DIALYSATE FOR HEMODIAFILTRATION | RENAL SUPPLEMENTARY
3432 | 4216170100600 | ULTRA FILTER FOR RETENTION OF BACTERIA AND ENDOTOXIN IN HEMOFILTRATION AND HEMODIAFILTRATION TREATMENT WITH GAMBRO AK 96 AND ARTIS HEMODIALYSIS MACHINES U 9000 S OR EQUIVALENT FILTER WITH SURFACE AREA 2.1 M 2 STERILIZATION BY STEAM OR GAMMA IRRADIATION DISPOSABLE | RENAL SUPPLEMENTARY
3433 | 4216163400100 | CLEAN CART A (PURIFICATION CARTRIDGE CONTAINING 13 GM OF ANHYDROUS SODIUM CARBONATE POWDER FOR MACHINE CLEANING/DISINFECTION) | RENAL SUPPLEMENTARY
3434 | 4216163400000 | CLEAN CART C (PURIFICATION CARTRIDGE CONTAINING 32 GM OF CITRIC ACID MONOHYDRATE POWDER THAT ENABLES ON - LINE (CLOSE CIRCUIT) OF CITRIC ACID SOLUTION FOR MACHINE DECALCIFICATION/DISINFECTION) | RENAL SUPPLEMENTARY
3435 | 4216170103100 | HEMOFILTER FOR BACTERIA AND ENDOTOXIN RETENTION TO BE USED WITH NIKKISO HEMODIALYSIS MACHINES OR EQUIVALENT FOR ONLINE PREPARATION OF DIALYSATE FOR HEMODIAFILTRATION (SHOULD BE COMPATIBLE WITH EACH HOSPITAL STANDARD MACHINE) / | RENAL SUPPLEMENTARY
3436 | 4222151201200 | BLOOD LINE DOUBLE NEEDLE (ARTERIAL AND VENOUS) FOR FRESENIUS 2008 /4008 HEMODIALYSIS MACHINE OR EQUIVALENT 92 ML PRIMING VOLUME DISPOSABLE STERILE | RENAL SUPPLEMENTARY
3437 | 4216160102100 | BLOOD LINE FOR DIALOG HDF OR EQUIVALENT CONSISTING OF: ARTERIAL LINE PVC MEDICAL GRADE WITH COLOR CAPS FROSTED PVC PUMP SEGMENT 8 X 12 X 330 MM HEPARIN LINE CLAMPS ARTERIAL DOUBLE CATCHER AND PRESSURE MEASURING CONNECTION BETWEEN BLOOD PUMP AND DIALYZER VENOUS LINE PVC MEDICAL GRADE WITH COLOR CODED LUER LOCK CONNECTORS AND PROTECTING CAPS VENOUS DOUBLE CATCHER WITH VENOUS PRESSURE TRANSDUCER AND INJECTION PORT SEP IN LINE INJECTION PORT WITH 200 ML COLLECTION BAG AND CLAMPS SUBSTITUTION LINE PVC MEDICAL GRADE WITH 3 SPIKES PROTECTING CAPS AND CLAMPS PUMP SEGMENT FROSTED PVC 4 X 8 X 330 MM DRAINAGE BAG BYPASS CONNECTOR STERILIZATION METHOD:ETO OR STEAM OR GAMMA RADIATION DISPOSABLE STERILE | RENAL SUPPLEMENTARY
3438 | 4216160100300 | BLOOD LINE FOR DIALOG SINGLE PUMP CONSISTING OF ARTERIAL LINE PVC MEDICAL GRADE WITH COLOR CODED LUER LOCK CONNECTORS AND PROTECTING CAPS FROSTED SOFT PVC PUMP SEGMENT HEPARIN LINE ARTERIAL PRESSURE TRANSDUCER CLAMPS VENOUS LINE PVC MEDICAL GRADE WITH COLOR CODED LUER LOCK CONNECTORS AND PROTECTING CAPS VENOUS BUBBLE CATCHER WITH VENOUS PRESSURE TRANSDUCER AND INJECTION PORT SEPARATE IN LINE INJECTION PORT WITH 2000 ML COLLECTION BAG AND CLAMPS DRAINAGE BAG BY PASS CONNECTOR STERILIZATION METHOD ETO OR STEAM OR GAMMA RADIATION DISPOSABLE STERILE | RENAL SUPPLEMENTARY
3439 | 4222230400000 | BLOOD LINE FOR DIMAX NIPRO OR EQUIVALENT DOUBLE NEEDLE ADULT CONSISTING OF ARTERIAL LINE: PVC MATERIAL MEDICAL GRADE ONE WITH MALE LUER LOCK TO FIT WITH THE FISTULA NEEDLE INFUSION CANNULA WITH SPIKE AND PROTECTOR CAP LINE CLAMP INJECTION PORT PRESSURE MONITORING LINE WITH TRANSDUCER PROTECTOR PUMP SEGMENT LENGTH NOT LESS THAN 290 MM HEPARIN LINE POST PUMP ARTERIAL CHAMBER VENOUS LINE: PVC MEDICAL GRADE ONE WITH FEMALE LUER LOCK TO FIT WITH DIALYZER DRIP CHAMBER WITH FILTER LEVEL LINE PRESSURE MONITORING LINE WITH TRANSDUCER PROTECTOR INJECTION PORT LINE CLAMP MALE LUER LOCK TO FIT WITH FISTULA NEEDLE DRAINAGE BAG BYPASS CONNECTOR ETHYLENE OXIDE STERILIZATION METHOD: ETO OR STEAM OR GAMMA RADIATION DISPOSABLE STERILE | RENAL SUPPLEMENTARY
3440 | 4216160100200 | BLOOD LINE FOR FRESENIUS MACHINE 2008/4008 OR EQUIVALENT DOUBLE NEEDLE CONSISTING OF ARTERIAL LINE PVC MEDICAL GRADE ONE WITH: MALE LUER LOCK TO FIT WITH FISTULA NEEDLE INFUSION CANNULA WITH SPIKE AND PROTECTOR CAP LINE CLAMP INJECTION PORT PRESSURE MONITORING LINE WITH TRANSDUCER PROTECTOR PUMP SEGMENT LENGTH NOT LESS THAN 350 MM HEPARIN LINE POST PUMP ARTERIAL CHAMBER VENOUS LINE PVC MEDICAL GRADE ONE WITH: FEMALE LUER LOCK TO FIT WITH DIALYZER DRIP CHAMBER WITH FILTER LEVEL LINE PRESSURE MONITORING LINE WITH TRANSDUCER PROTECTOR INJECTION PORT LINE CLAMP DRAINAGE BAG MALE LUER LOCK TO FIT WITH FISTULA NEEDLE BYPASS CONNECTOR VENOUS BUBBLE TRAP 30 MM STERILIZATION METHOD: ETO OR STEAM OR GAMMA RADIATION DISPOSABLE STERILE | RENAL SUPPLEMENTARY
3441 | 4216170100500 | BLOOD LINE FOR FRESENIUS MACHINE 2008/4008 OR EQUIVALENT DOUBLE NEEDLE CONSISTING OF: ARTERIAL LINE PVC MEDICAL GRADE ONE WITH: MALE LUER LOCK TO FIT WITH FISTULA NEEDLE INFUSION CANNULA WITH SPIKE AND PROTECTOR CAP LINE CLAMP INJECTION PORT PRESSURE MONITORING LINE WITH TRANSDUCER PROTECTOR PUMP SEGMENT LENGTH NOT LESS THAN 350 MM HEPARIN LINE POST PUMP ARTERIAL CHAMBER VENOUS LINE PVC MEDICAL GRADE ONE WITH: FEMALE LUER LOCK TO FIT WITH DIALYZER DRIP CHAMBER WITH FILTER LEVEL LINE PRESSURE MONITORING LINE WITH TRANSDUCER PROTECTOR INJECTION PORT LINE CLAMP MALE LUER LOCK TO FIT WITH FISTULA NEEDLE DRAINAGE BAG VENOUS BUBBLE TRAP 22 MM STERILIZATION METHOD:ETO OR STEAM OR GAMMA RADIATION BYPASS CONNECTOR DISPOSABLE STERILE | RENAL SUPPLEMENTARY
3442 | 4222230400200 | BLOOD LINE FOR FRESENIUS MACHINE 5008 OR EQUIVALENT WITH ONLINE HDF 132 ML PRIMING VOLUME DOUBLE NEEDLE INCLUDE ARTERIAL LINE WITH: MALE LUER LOCK TO FIT WITH FISTULA NEEDLE LINE CLAMP INJECTION PORT PRESSURE MONITORING UNIT WITH TRANSDUCER PROTECTOR FOR 5008 SYSTEM (DOME) PUMP SEGMENT NOT LESS THAN 350 MM HEPARIN LINE INFUSION PORT FOR PRE - DILUTION WITH ONE - WAY VALVE VENOUS LINE WITH: FEMALE LUER LOCK TO FIT WITH DIALYZER DRIP CHAMBER WITH FILTER LEVEL LINE PRESSURE MONITORING LINE WITH TRANSDUCER PROTECTOR AND BACK INSPECTION WINDOWS INJECTION PORT LINE CLAMP MALE LUER LOCK TO FIT WITH FISTULA NEEDLE AND RINSE PORT VENOUS BUBBLES TRAP 22 MM INFUSION PORT FOR POST - DILUTION WITH ONE - WAY VALVE SAFE LINE WITH: SUBSTITUTION PORT CONNECTED WITH MALE LUER LOCK PUMP SEGMENT NOT LESS THAN 350 MM RECIRCULATOR WITH FEMALE - FEMALE INLETS TO CONNECT THE SAFE LINE WITH THE ARTERIAL LINE MALE LUER LOCK CONNECTOR TO FIT WITH PRE - AND POST - DILUTION PORT STERILIZATION METHOD: ETO OR STEAM OR GAMMA RADIATION DISPOSABLE | RENAL SUPPLEMENTARY
3443 | 4216162000000 | BLOOD LINE TUBING SET FOR HOSPITAL INTEGRA MACHINE OR EQUIVALENT ARTERIAL LINE: PVC MEDICAL GRADE 1 CONSISTING OF: INFUSION CANNULA WITH SPIKE END AND PROTECTOR CAP FISTULA CONNECTOR (MALE LUER LOCK TO FIT WITH FISTULA NEEDLE) LINE CLAMP ARTERIAL PRESSURE CHAMBER WITH INFUSION LINE PUMP SEGMENTED BMM HEPARIN LINE 235 MM INJECTION PORT HEMOGLOBIN CHAMBER FOR THE HEMOSCAN FEMALE LUER LOCK TO FIT WITH DIALYZER VENOUS LINE: PVC MEDICAL GRADE 1 CONSISTING: FEMALE LUER LOCK TO FIT WITH DIALYZER DRIP CHAMBER HAVING ID. 17 M 2 WITH FILTER LEVEL CONTROL LINE PRESSURE MONITORING LINE WITH TRANSDUCER PROTECTOR INJECTION PORT LINE CLAMP MALE LUER LOCK TO FIT WITH FISTULA NEEDLE DRAINAGE BAG BYPASS CONNECTOR STERILIZATION METHOD ETO OR STEAM OR GAMMA RADIATION | RENAL SUPPLEMENTARY
3444 | 4216161800000 | BLOOD LINE TUBING SET FOR GAMBRO AK200 ARTIS ULTRA MACHINE OR EQUIVALENT ARTERIAL DOUBLE NEEDLE ADULT SIZE CONSISTING OF: PUMP SEGMENT I.D. 7.9 MM PRIMING VOLUME 147 MM DRIP CHAMBER DIAMETER 22 MM CROSSBAR ON THE ARTERIAL PUMP SEGMENT ARTERIAL PRESSURE SENSOR AND CONNECTOR VENOUS PRESSURE SENSOR AND CONNECTOR WITH DRAINAGE (PRIMING) BAG STERILIZATION METHOD: ETO OR STEAM OR GAMMA RADIATION DISPOSABLE STERILE | RENAL SUPPLEMENTARY
3445 | 4222230100700 | BLOOD LINE TUBING SET FOR GAMBRO AK95 AK95S AK100 AK 200 AK 200S MACHINE OR EQUIVALENT SET CONSISTS OF ARTERIAL LINE AND VENOUS LINE MADE OF MEDICAL GRADE BIOCOMPATIBILITY PVC ANTI - KINKING DESIGN DOES NOT ALLOW CONTACT BETWEEN BLOOD AND COLORED COMPONENTS HAS EXTRACORPOREAL BLOOD VOLUME OF: ARTERIAL LINE 59 CC VENOUS LINE 71 CC PUMP SEGMENT OF 7.9 MM DIAMETER MADE OF VERY SOFT PVC PUMP SEGMENT SHOULD HAVE PAIR OF ROLLERS TP PREVENT SEGMENT OCCLUSION/TWISTING DOUBLE MEMBRANES TRANSDUCER PROTECTION FOR VENOUS P. TRANSDUCER AS A LAST DEFENSE LINE TO PREVENT RISK OF BLOOD CONTAMINATION 2 LITERS DRAINAGE BAG SPIKE AND RECIRCULATION CONNECTOR PRESSURE TRANSDUCER PROTECTOR AND PRESSURE PILLOW FOR NEGATIVE PRESSURE PROTECTION 45 INCHES ANGLED HEPARIN LINE TO AVOID RE - FLOW LARGE LATEX - FREE RUBBER INJECTION PORT CALIBRATED BVS CUVETTE ON ARTERIAL LINE VENOUS CHAMBER SHOULD HAV ANTIFOAM DESIGN WITH SIDE BLOOD ENTRY TO REDUCE TURBULENCE VENOUS CHAMBER SHOULD HAVE INTEGRATED INJECTION PORT AND INFUSION SITE STERILIZATION METHOD: ETO OR STEAM OR GAMMA RADIATION | RENAL SUPPLEMENTARY
3446 | 4216170102200 | ULTRA HDF LINE FOR HEMODIALYSIS ARTISET GAMBRO OR EQUIVALENT DISPOSABLE STERILE | RENAL SUPPLEMENTARY
3447 | 4222230400100 | HEMOFILTRATION SET OF TUBING TO FIT WITH FRESENIUS 4008S MACHINE OR EQUIVALENT FOR ONLINE HEMODIAFILTRATION (HDF) THE PACK CONSISTS OF A SUBSTITUTION TUBING AND RINSING CONNECTOR THAT IS PACKED SEPARATELY THE SUBSTITUTION CONNECTOR SHOULD BE FIRMLY SECURED TO THE PUMP SEGMENT THE FEMALE LUER LOCK CONNECTOR WITH THE RED CLAMP IS TO BE CONNECTED TO THE ARTERIAL SYSTEM FOR ONLINE PRIMING AND REINFUSION THE MALE LUER LOCK CONNECTOR WITH WHITE CLAMP IS CONNECTED TO THE VENOUS BUBBLE TRAP FOR POST DILUTION | RENAL SUPPLEMENTARY
3448 | 4216161800200 | BLOOD SET ALL IN ONE FOR FRESENIUS MACHINE 6008 PEDIATRIC LOW VOLUME BVM-R WITH POST-DILUTION PORT INTEGRATED INFUSION PORT SINGLE-D = OUBLE-NEEDLE CHAMBER PRE-DILUTION PORT VENOUS CHAMBER AIR-FREE PRESSURE MEASUREMENT (PRE-FILTER) AIR-FREE PRESSURE MEASUREMENT (ARTERIAL) AIR-FREE PRESSURE MEASUREMENT (VENOUS). WITH FILLING MAX VOLUME OF 83 ML FOR AV PUMP SEGMENT 71 MM. (1 EACH IS EQUIVALENT TO SET) | RENAL SUPPLEMENTARY
3449 | 4216161800300 | BLOOD SET ALL IN ONE FOR FRESENIUS MACHINE 6008 ADULT LOW VOLUME L-R WITH POST-DILUTION PORT INTEGRATED INFUSION PORT SINGLE-DOUBLE-NEEDLE CHAMBER PRE-DILUTION PORT VENOUS CHAMBER AIR-FREE PRESSURE MEASUREMENT (PRE-FILTER) AIR-FREE PRESSURE MEASUREMENT (ARTERIAL) AIR-FREE PRESSURE MEASUREMENT (VENOUS). WITH FILLING MAX VOLUME OF 128 ML (AV) PUMP SEGMENT 71 MM. (1 EACH IS EQUIVALENT TO SET) | RENAL SUPPLEMENTARY
3450 | 4216161800400 | BLOOD SET ALL IN ONE FOR FRESENIUS MACHINE 6008 ADULT LOW VOLUME BVM L-R WITH POST-DILUTION PORT INTEGRATED INFUSION PORT SINGLE-DOUBLE-NEEDLE CHAMBER PRE-DILUTION PORT VENOUS CHAMBER AIR-FREE PRESSURE MEASUREMENT (PRE-FILTER) AIR-FREE PRESSURE MEASUREMENT (ARTERIAL) AIR-FREE PRESSURE MEASUREMENT (VENOUS). WITH FILLING MAX VOLUME OF135 ML (AV) PUMP SEGMENT 71 MM. (1 EACH IS EQUIVALENT TO SET) | RENAL SUPPLEMENTARY
3451 | 4214251201700 | HEMODIALYSIS FISTULA NEEDLE ARTERIAL 14 G | RENAL SUPPLEMENTARY
3452 | 4214251201800 | HEMODIALYSIS FISTULA NEEDLE VENOUS 14 G | RENAL SUPPLEMENTARY
3453 | 4216166100000 | HEMODIALYSIS DRAINAGE BAG 2 LITERS | RENAL SUPPLEMENTARY
3454 | 4216163501300 | MOBILE HEMODIALYSIS CARTRIDGE FOR PEDIATRIC WITH INJECTION PORT COMPATIBLE FOR NXSTAGE MACHINE OR EQUIVALENT | RENAL SUPPLEMENTARY
3455 | 4216160102600 | MOBILE HEMODIALYSIS CARTRIDGE FOR ADULT WITH INJECTION PORT COMPATIBLE FOR NXSTAGE MACHINE OR EQUIVALENT | RENAL SUPPLEMENTARY
3456 | 4216150715900 | HEMODIALYSIS SESSION INCLUDING DIALYZER OF HIGH FLUX WITH AVAILABILITY OF DIFFERENT SIZE STARTING FROM (0.2M² 0.3M² 0.5M² 0.6M² 0.8M² 0.9M² 1.1M² 1.2M² 1.3M² 1.5M² 1.7M² 1.9M² 2.1M² 2.3M² 2.5M²) THE SIZE WILL BE ON DEMAND AND DIALYSIS BLOOD LINE ADULT OR PEDIATRIC ON DEMAND AS ORDERED FROM SECTOR (SHOULD BE COMPATIBLE WITH EACH HOSPITAL STANDARD MACHINE AND BICARBONATE CARTRIDGE (SHOULD BE COMPATIBLE WITH EACH HOSPITAL STANDARD MACHINE) AND DIALYSIS SOLUTIONS WITH AVAILABILITY OF DIFFERENT CONCENTRATIONS K 0 1 2 3 4 WILL BE ON DEMAND WITH DIFFERENT CA CONCENTRATIONS 1.25% 1.5 % 1.75 % WILL BE ON DEMAND WITH GLUCOSE BASED OR GLUCOSE FREE WILL BE ON DEMAND AND AV FISTULA NEEDLE WITH AVAILABILITY OF DIFFERENT SIZE G14 G15 G16 G17 WILL BE ON DEMAND. (1 EACH IS EQUIVALENT TO PK) | RENAL SUPPLEMENTARY
3457 | 4216150716000 | HEMODIALYSIS SESSION INCLUDING DIALYZER OF LOW FLUX WITH AVAILABILITY OF DIFFERENT SIZE STARTING FROM (0.2M² 0.3M² 0.5M² 0.6M² 0.8M² 0.9M² 1.1M² 1.2M² 1.3M² 1.5M² 1.7M² 1.9M² 2.1M² 2.3M² 2.5M²) THE SIZE WILL BE ON DEMAND AND DIALYSIS BLOOD LINE ADULT OR PEDIATRIC ON DEMAND AS ORDERED FROM SECTOR SHOULD BE COMPATIBLE WITH EACH HOSPITAL STANDARD MACHINE AND BICARBONATE CARTRIDGE (SHOULD BE COMPATIBLE WITH EACH HOSPITAL STANDARD MACHINE) AND DIALYSIS SOLUTIONS WITH AVAILABILITY OF DIFFERENT CONCENTRATIONS K 0 1 2 3 4 WILL BE ON DEMAND WITH DIFFERENT CA CONCENTRATIONS 1.25% 1.5 % 1.75 % WILL BE ON DEMAND WITH GLUCOSE BASED OR GLUCOSE FREE WILL BE ON DEMAND AND AV FISTULA NEEDLE WITH AVAILABILITY OF DIFFERENT SIZE G14 G15 G16 G17 WILL BE ON DEMAND. (1 EACH IS EQUIVALENT TO PK) | RENAL SUPPLEMENTARY
3458 | 4216150712500 | RENAL DIALYSIS (RD) CONTAINS PERACETIC SOLUTION 3% HYDROGEN PEROXIDE ACETIC ACID ADJUVANTS AND WATER 5 LITERS | RENAL SUPPLEMENTARY
3459 | 4216160102500 | IMMUNOADSORBERS: THIS IS WHERE THE ELIMINATION OF IMMUNOGLOBULINS TAKES PLACE THE ADSORBER SHOULD HAVE THE FOLLOWING SPECIFICATIONS CAPACITY: IT SHOULD BE SPECIFIED IN BINDING CAPACITY TO IGG VALUES - SHALL BE PROVIDED FOR MAXIMUM BINDING CAPACITY (IN VITRO DATA) PER IMMUNOADSORBER FOR AVERAGED BINDING CAPACITY IN ONE IMMUNOADSORPTION THERAPY SESSION (IN VIVO DATA CALCULATED FOR ONE TREATED PLASMA VOLUME) SPECIFICITY: SPECIFICITY ACCORDING TO THE DIFFERENT IG CLASSES AND IGG SUBCLASSES SHALL BE PROVIDED IN% REMAINING AMOUNT FROM THE INITIAL VALUE (STATED AS 100%) VALUE SHALL BE GIVEN: FOR MAXIMUM BINDING (IN VITRO DATA) PER IMMUNOADSORBER FOR AVERAGED BINDING IN ONE IMMUNOADSORPTION THERAPY SESSION (IN VIVO DATA CALCULATED FOR ONE TREATED PLASMA VOLUME) UNSPECIFIC BINDING OF PLASMA PROTEINS SHALL BE SPECIFIED BY WHOLE PLASMA PROTEIN DATA AND FIBRINOGEN RESPECTIVELY VALUES SHALL BE PROVIDED AS BINDING IN% REMOVAL FROM INITIAL VALUE (100% VALUE SHALL BE GIVEN) OF THE RESPECTIVE PROTEIN TO ENSURE A MINIMAL LOSS OF THE OTHER PLASMA PROTEINS THAN IMMUNOGLOBULINS BUT TO ACCOUNT FOR UNAVOIDABLE UNSPECIFIC BINDING AND PLASMA LOSS. THE OVERALL REMOVAL RATE FOR FIBRINOGEN WITHIN ONE IMMUNOADSORPTION SESSION (CALCULATED FOR ONE TREATED PLASMA VOLUME) PREFERABLY BE LESS THAN 35% STORAGE CONDITIONS: STORAGE CONDITIONS AND MEASURES TO ASSURE CORRECTS STORAGE SHOULD BE SPECIFIED THE PACKING MUST INCLUDE INDICATORS REFLECTS THE STATUS OF IMMUNOADSORBERS (DAMAGE MARKERS) TO AVOID TRANSPORTATION AND STORAGE MISHANDLING (HEAT AND FREEZE MARKERS) SHELF LIFE OF ADSORBER SHOULD BE AT LEAST ONE YEAR SPECIFIED TO CAPACITY AND STERILITY IMMUNOADSORBER SHOULD BE REUSABLE GUARANTEED FOR A MINIMUM OF = 23 TREATMENT DAYS THE PRESERVATION SOLUTION SHOULD NOT CONTAIN ANY TOXIC MATERIAL KNOWN TO BE ACCUMULATING IN A PATIENT | RENAL SUPPLEMENTARY
3460 | 4216160100800 | IMMUNOADSORPTION (IA) KIT : THIS KIT CONSIST OF TUBING SET AND SOLUTIONS TO OPERATE AN IA APPARATUS WHICH CONSIST OF TWO PARTS PRIMARY PART: THAT IS USED TO SEPARATE PLASMA FROM BLOOD COMPONENTS THIS PRIMARY MACHINE DIRECTS THE DESIRED PLASMA VOLUME TO BE TREATED TO THE SECONDARY MACHINE AND COLLECTS FROM THE SECONDARY MACHINE THE TREATED PLASMA AT THE SAME TIME (CONTINUOUS PROCESS) SECONDARY PART WHICH USED TO: ALTERNATIVELY DEAL WITH TWO ADSORBERS AT THE SAME TIME DIRECTS BACK RECEIVING PLASMA TO THE PRIMARY MACHINE THROUGH ONE OF TWO IMMUNOADSORBERS WHERE THE ELIMINATION OF THE ANTIBODIES AND IMMUNO COMPLEXES TAKES PLACE GENERATE AND PREPARE THE SECOND IMMUNOADSORBER DURING THE ELIMINATION PROCESS | RENAL SUPPLEMENTARY
3461 | 4216161501000 | PRE - CONNECTED PLASMA SET WITH FILTER 0.5 M 2 OMNI OR EQUIVALENT | RENAL SUPPLEMENTARY
3462 | 4216161501100 | PRE - CONNECTED PLASMA SET WITH FILTER 0.7 M 2 OMNI OR EQUIVALENT | RENAL SUPPLEMENTARY
3463 | 4216170102900 | HEMOFILTRATION SET FOR PRISMAFLEX TPE 2000 SET FOR PRISMAFLEX MACHINES OR EQUIVALENT EACH SET ALLOWS THERAPEUTIC PLASMA EXCHANGE TO BE PERFORMED THE SET IS STERILIZED AND CONSIST OF: POLYPROPYLENE HOLLOW FIBER PLASMA FILTER BLOOD ACCESS LINE BLOOD RETURN LINE EFFLUENT OUTLET LINE A REPLACEMENT SOLUTION LINE A PRE BLOOD PUMP LINE AN ANTICOAGULANT LINE | RENAL SUPPLEMENTARY
3464 | 4216150710500 | SODIUM CITRATE 4% LOCKING SOLUTION FOR CENTRAL VENOUS DIALYSIS CATHETERS | RENAL SUPPLEMENTARY
3465 | 4216160805900 | RENAL DIALYSIS (RD) HEMODIALYSIS ACID CONCENTRATE FOR BICARBONATE DIALYSIS IN DILUTION (1:34) GIVES THE FOLLOWING CONCENTRATIONS: IN MMOL/L NA 103 K 2.00 CA 1.5 MG 0.5 ACETATE 2.97 CL 109 DEXTROSE 1.1 GM/L TOTAL OSMOLARITY = 225 MOSM/L IN 5 LITERS CONTAINER | RENAL SUPPLEMENTARY
3466 | 4213161100400 | CAP INJECTION SEALING WITH MALE LUER LOCK TO FIT WITH SUBCLAVIAN OR FEMORAL CATHETER AND FEMALE LUER LOCK ADAPTER SUITABLE LENGTH ABOUT 2 CM | RENAL SUPPLEMENTARY
3467 | 4216160805700 | RD HEMODIALYSIS ACID CONCENTRATE FOR BICARBONATE DIALYSIS IN DILUTION (1:44) GIVES THE FOLLOWING CONCENTRATIONS: IN MMOL/1 L NA 100 CA 1.5 MG 0.375 CL 105.75 POTASSIUM 1 MMOL/L ACETATE 2.00 DEXTROSE 1.1 GM/L TOTAL OSMOLARITY = 217.00 MOSM /L IN 5 LITERS | RENAL SUPPLEMENTARY
3468 | 4216160804100 | RD HEMODIALYSIS ACID CONCENTRATE FOR BICARBONATE DIALYSIS IN DILUTION (1:44) GIVES THE FOLLOWING CONCENTRATIONS: IN MMOL / 1L NA 100 K 2.00 CA 1.75 MG 0.375 CL 106.25 ACETATE 2.00 DEXTROSE 1.1GM/L TOTAL OSMOLARITY = 218.00 MOSM / L IN 5 LITERS | RENAL SUPPLEMENTARY
3469 | 4216165905500 | CATHETER HEMODIALYSIS SILICONE KIT 12.5 FRENCH X 23 - 27 CM TIP TO CUFF LONG TERM | RENAL SUPPLEMENTARY
3470 | 4216150719600 | SOLUTION BICARBONATE WITH LACTATE 1.36-1.5 % PH 7.4 2 LITERS FOR CAPD WITH CALCIUM 1.25 | RENAL SUPPLEMENTARY
3471 | 4216150719400 | SOLUTION BICARBONATE AND LACTATE 2.27-2.5 % 5 LITERS WITH CALCIUM 1.25 | RENAL SUPPLEMENTARY
3472 | 4216150719500 | SOLUTION BICARBONATE AND LACTATE 3.86-4.25 % 5 LITERS FOR APD WITH CALCIUM 1.25 | RENAL SUPPLEMENTARY
3473 | 4216163201000 | RENAL DIALYSIS (RD) (PERITONEAL DIALYSIS SET FOR HOME CHOICE MACHINE) CYCLE MACHINE HOME CHOICE CASSETTE LINE 4 PRONGS LUER LOCK MINICAP WITH POVIDONE TITANIUM ADAPTER TRANSFER SET WITH TWIST CLAMP THE DIALYSATE BAG CONTAINS 2.27-2.5 % DEXTROSE 3000 ML LOW CALCIUM | RENAL SUPPLEMENTARY
3474 | 4216150301000 | CATHETER HEMODIALYSIS KIT 11.5 FRENCH X 15 CM SHORT TERM STRAIGHT | RENAL SUPPLEMENTARY
3475 | 4216150301100 | CATHETER PERITONEAL DIALYSIS ADULT SILICONE DOUBLE CUFF SWAN NECK COILED 58 - 63 CM | RENAL SUPPLEMENTARY
3476 | 4216150604500 | CATHETER PERITONEAL DIALYSIS PEDIATRIC SILICONE DOUBLE CUFF SWAN NECK COILED TIP 40-42CM | RENAL SUPPLEMENTARY
3477 | 4216150719100 | RD HEMODIALYSIS ACID CONCENTRATE K 4 MMOL CA 1.5 MMOL MG 0.5 MMOL DEXTROSE 1.0 GM/L 5 LITERS/PLASTIC CONTAINER | RENAL SUPPLEMENTARY
3478 | 4229531000400 | CATHETER PERITONEAL DIALYSIS FOR CAPD (CONTINUOUS AMBULATORY PERITONEAL DIALYSIS) ADULT SIZE PYROGEN FREE CURVED EXTRA PERITONEAL PART WITH COILED END INTRAPERITONEAL PART RADIOPAQUE MEDICAL GRADE SILICONE RUBBER CATHETER WITH TWO DACRON FELT CUFFS AND CONNECTOR WITH I.D. 2.6MM INTRAPERITONEAL 13-17CM LONG DISPOSABLE STERILE | RENAL SUPPLEMENTARY
3479 | 4222150302500 | CATHETER PERMANENT JUGULAR VEIN FOR CHILDREN CONSISTING OF: DUAL LUMEN SILICONE RUBBER CATHETER WITH DARCON FELT CUFF HUB AND CLEAR SILICON EXTENSION TUBES TERMINATING WITH LUER LOCK ADAPTERS OVERALL LENGTH 28 CM OUTER DIAMETER 2.8 X 4.9 MM INNER DIAMETER 1.5 MM J - STRAIGHT 0.038 INCH GUIDEWIRE SHEATH DILATOR TUNNELING STYLET INTRODUCER NEEDLE AND 10 CC LUER LOCK SYRINGE DISPOSABLE STERILE | RENAL SUPPLEMENTARY
3480 | 4216165907200 | CATHETER HEMODIALYSIS SILICONE KIT 8 FR X 10 CM SHORT TERM | RENAL SUPPLEMENTARY
3481 | 4216163301800 | DIALYZER HIGH FLUX WITH ANTI OXIDANT MADE OF POLYSULFONE OR ACRYL NITRITE OR MEMBRANE SURFACE AREA 1.6 M 2 HIGH ULTRA FILTRATION COE = FFICIENT MORE THAN 15 ML/HOUR/ 1 MM HG. STERILIZED BY STEAM OR GAMMA RADIATION | RENAL SUPPLEMENTARY
3482 | 4216163303100 | DIALYZER LOW FLUX WITH ANTI OXIDANT MADE OF POLYSULFONE WITH ITS DERIVATIVES SURFACE AREA 1.0-1.3 M2 HIGH ULTRA FILTRATION COEFFICIENT 8- 10 ML/HOUR/1MMHG STERILIZED BY STEAM OR BETA GAMMA RADIATION | RENAL SUPPLEMENTARY
3483 | 4216163304300 | DIALYZER HIGH FLUX HOLLOW FIBER MEMBRANE MATERIAL: POLYMETHYLMETHACRYLATE (PMMA) SURFACE AREA 1.3 M2 HIGH ULTRA FILTRATION COEFFICIENT 29ML/HR/MM HG STERILIZED BY GAMMA RADIATION | RENAL SUPPLEMENTARY
3484 | 4216163304200 | DIALYZER HIGH FLUX HOLLOW FIBR MEMBRANE MATERIAL: POLYMETHYLMETHACRYLATE (PMMA) SURFACE AREA 1.6 M2 HIGH ULTRA FILTRATION COEFFICIENT 33ML/HR/MM HG STERILIZED BY GAMMA RADIATION | RENAL SUPPLEMENTARY
3485 | 4216161503500 | DIALYZER HIGH FLUX HOLLOW FIBR MEMBRANE MATERIAL: POLYMETHYLMETHACRYLATE (PMMA) SURFACE AREA 1.8 M2 HIGH ULTRA FILTRATION COEFFICIENT 35ML/HR/MM HG STERILIZED BY GAMMA RADIATION | RENAL SUPPLEMENTARY
3486 | 4216161503600 | DIALYZER HIGH FLUX HOLLOW FIBR MEMBRANE MATERIAL: POLYMETHYLMETHACRYLATE (PMMA) SURFACE AREA 2.1 M2 HIGH ULTRA FILTRATION COEFFICIENT 43ML/HR/MM HG STERILIZED BY GAMMA RADIATION | RENAL SUPPLEMENTARY
3487 | 4110420703200 | WATER ANALYSIS SAMPLING KIT WITH CONNECTOR FEMALE FIT TO LOOP VALVE STERILE DISPOSABLE | RENAL SUPPLEMENTARY
3488 | 4216000000200 | KIT LIVER DIALYSIS MUST BE COMPATIBLE WITH MARS LIVER DIALYSIS SYSTEM OR EQUIVALENT | RENAL SUPPLEMENTARY
3489 | 4220341402100 | COLUMN HEMOPERFUSION (ACTIVATED CHARCOAL HEMOPERFUSION COLUMN) CONTAINING: 150 - 300 GM OF ACTIVATED CHARCOAL HEMOPERFUSION GRADE | RENAL SUPPLEMENTARY
3490 | 4216150500700 | BAG, CAPD, DRAINAGE, PERITONEAL FLUID PATH, MANUAL, NONPYROGENIC, APPROXIMATELY 3 LITERS, BAXTER OR EQUIVALENT | RENAL SUPPLEMENTARY
3491 | 4216165905700 | CATHETER, HEMODIALYSIS, SILICONE, KIT, 12.5 FRENCH X 29 - 35 CM TIP TO CUFF, LONG TERM | RENAL SUPPLEMENTARY
3492 | 4216165905900 | CATHETER, HEMODIALYSIS, SILICONE, KIT, 12.5 FRENCH X 35 - 42 CM TIP TO CUFF, LONG TERM | RENAL SUPPLEMENTARY
3493 | 4216163303300 | "DIALYZER, HIGH FLUX, 0.7 M2, STERILIZED BY STEAM OR BETA GAMMA RADIATION" | RENAL SUPPLEMENTARY
3494 | 4216150719800 | SOLUTION, POTASSIUM 1, WITH CALCIUM 1.25-1.5, FOR MOBILE HEMODIALYSIS AND CRRT, INTRAVENOUS USE ONLY, 5000 ML | RENAL SUPPLEMENTARY
3495 | 4216150602500 | CATHETER, FOR PERITONEAL DIALYSIS, 35 CM, PEDIATRIC, COILED, 3 CUFFS | RENAL SUPPLEMENTARY
3496 | 4216165911500 | CATHETER PERMANENT JUGULAR VEIN FOR CHILDREN CONSISTING OF: DUAL LUMEN SILICONE RUBBER CATHETER AND CLEAR SILICONE EXTENSION TUBES TERMINATING WITH END CAPES 18 CM FROM TIP TO CUFF (9 FR X 23 CM) GUIDEWIRE SHEATH DILATOR TUNNELING STYLET INTRODUCER NEEDLE AND 10 CC LUER LOCK SYRINGE SCALPEL DISPOSABLE STERILE | RENAL SUPPLEMENTARY
3497 | 4216165905200 | CATHETER HEMODIALYSIS SILICONE KIT 12 FR X 18 CM LONG TERM | RENAL SUPPLEMENTARY
3498 | 4222151205400 | "BLOODLINE SET, FOR HEMODIALYSIS, DOUBLE NEEDLE, PEDIATRIC SIZE, FOR DIALOG B.BRAUN HEMODIALYSIS MACHINE" | RENAL SUPPLEMENTARY
3499 | 4214271704300 | "CATHETER, ANGIOGRAPHIC, KUMPE, 5FR X 40 - 50 CM LENGTH, WITH 0.038 INCH GUIDEWIRE, DISPOSABLE, STERILE" | INTERVENTIONAL RADIOLOGY AND CARDIAC CATHETERIZATION
3500 | 4220344711400 | "VACUUM ASSISTED BIOPSY NEEDLE, COMPATIBLE WITH MAMMOTOME ELITE, ASSORTED SIZES AS PER HOSPITAL REQUEST, DISPOSABLE, STERILE" | INTERVENTIONAL RADIOLOGY AND CARDIAC CATHETERIZATION
3501 | 4229430000100 | "VACUUM ASSISTED BREAST BIOPSY MRI NEEDLE, 9G X 14 - 16 CM X 12 MM, INCLUDES: CANISTER, INTRODUCER, AND MARKER, DISPOSABLE, STERILE." | INTERVENTIONAL RADIOLOGY AND CARDIAC CATHETERIZATION
3502 | 4229430000000 | "VACUUM ASSISTED BREAST BIOPSY MRI NEEDLE, 9G X 14 - 16 CM X 20 MM, INCLUDES: CANISTER, INTRODUCER, AND MARKER, DISPOSABLE, STERILE." | INTERVENTIONAL RADIOLOGY AND CARDIAC CATHETERIZATION
3503 | 4220341020700 | VACUUM ASSISTED BREAST BIOPSY MRI NEEDLE/DEVICE, 7 - 10G, ACCORDING CENTER REQUEST, SINGLE INSERTION WITH 360 MULTIPLE SAMPLING, HALF AND FULL SAMPLE WITH THE SAME NEEDLE, INCLUDES APPROPRIATE COAXIAL CANNULA AND NECESSARY ACCESSORIES (CANISTER, TUBING, MARKER, INTRODUCER SET(TROCAR, VISILOC OBTURATOR, CANNULA, NEEDLE GUIDE BLOCK, MRI VACUUM TUBE EXTENSION), DISPOSABLE, STERILE, (VACUUM DEVICE AND APPROPRIATE ADAPTERS MUST BE PROVIDED FREE OF CHARGE FOR EVERY ORDERING CENTER), TRAINING AND CERTIFICATION ON USING THE SYSTEM MUST BE PROVIDED BY THE VENDOR AT EACH ORDERING CENTER | INTERVENTIONAL RADIOLOGY AND CARDIAC CATHETERIZATION
3504 | 4220341020600 | VACUUM ASSISTED BREAST BIOPSY NEEDLE / DEVICE, 10G X 10 TO 14 CM, INCLUDES APPROPRIATE COAXIAL CANNULA AND NECESSARY ACCESSORIES (SHEATH, PUSHING, SPACER), (VACUUM DEVICE AND APPROPRIATE ADAPTER MUST BE PROVIDED FREE OF CHARGE FOR EVERY CENTER), DISPOSABLE, STERILE, TRAINING AND CERTIFICATION ON USING THE SYSTEM MUST BE PROVIDED BY THE VENDOR AT EACH ORDERING CENTER | INTERVENTIONAL RADIOLOGY AND CARDIAC CATHETERIZATION
3505 | 4220341020500 | VACUUM ASSISTED BREAST BIOPSY NEEDLE / DEVICE, 14G X 10 TO 14 CM, INCLUDES APPROPRIATE COAXIAL CANNULA AND NECESSARY ACCESSORIES (SHEATH, PUSHING, SPACER), (VACUUM DEVICE AND APPROPRIATE ADAPTER MUST BE PROVIDED FREE OF CHARGE FOR EVERY CENTER), DISPOSABLE, STERILE, TRAINING AND CERTIFICATION ON USING THE SYSTEM MUST BE PROVIDED BY THE VENDOR AT EACH ORDERING CENTER | INTERVENTIONAL RADIOLOGY AND CARDIAC CATHETERIZATION
3506 | 4220341020400 | VACUUM ASSISTED BREAST BIOPSY NEEDLE / DEVICE, 12G X 10 TO 14 CM, INCLUDES APPROPRIATE COAXIAL CANNULA AND NECESSARY ACCESSORIES (SHEATH, PUSHING, SPACER), (VACUUM DEVICE AND APPROPRIATE ADAPTER MUST BE PROVIDED FREE OF CHARGE FOR EVERY CENTER), DISPOSABLE, STERILE, TRAINING AND CERTIFICATION ON USING THE SYSTEM MUST BE PROVIDED BY THE VENDOR AT EACH ORDERING CENTER | INTERVENTIONAL RADIOLOGY AND CARDIAC CATHETERIZATION
3507 | 4229430000400 | "VACUUM ASSISTED BREAST BIOPSY, STEREOTACTIC/ULTRASOUND NEEDLE, 12G X 11 - 14 CM X 20 MM, INCLUDES: CANISTER, INTRODUCER, AND MARKER, DISPOSABLE, STERILE." | INTERVENTIONAL RADIOLOGY AND CARDIAC CATHETERIZATION
3508 | 4229430000300 | "VACUUM ASSISTED BREAST BIOPSY, STEREOTACTIC/ULTRASOUND NEEDLE, 9G X 11 - 14 CM X 12 MM, INCLUDES: CANISTER, INTRODUCER, AND MARKER, DISPOSABLE, STERILE." | INTERVENTIONAL RADIOLOGY AND CARDIAC CATHETERIZATION
3509 | 4229430000200 | "VACUUM ASSISTED BREAST BIOPSY, STEREOTACTIC/ULTRASOUND NEEDLE, 9G X 11 - 14 CM X 20 MM, INCLUDES: CANISTER, INTRODUCER, AND MARKER, DISPOSABLE, STERILE." | INTERVENTIONAL RADIOLOGY AND CARDIAC CATHETERIZATION
3510 | 4220341008200 | """ANGIOGRAPHY PACK, STERILE, CONTAINS: THE MATERIAL OF THE DRAPE AND COVER MUST BE WATERPROOF, 1 X CSR OUTER COVER 45INX45IN, 1 X BACK TABLE COVER 60IN X 75IN, 7 X PCS ABSORBENT TOWEL, 3 XL REINFORCED GOWN, 1 X CUSTOM FEMORAL AND RADIAL ANGIOGRAPHY DRAPE W/ TWO WINDOWS 88IN X 138IN, 1 X NEEDLE 18G X 1.5IN, 1 X NEEDLE 23G X 1.18IN, 1 X NEEDLE 21G X 3.5CM, 1 X VASCULAR ACCESS SELDINGER NEEDLE 18G X 7CM, 1 X SCALPEL BLADE # 11, 1 X OPERATING SCISSORS BLUNT/SHARP 5IN STRAIGHT, 1 X MOSQUITO FORCEPS 5IN STRAIGHT, 1 X NEEDLE COUNTER 20 CT FOAM MAGNETIC, 20 X GAUZE SWABS 4 X 4 16 PLY WITHOUT X-RAY DETECTABLE, 4 X SPONGE STICK 6IN BLUE, 2 X PLASTIC TOWEL CLAMP, 1 X COVER 90 X50 CM SHEET, 1 X TRANS PARENT COVER 51X79IN SHEET, 1 X SCREEN COVER, 2 X FLUORO COVER LARGE GREEN, 2 X TEGADERM 6 X7CM, 1 X GALLIPOT 60ML, 1 X HALF DEEP TRAY 5.4 X 9.72 X 2IN, 2 X BOWL 1000CC, 2 X BOWEL 500 CC, 1 X RING BASIN 6000 CC, 1 X HIGH PRESSURE (LINE 1200 PSI) 150 CM, ULTRASOUND PROBE COVER AND JEL""" | INTERVENTIONAL RADIOLOGY AND CARDIAC CATHETERIZATION
3511 | 4220341012800 | "ASPIRATION CATHETER, FOR CORONARY ARTERIES, DISTAL RADIOPAQUE, LARGE LUMEN TO FACILITATE QUICK ASPIRATION, ASSORTED SIZES AS PER HOSPITAL REQUEST, DISPOSABLE, STERILE" | INTERVENTIONAL RADIOLOGY AND CARDIAC CATHETERIZATION
3512 | 4220341052700 | "SIZING BALLOON, FOR ATRIAL SEPTAL DEFECT (ASD), STERILE, ASSORTED SIZED AS PER HOSPITAL REQUEST" | INTERVENTIONAL RADIOLOGY AND CARDIAC CATHETERIZATION
3513 | 4220344720300 | "BALLOON CATHETER, FOR VALVULOPLASTY, FOR TREATMENT OF AORTIC VALVE STENOSIS, DIAMETER 5X TO 35X" | INTERVENTIONAL RADIOLOGY AND CARDIAC CATHETERIZATION
3514 | 4220341063500 | SCORING BALLOON FOR CORONARY ANGIOPLASTY ASSORTED SIZES AS PER HOSPITAL REQUEST | INTERVENTIONAL RADIOLOGY AND CARDIAC CATHETERIZATION
3515 | 4220341006400 | "CARDIAC CATHETERIZATION PACK (ADULT), ADVANCE, STERILE, CONTAINS: BACK TABLE COVER 60IN X 75IN (152X190CM) BACK TABLE COVER 30IN X 3 6IN (FOLDED)ABSORBENT TOWEL 17IN X 20IN (43X51 CM) REINFORCED SURGICAL GOWN XL FEMORAL ANGIO DRAPE (RADIAL) W/TWO WINDOWS 99IN X 130IN RUBBER BANDS SCALPEL BLADE # 11 WITH HANDLE BLUE BOWL 1000 CC (SPONGE) BOWL 250 CC (SPONGE) RING BASINS, 6000CC ABSORBENT UTILITY DRAPE 30IN X 30IN TUBE HOLDER W/VELCRO 10IN ADHESIVE TEGADERM DRESSING 10X12CMLARGE DRAPE 60INX100IN W/OUT REINF. MOSQUITO FORCEPS 5IN CURVED MOSQUITO FORCEPS 5IN STRAIGHT PITCHER 1200CCKIDNEY BASIN 700CC (REGULAR)OPERATING SCISSORS BL/SH 5IN STRAIGHT TOWEL CLAMPS GAUZE SWABS 4 X 4 12 PLY, NXRD SPLASH STOP WASTE COLLECTION BOWL W/SOLIDIFIER HAND TOWEL, OR CLOTH BLUE 44X60 CM NC - 20 COUNT FM W/MAG RED (STD)GALIPOT 60 CC GALIPOT 60 CC GALLIPOT 120MLSYRINGE 10ML L/L SYRINGE 10ML L/L SYRINGE 10ML L/L SYRINGE 3ML L/L SYRINGE 10ML L/L NEEDLE 19G X 1.5IN (3.8CM) BEIGE NEEDLE 21G X 1.5IN (3.5 CM/35X) | INTERVENTIONAL RADIOLOGY AND CARDIAC CATHETERIZATION
3516 | 4220341008100 | "CARDIAC CATHETERIZATION PACK (ADULT), BASIC, STERILE, CONTAINS: THE MATERIAL OF THE DRAPE AND COVER MUST BE WATERPROOF 1 X 4 PORTS RIGHT HAND MANIFOLD INCLUDES ONE PRESSURE LINE, ONE SALINE LINE, ONE CONTRAST MEDIA LINE ; CHLOROHEXIDINE ARTERY FORCEPS ; 1 X 18 GAUGE 7 CM ; INTRODUCER NEEDLE ; 1 X BOWL 6000ML ; 1 X BOWL 500 ML ; 2 X BOWL 250ML ; 2 X KIDNEY TRAY 1000ML ; 6 X SYRINGE L/L 10CC ; 1 X SYRINGE L/L 20CC ; 1 X NEEDLE 16G ; 1 X NEEDLE 21G ; 1 X NEEDLE 24G ; 1 X CONTROL SYRINGE 10ML L/L ; 6 X ABSORBENT LINEN 50X50 ; 5 X DRAPE 75X 75 ; 6 X SPONGE STICKS ; (1 EACH) X STERILE STICKERS (LABEL) ; 20 X GAUZE ; 1 X SCISSORS ; 1 X 11 BLADES SCALPEL ; 1 X LARGE GOWN ; 1 X EXTRA LARGE GOWN ; 2 X TOWEL CLIPS ; 6 X HAND TOWEL PAPER ; 3 X LARGE SPONGE STICKS ; 3 X FLUOROSCOPE COVER ; 1 X LEAD SCREEN COVER ; 1 X HIGH PRESSURE (LINE 1200 PSI) 50 CM ; 1 X FEMORAL ANGIO DRAPE, 2 HOLES, 290, 220 CM ; 20 GAUZE SWABS 4 X 4 CM ; 1 X MODESTY DRAPE 65 X 45 C M ; 3 X BOWLS (1 X LITER, 1 X 500 CC AND 1 | INTERVENTIONAL RADIOLOGY AND CARDIAC CATHETERIZATION
3517 | 4220341006300 | "CARDIAC CATHETERIZATION PACK (PEDIATRIC), ADVANCE, STERILE, CONTAINS: BACK TABLE COVER 60IN X 94IN ABSORBENT TOWEL 17INX20IN (43X51 CM ) REINFORCED SURGICAL GOWN XL ; GAUZE SWABS 4 X 4 12 PLY, NXRD LIGHT HANDLE COVER STERILE (GREEN) MOSQUITO FORCEPS 5IN STRAIGHT SCALPEL BLADE # 11 WITH HANDLE BLUE ; FEMORAL ANGIOGRAPHY SHEET 98IN X 145IN ; ABSORBENT UTILITY DRAPE 30IN X 30IN ; HAND TOWEL, OR CLOTH BLUE 44X60 CM ; TEGADERM DRESSING 10X12CM ; SYRINGE 5ML L/S SYRINGE 5ML L/L SYRINGE 10ML L/L SYRINGE 20ML L/L SYRINGE 10 CC L/S MEDICATION LABEL CUSTOMIZED FLUSH LIDOCAINE CONTRAST HEPARIN ADENOSINE NEEDLE 21G X 1.5IN (3.5 CM/35MM) GREEN NEEDLE 19G X 1.5IN (3.8CM) BEIGE ; NEEDLE 23G X 1.0IN (3.0CM) BLUE TOWEL CLAMPS BOWL 1000 CC (SPONGE) RING BASINS, 6000CC ; TRAY, HALF DEEP 14 X 25 X 5 CM BOWL 250 CC (SPONGE) SYRINGE 2ML L/S ; OPERATING SCISSORS BL/SH 5IN STRAIGHT ; PITCHER 1200CC ; 3 WAY STOPCOCK WITH EXTENSION NEEDLE HOLDER 5IN ; NC - 20 COUNT FM W/MAG RED (STD) ; KIDNEY BASIN 700CC (REGU | INTERVENTIONAL RADIOLOGY AND CARDIAC CATHETERIZATION
3518 | 4220341008000 | "CARDIAC CATHETERIZATION PACK (PEDIATRIC), BASIC, STERILE, CONTAINS : DRAPE ANGIO AND COVER BACK TABLE FF .COVER BACK TABLE 44 X 78 (TRANSPARENT) BAG BAND (RADIATION SHIELD COVER) .BAG BAND 36 X 20 X 2 (1.1 COVER) .PLASTIC TRAY (BASIN) .BIG BOWL 1000 ML X 2, AND SMALL BOWL 500 ML X 2 .POUCH STERILIZER. TRAY PREP 9 X 5 X 1.PREP PVP LIQUID (CHLOROHEXIDINE).PREP. SPONGE 6 W/HANDLE X 4.DRAPE UTILITY X 4 .SCALPEL # 11 AND SCISSORS .FORCEPS, MOSQUITO (CURVE) AND KELLY (STRAIGHT) .ALCOHOL BASE STERILIZATION SOLUTION 20 -30 ML .PERCUTANEOUS NEEDLE 21 X 5.0 CM AND 21 X 2.5 CM. STERILE GAUZE 4 X 4 CM (30 PCS) .GOWN X 3 (X LARGE) AND FLURO PLASTIC DRAPE X 2 .ANGIO PRESSURE LINE 24 X 3 PORTS .HIGH PRESSURE LINE 1200 PSI X 50 CM ARTERIAL PUNCTURE NEEDLE G# 21 X 5 CM .MANIFOLD (2 PORTS, RIGHT HAND, INCLUDE ONE PRESSURE LINE AND ON FLUSHING LINE) ABSORBENT LINEN 50X50 X 5 FLURO COVER X4 . 3WAY STOP COCK WITH 200CM EXTENSION X 2. SYRINGES 20CC X1. SYRINGE 10CC X1. SYRINGES 5CC X4. SYRINGES 2CC X2" | INTERVENTIONAL RADIOLOGY AND CARDIAC CATHETERIZATION
3519 | 4220340513400 | "CUTTING BALLOON, FOR CORONARY ANGIOPLASTY, HYDROPHILIC COATED, SOFT LASER CUT, BLADE MOUNTED LONGITUDINALLY AT PROXIMAL SHAFT, ASSORTED SIZES AS PER HOSPITAL REQUEST" | INTERVENTIONAL RADIOLOGY AND CARDIAC CATHETERIZATION
3520 | 4220341064100 | "CORONARY BALLOON CATHETER, FOR CTO, VERY SMALL DIAMETER AND LOW CROSSING PROFILE, ASSORTED SIZES AS PER HOSPITAL REQUEST" | INTERVENTIONAL RADIOLOGY AND CARDIAC CATHETERIZATION
3521 | 4220341063100 | "BALLOON CATHETER DILATATION, PEDIATRIC, LOW PROFILE, ASSORTED SIZES AS PER HOSPITAL REQUEST" | INTERVENTIONAL RADIOLOGY AND CARDIAC CATHETERIZATION
3522 | 4220341063900 | "CORONARY BALLOON CATHETER, NON COMPLIANT HIGH PRESSURE, LOW CROSSING PROFILE, ASSORTED SIZES AS PER HOSPITAL REQUEST" | INTERVENTIONAL RADIOLOGY AND CARDIAC CATHETERIZATION
3523 | 4229553900000 | "BALLOON INSIDE BALLOON CATHETER, ASSORTED SIZES AS PER HOSPITAL REQUEST""" | INTERVENTIONAL RADIOLOGY AND CARDIAC CATHETERIZATION
3524 | 4220341063800 | "CORONARY BALLOON CATHETER, SEMI-COMPLIANT, LOW CROSSING PROFILE, ASSORTED SIZES AS PER HOSPITAL REQUEST" | INTERVENTIONAL RADIOLOGY AND CARDIAC CATHETERIZATION
3525 | 4220341114800 | "VALVULOPLASTY BALLOON CATHETER KIT, FOR MITRAL STENOSIS, ASSORTED SIZES AS PER HOSPITAL REQUEST " | INTERVENTIONAL RADIOLOGY AND CARDIAC CATHETERIZATION
3526 | 4220341063300 | "BALLOON SEPTOSTOMY CATHETER, ASSORTED SIZES AS PER HOSPITAL REQUEST" | INTERVENTIONAL RADIOLOGY AND CARDIAC CATHETERIZATION
3527 | 4220341114100 | "ANGIOGRAPHIC BALLOON CATHETER, BERMAN OR EQUIVALENT, ASSORTED SIZES" | INTERVENTIONAL RADIOLOGY AND CARDIAC CATHETERIZATION
3528 | 4220341113000 | "DIAGNOSTIC CATHETER, HIGH FLOW JR4 SPECIAL, 5.2 FRENCH, DISPOSABLE, STERILE" | INTERVENTIONAL RADIOLOGY AND CARDIAC CATHETERIZATION
3529 | 4220341114600 | "TEMPORARY PACING CATHETER, WITHOUT BALLOON, ASSORTED SIZES AS PER HOSPITAL REQUEST" | INTERVENTIONAL RADIOLOGY AND CARDIAC CATHETERIZATION
3530 | 4220341051900 | "CATHETER, ARTERIAL, STRAIGHT INTIMA, 18G - 20G NEEDLE, 8-10 CM, RADIAL, WITH COMPATIBLE GUIDEWIRE, DISPOSABLE, STERILE" | INTERVENTIONAL RADIOLOGY AND CARDIAC CATHETERIZATION
3531 | 4220341051800 | "CATHETER, ARTERIAL, STRAIGHT INTIMA, 22G - 24G NEEDLE, 5-7 CM, RADIAL, WITH COMPATIBLE GUIDEWIRE, DISPOSABLE, STERILE" | INTERVENTIONAL RADIOLOGY AND CARDIAC CATHETERIZATION
3532 | 4220344706300 | CATHETER BALLOON WEDGE-PRESSURE ASSORTED SIZES DISPOSABLE STERILE | INTERVENTIONAL RADIOLOGY AND CARDIAC CATHETERIZATION
3533 | 4220341111200 | CATHETER CORONARY GUIDING ASSORTED FRENCH SIZE-LENGTH-TIP SHAPES AS PER HOSPITAL REQUEST DISPOSABLE STERILE | INTERVENTIONAL RADIOLOGY AND CARDIAC CATHETERIZATION
3534 | 4220341109500 | CATHETER, CORONARY, GUIDING, SHEATHLESS, ASSORTED FRENCH SIZE-LENGTH-TIP SHAPES AS PER HOSPITAL REQUEST, DISPOSABLE, STERILE | INTERVENTIONAL RADIOLOGY AND CARDIAC CATHETERIZATION
3535 | 4220344720100 | CATHETER, DIAGNOSTIC ANGIOGRAPHIC, FOR RIGHT AND LEFT CORONARY ANGIOGRAPHY THROUGH RADIAL/BRACHIAL APPROACH ASSORTED SIZES | INTERVENTIONAL RADIOLOGY AND CARDIAC CATHETERIZATION
3536 | 4220341021700 | MICRO CATHETER, DUAL LUMEN, COMBINED RAPID EXCHANGE AND OVER-THE-WIRE PLATFORMS, SHAFT LENGTH: 130-150 CM, TO FACILITATE PLACEMENT AND EXCHANGE OF GUIDEWIRES DURING INTERVENTIONAL PROCEDURES | INTERVENTIONAL RADIOLOGY AND CARDIAC CATHETERIZATION
3537 | 4220341114400 | OPTICAL COHERENCE TOMOGRAPHY CATHETER | INTERVENTIONAL RADIOLOGY AND CARDIAC CATHETERIZATION
3538 | 4220344701400 | CLOSE SYSTEM DISPOSAL BAG FOR SALINE AND CONTRAST THAT USING DURING INTERVENTIONAL PROCEDURES | INTERVENTIONAL RADIOLOGY AND CARDIAC CATHETERIZATION
3539 | 4220344715400 | "FEMORAL CLOSURE DEVICE, ABSORBABLE, SEALS LARGE ACCESS MORE THAN 20FR" | INTERVENTIONAL RADIOLOGY AND CARDIAC CATHETERIZATION
3540 | 4220341108100 | "PDA COIL OCCLUSION SYSTEM, ASSORTED SIZES AS PER HOSPITAL REQUEST" | INTERVENTIONAL RADIOLOGY AND CARDIAC CATHETERIZATION
3541 | 4220341053700 | "VSD COIL OCCLUSION SYSTEM, ASSORTED SIZES AS PER HOSPITAL REQUEST" | INTERVENTIONAL RADIOLOGY AND CARDIAC CATHETERIZATION
3542 | 4220341062600 | CORONARY MICROCATHETER FOR ANTEGRADE/RETROGRADE PERCUTANEOUS CORONARY INTERVENTION, ASSORTED SIZES AS PER HOSPITAL REQUEST | INTERVENTIONAL RADIOLOGY AND CARDIAC CATHETERIZATION
3543 | 4220341051500 | "DEFIBRILLATION PADS, ADULT AND PEDIATRIC, RADIOLUCENT, PACING AND ECG ELECTRODES PADS, DISPOSABLE" | INTERVENTIONAL RADIOLOGY AND CARDIAC CATHETERIZATION
3544 | 4218172600100 | DEFIBRILLATOR PAD SIZE ADULT AND PEDIATRIC ON DEMAND COMPATIBLE CORPULS MACHINE | INTERVENTIONAL RADIOLOGY AND CARDIAC CATHETERIZATION
3545 | 4218172600400 | DEFIBRILLATOR PAD SIZE ADULT AND PEDIATRIC ON DEMAND COMPATIBLE INNOMED MACHINE | INTERVENTIONAL RADIOLOGY AND CARDIAC CATHETERIZATION
3546 | 4218172601100 | DEFIBRILLATOR PAD SIZE ADULT AND PEDIATRIC ON DEMAND COMPATIBLE NIHON KOHDEN MACHINE | INTERVENTIONAL RADIOLOGY AND CARDIAC CATHETERIZATION
3547 | 4218172601200 | DEFIBRILLATOR PAD SIZE ADULT AND PEDIATRIC ON DEMAND COMPATIBLE PHILIPS MACHINE | INTERVENTIONAL RADIOLOGY AND CARDIAC CATHETERIZATION
3548 | 4218172601300 | DEFIBRILLATOR PAD SIZE ADULT AND PEDIATRIC ON DEMAND COMPATIBLE PHYSIO CONTROL MACHINE | INTERVENTIONAL RADIOLOGY AND CARDIAC CATHETERIZATION
3549 | 4218172601600 | DEFIBRILLATOR PAD SIZE ADULT AND PEDIATRIC ON DEMAND COMPATIBLE SCHILLER MEDICAL MACHINE | INTERVENTIONAL RADIOLOGY AND CARDIAC CATHETERIZATION
3550 | 4218172601800 | DEFIBRILLATOR PAD SIZE ADULT AND PEDIATRIC ON DEMAND COMPATIBLE ZOLL MACHINE | INTERVENTIONAL RADIOLOGY AND CARDIAC CATHETERIZATION
3551 | 4220341053200 | "DELIVERY SYSTEM, FOR CLOSURE DEFECTS DEVICE, 45 ANGLE CURVE, ASSORTED SIZES AS PER HOSPITAL REQUEST" | INTERVENTIONAL RADIOLOGY AND CARDIAC CATHETERIZATION
3552 | 4220341053100 | "DELIVERY SYSTEM, FOR CLOSURE DEFECTS DEVICE, 180 ANGLE CURVE, ASSORTED SIZES AS PER HOSPITAL REQUEST" | INTERVENTIONAL RADIOLOGY AND CARDIAC CATHETERIZATION
3553 | 4220341053000 | "CLOSURE DEVICE, FOR PFO OCCLUDER, ASSORTED SIZES AS PER HOSPITAL REQUEST" | INTERVENTIONAL RADIOLOGY AND CARDIAC CATHETERIZATION
3554 | 4220341054000 | "CLOSURE DEVICE, FOR MULTIFENESTRATED ATRIAL SEPTAL DEFECT (ASD), ASSORTED SIZES AS PER HOSPITAL REQUEST" | INTERVENTIONAL RADIOLOGY AND CARDIAC CATHETERIZATION
3555 | 4220341053300 | "CLOSURE DEVICE, FOR PDA OCCLUDER, ASSORTED SIZES AS PER HOSPITAL REQUEST" | INTERVENTIONAL RADIOLOGY AND CARDIAC CATHETERIZATION
3556 | 4220341053800 | "CLOSURE DEVICE, FOR ASD OCCLUDER, ASSORTED SIZES AS PER HOSPITAL REQUEST" | INTERVENTIONAL RADIOLOGY AND CARDIAC CATHETERIZATION
3557 | 4220342400500 | PERIPHERAL VASCULAR CLOSURE DEVICE 5 FR - 8 FR | INTERVENTIONAL RADIOLOGY AND CARDIAC CATHETERIZATION
3558 | 4220341053600 | "CLOSURE DEVICE, FOR VSD OCCLUDER, ASSORTED SIZES AS PER HOSPITAL REQUEST" | INTERVENTIONAL RADIOLOGY AND CARDIAC CATHETERIZATION
3559 | 4220341107500 | "CLOSURE DEVICE, FOR PDA, WITH DELIVERY SYSTEM, ASSORTED SIZES AS PER HOSPITAL REQUEST" | INTERVENTIONAL RADIOLOGY AND CARDIAC CATHETERIZATION
3560 | 4220341064000 | BALLOON, CORONARY ANGIOPLASTY, DRUG ELUTING, RAPID EXCHANGE WITH TWO MARKERS, 0.014 IN WIRE COMPATIBLE | INTERVENTIONAL RADIOLOGY AND CARDIAC CATHETERIZATION
3561 | 4220341013900 | "EMBOLIZATION VASCULAR PLUG/DEVICE, NITINOL OR TITANIUM, LOW PROFILE, SIZES FROM 4 TO 8 MM, COMPATIBLEWITH CATHETERS FROM 0.038 INCH AND LARGER, STERILE" | INTERVENTIONAL RADIOLOGY AND CARDIAC CATHETERIZATION
3562 | 4220341013800 | "EMBOLIZATION VASCULAR PLUG/DEVICE, NITINOL OR TITANIUM, LOW PROFILE, SIZES FROM 10 TO 22 MM, COMPATIBLEWITH CATHETERS FROM 0.038 INCH AND LARGER, STERILE" | INTERVENTIONAL RADIOLOGY AND CARDIAC CATHETERIZATION
3563 | 4220341054300 | EXTENSION DEVICE FOR GUIDE CATHETER, RAPID EXCHANGE, ASSORTED SIZES AS PER HOSPITAL REQUEST | INTERVENTIONAL RADIOLOGY AND CARDIAC CATHETERIZATION
3564 | 4220341114300 | "FORCEPS, FOR CARDIAC BIOPSY, ASSORTED SIZES AS PER HOSPITAL REQUEST" | INTERVENTIONAL RADIOLOGY AND CARDIAC CATHETERIZATION
3565 | 4220341055300 | "GUIDEWIRE, FOR TAVI PROCEDURES, PRESHAPED, 0.035IN, ASSORTED LENGTHS" | INTERVENTIONAL RADIOLOGY AND CARDIAC CATHETERIZATION
3566 | 4220341054900 | "GUIDEWIRE, FOR RADIOFREQUENCY SEPTAL PERFORATION, DISPOSABLE, STERILE" | INTERVENTIONAL RADIOLOGY AND CARDIAC CATHETERIZATION
3567 | 4220341108600 | "GUIDEWIRE, ULTRA SUPER STIFF, HEAVY DUTY, 0.035IN-0.038IN, ASSORTED LENGTHS, DISPOSABLE, STERILE" | INTERVENTIONAL RADIOLOGY AND CARDIAC CATHETERIZATION
3568 | 4220341098400 | "GUIDEWIRE, AMPLATZ SUPER STIFF, STRAIGHT OR J-SHAPED, SOFT ATRAUMATIC FLOPPY TIP, 0.035IN/0.038IN, ASSORTED LENGTHS, DISPOSABLE, STERILE" | INTERVENTIONAL RADIOLOGY AND CARDIAC CATHETERIZATION
3569 | 4220341055400 | GUIDEWIRE CORONARY PTCA INTERMEDIATE TIP LOAD 0.014IN J-TIP OR STRAIGHT ASSORTED RANGE AND SIZES AS PER HOSPITAL REQUEST | INTERVENTIONAL RADIOLOGY AND CARDIAC CATHETERIZATION
3570 | 4220341055500 | GUIDEWIRE CORONARY PTCA WORKHORSE/FLOPPY 0.014IN J-TIP OR STRAIGHT ASSORTED RANGE AND SIZES AS PER HOSPITAL REQUEST | INTERVENTIONAL RADIOLOGY AND CARDIAC CATHETERIZATION
3571 | 4220341024600 | "GUIDEWIRE, EXTRA STIFF PROXIMAL SHAFT WITH PTFE COATING, HYDROPHILIC COATED TIP NOT LESS THAN 18 CM, STRAIGHT/ANGLED TIP, 0.014IN, 0.018IN, 0.035IN, ASSORTED LENGTHS, DISPOSABLE, STERILE" | INTERVENTIONAL RADIOLOGY AND CARDIAC CATHETERIZATION
3572 | 4220341086400 | "GUIDEWIRE, NITINOL, 100% HYDROPHILIC COATED, POLYURETHANE COATED, STANDARD/FLEXIBLE SHAFT, STRAIGHT/ANGLED TIP, 145 - 180 CM, DISPOSABLE, STERILE" | INTERVENTIONAL RADIOLOGY AND CARDIAC CATHETERIZATION
3573 | 4220341086300 | "GUIDEWIRE, NITINOL, 100% HYDROPHILIC COATED, POLYURETHANE COATED, STANDARD/FLEXIBLE SHAFT, STRAIGHT/ANGLED TIP, NOT LESS THAN 250 CM, DISPOSABLE, STERILE" | INTERVENTIONAL RADIOLOGY AND CARDIAC CATHETERIZATION
3574 | 4220341086200 | "GUIDEWIRE, NITINOL, 100% HYDROPHILIC COATED, POLYURETHANE COATED, STIFF SHAFT, STRAIGHT/ANGLED TIP, NOT LESS THAN 250 CM, DISPOSABLE, STERILE" | INTERVENTIONAL RADIOLOGY AND CARDIAC CATHETERIZATION
3575 | 4220341109000 | "GUIDEWIRE, FOR FRACTIONAL FLOW RESERVE ( FFR ), PRESSURE WIRE FOR MEASUREMENTS, DISPOSABLE, STERILE" | INTERVENTIONAL RADIOLOGY AND CARDIAC CATHETERIZATION
3576 | 4220341098600 | "GUIDEWIRE, STANDARD, STAINLESS STEEL, PTFE-COATED, STRAIGHT/J-SHAPED, SOFT ATRAUMATIC FLOPPY TIP, SIZE 0.035IN, ASSORTED LENGTHS, DISPOSABLE, STERILE" | INTERVENTIONAL RADIOLOGY AND CARDIAC CATHETERIZATION
3577 | 4220341065900 | INTRACARDIAC ULTRASOUND CATHETER ASSORTED SIZES AS PER HOSPITAL REQUEST | INTERVENTIONAL RADIOLOGY AND CARDIAC CATHETERIZATION
3578 | 4220341052600 | INFLATION DEVICE KIT CONTAINS: INFLATION SYRINGE WITH SHORT TUBE, 3-WAYS STOPCOCK, INTRODUCER NEEDLE COMPATIBLE WITH 0.014IN PCI WIRE, 1 -2 TORQUE, (WITH BLEED BACK CONTROL VALVE), STEERING HANDLE, UP TO 30 ATM INFLATION CAPABILITY AND QUICK LOCKING MECHANISM, DISPOSABLE, STERILE | INTERVENTIONAL RADIOLOGY AND CARDIAC CATHETERIZATION
3579 | 4220344719900 | INTRA AORTIC BALLOON ASSORTED SIZES, CAPACITY ASSORTED ACCORDING TO CENTER REQUEST, SHEATH AND SHEATH LESS, WITH INSERTION KIT, COMPATIBLE WITH THE CURRENT HOSPITALS MACHINES, DISPOSABLE, STERILE | INTERVENTIONAL RADIOLOGY AND CARDIAC CATHETERIZATION
3580 | 4220344711700 | "INTRAVASCULAR LITHOTRIPSY CATHETER FOR CORONARY CALCIUM, ASSORTED SIZES AS PER HOSPITAL REQUEST. ENERATOR TO BE PROVIDED FREE OF CHARGE TO THE RECEIVING CENTERS." | INTERVENTIONAL RADIOLOGY AND CARDIAC CATHETERIZATION
3581 | 4229474100000 | "INTRAVASCULAR CORONARY ULTRASOUND CATHETER, ASSORTED SIZES AS PER HOSPITAL REQUEST" | INTERVENTIONAL RADIOLOGY AND CARDIAC CATHETERIZATION
3582 | 4220341109300 | "INTRODUCER SHEATH SET, NON METALLIC, 10-14 FR, LENGTH NOT MORE THAN 15 CM, DISPOSABLE, STERILE" | INTERVENTIONAL RADIOLOGY AND CARDIAC CATHETERIZATION
3583 | 4220341056200 | "INTRODUCER SHEATH, FOR CARDIAC BIOPSY FORCEPS , ASSORTED SIZES AS PER HOSPITAL REQUEST" | INTERVENTIONAL RADIOLOGY AND CARDIAC CATHETERIZATION
3584 | 4220341056000 | "INTRODUCER SHEATH, FOR TAVI, LONG, HYDROPHILIC COATED, ASSORTED SIZES AND LENGTHS AS PER HOSPITAL REQUEST" | INTERVENTIONAL RADIOLOGY AND CARDIAC CATHETERIZATION
3585 | 4220341055800 | "INTRODUCER SHEATH SET, RADIOPAQUE TIP, STRAIGHT OR CURVED, 50-90 CM, ASSORTED SIZES AS PER HOSPITAL REQUEST" | INTERVENTIONAL RADIOLOGY AND CARDIAC CATHETERIZATION
3586 | 4220341055600 | INTRODUCER SHEATH FOR TRANSSEPTAL PUNCTURE ASSORTED SIZES AS PER HOSPITAL REQUEST | INTERVENTIONAL RADIOLOGY AND CARDIAC CATHETERIZATION
3587 | 4220341056100 | INTRODUCERS SHEATH SET NON METALLIC NOT RADIOPAQUE TIP DISPOSABLE STERILE ASSORTED SIZES AS PER HOSPITAL REQUEST | INTERVENTIONAL RADIOLOGY AND CARDIAC CATHETERIZATION
3588 | 4220341115400 | "CLOSURE DEVICE, FOR LEFT ATRIAL APPENDAGE, ASSORTED SIZES AS PER HOSPITAL REQUEST" | INTERVENTIONAL RADIOLOGY AND CARDIAC CATHETERIZATION
3589 | 4220344700200 | MATCHED FLUID THERAPY KIT TO PROTECT CARDIAC PATIENT AGAINST CONTRAST INDUCED NEPHROPATHY, THE KIT CONTAINS: ONE INFUSION SET, ONE COLLECTION SET, ONE EXTENSION SET) COMPATIBLE WITH RENAL GUARD CLOSED LOOP FLUID MANAGEMENT CONSOLE DISPOSABLE, STERILE. ONE RENAL GUARD CONSOLE WILL BE PROVIDED FREE OF CHARGE WITH EACH 100 ORDERED SETS | INTERVENTIONAL RADIOLOGY AND CARDIAC CATHETERIZATION
3590 | 4220341000100 | "MECHANICAL ROTATING DILATOR SHEATH, FOR LASER LEAD EXTRACTION, FOR CARDIAC ELECTROPHYSIOLOGY, ASSORTED SIZES AND LENGTHS AS PER HOSPITAL REQUEST" | INTERVENTIONAL RADIOLOGY AND CARDIAC CATHETERIZATION
3591 | 4220341090400 | MICRO PUNCTURE INTRODUCER SET FOR 0.035IN GUIDEWIRE ACCESS ACCESS NEEDLE: 21 OR 22G 4-9 CM LENGTH GUIDEWIRE 0.018IN 40 - 50 CM LONG COAXIAL INTRODUCER CATHETER 4 -5 FR X 9-15 CM DISPOSABLE STERILE | INTERVENTIONAL RADIOLOGY AND CARDIAC CATHETERIZATION
3592 | 4220341021800 | "MICROCATHETER, SPIRAL CATHETER, MULTILAYER SHAFT CONSTRUCTION, FOR CORONARY AND PERIPHERAL ARTERIAL VASCULATURE, FLEXIBLE AND TAPERED TIP, USED TO FACILITATE ROTATIONAL CROSS OF LONG SEVERELY CALCIFIED LESIONS, SHAFT LENGTH 135-150 CM, COMPATIBLE WITH 0.014 INCH GUIDEWIRE, ASSORTED SIZES AND LENGTHS AS PER HOSPITAL REQUEST" | INTERVENTIONAL RADIOLOGY AND CARDIAC CATHETERIZATION
3593 | 4220341050900 | "MULTI USE SYRINGE, FOR CATH LAB CORONARY INJECTOR, STERILE" | INTERVENTIONAL RADIOLOGY AND CARDIAC CATHETERIZATION
3594 | 4220341064900 | "CLOSURE DEVICE, FOR PARAVALVULAR LEAK, ASSORTED SIZES AS PER HOSPITAL REQUEST" | INTERVENTIONAL RADIOLOGY AND CARDIAC CATHETERIZATION
3595 | 4220341064800 | "CARDIAC ASSIST CATHETER, HEART PUMP CATHETER, GENERATES BLOOD FLOW FROM LEFT VENTRICLE TO THE AORTA, COMPLETE KIT" | INTERVENTIONAL RADIOLOGY AND CARDIAC CATHETERIZATION
3596 | 4220340321500 | PERICARDIOCENTESIS KIT TO REMOVE FLUIDS FROM PERICARDIUM DISPOSABLE STERILE | INTERVENTIONAL RADIOLOGY AND CARDIAC CATHETERIZATION
3597 | 4220341106900 | PRESSURE MONITORING LINE, 60 CM LONG, PEDIATRIC, WITH MALE AND FEMALE ENDS, NON COMPLIANT, DISPOSABLE, STERILE | INTERVENTIONAL RADIOLOGY AND CARDIAC CATHETERIZATION
3598 | 4220341108400 | RADIAL ARTERY COMPRESSION DEVICE, VARIOUS SIZES | INTERVENTIONAL RADIOLOGY AND CARDIAC CATHETERIZATION
3599 | 4220341051400 | "HEAD CAP, FOR RADIATION PROTECTION, DISPOSABLE" | INTERVENTIONAL RADIOLOGY AND CARDIAC CATHETERIZATION
3600 | 4220341082100 | "RADIATION PROTECTION DRAPE FOR FEMORAL ACCESS, 95% REDUCTION, LEAD FREE, DISPOSABLE, STERILE" | INTERVENTIONAL RADIOLOGY AND CARDIAC CATHETERIZATION
3601 | 4220341082000 | "RADIATION PROTECTION DRAPE FOR LEFT SUBCLAVIAN ACCESS DURING PACEMAKER PROCEDURES, 95% REDUCTION, LEAD FREE, DISPOSABLE, STERILE" | INTERVENTIONAL RADIOLOGY AND CARDIAC CATHETERIZATION
3602 | 4220341005700 | "RENAL DENERVATION CATHETER, TO TREAT UNCONTROLLED HYPERTENSION PATIENTS" | INTERVENTIONAL RADIOLOGY AND CARDIAC CATHETERIZATION
3603 | 4220341109400 | "INTRODUCER SHEATH, FOR TRANSRADIAL / PEDIATRIC,TAPERED, HYDROPHILIC COATED, ASSORTED SIZES AND LENGTHS AS PER HOSPITAL REQUEST" | INTERVENTIONAL RADIOLOGY AND CARDIAC CATHETERIZATION
3604 | 4220341051000 | "SINGLE USE INJECTOR SET, INCLUDES MANIFOLD AND HAND CONTROLLER, FOR CATH LAB CORONARY INJECTOR, STERILE" | INTERVENTIONAL RADIOLOGY AND CARDIAC CATHETERIZATION
3605 | 4220341064700 | "STENT BALLOON, UNMOUNTED, FOR PULMONARY ARTERY, ASSORTED SIZES AND LENGTHS AS PER HOSPITAL REQUEST" | INTERVENTIONAL RADIOLOGY AND CARDIAC CATHETERIZATION
3606 | 4220341064400 | COVERED STENT FOR CORONARY ASSORTED SIZES AS PER HOSPITAL REQUEST | INTERVENTIONAL RADIOLOGY AND CARDIAC CATHETERIZATION
3607 | 4220341064300 | "STENT, CORONARY, BARE METAL, LOW PROFILE, EXCELLENT FLEXIBILITY AND DELIVERABILITY, THIN STRUTS, HIGH RADIAL FORCE, MINIMAL LATE DIAMETER LOSS, TWO MARKERS, MUST HAVE LARGE DIAMETERS OF 4.5X AND 5.00X WITHIN THE SIZES RANGE, ASSORTED SIZES AS PER HOSPITAL REQUEST" | INTERVENTIONAL RADIOLOGY AND CARDIAC CATHETERIZATION
3608 | 4220341064200 | "STENT, CORONARY, DRUG ELUTING, THIN STRUTS WITH HIGH RADIAL FORCE, NON THROMBOGENIC, NON INFLAMMTORY, ENHANCED VISIBILITY, HIGH FLEXIBILITY, WITH THE LATEST TECHNOLOGY, ASSORTED SIZES AS PER HOSPITAL REQUEST" | INTERVENTIONAL RADIOLOGY AND CARDIAC CATHETERIZATION
3609 | 4220341064600 | "STENT, PEDIATRIC, COVERED, FOR AORTIC COARCTATION, STERILE, ASSORTED SIZES AS PER HOSPITAL REQUEST" | INTERVENTIONAL RADIOLOGY AND CARDIAC CATHETERIZATION
3610 | 4220341065000 | TRANSCATHETER MITRAL VALVE REPAIR SYSTEM | INTERVENTIONAL RADIOLOGY AND CARDIAC CATHETERIZATION
3611 | 4220341086600 | ULTRASOUND PROBE AND CABLE COVER KIT, STERILE, DISPOSABLE, KIT CONTAINS: 13-16 CM X 130-200 CM (WIDTH X LENGTH) ULTRASOUND PROBE COVER, TWO RUBBER BANDS/STRAPS AND 20ML STERILE GEL PACK | INTERVENTIONAL RADIOLOGY AND CARDIAC CATHETERIZATION
3612 | 4229580903700 | "RADIOFREQUENCY ABLATION CATHETER, FOR CARDIAC ELECTROPHYSIOLOGY, IRRIGATED TIP, WITH CONTACT FORCE, ASSORTED SIZES AS PER HOSPITAL REQUEST" | INTERVENTIONAL RADIOLOGY AND CARDIAC CATHETERIZATION
3613 | 4220341068100 | "3D MAPPING CATHETER, FOR CARDIAC ELECTROPHYSIOLOGY, TO COLLECT POINTS, ASSORTED SIZES AS PER HOSPITAL REQUEST" | INTERVENTIONAL RADIOLOGY AND CARDIAC CATHETERIZATION
3614 | 4229580903300 | "RADIOFREQUENCY MICRO ABLATION CATHETER, FOR CARDIAC ELECTROPHYSIOLOGY, IRRIGATED TIP, ASSORTED SIZES AS PER HOSPITAL REQUEST" | INTERVENTIONAL RADIOLOGY AND CARDIAC CATHETERIZATION
3615 | 4220341601300 | "RADIOFREQUENCY ABLATION CATHETER, FOR CARDIAC ELECTROPHYSIOLOGY, IRRIGATED TIP, ENABLED SENSOR, ASSORTED SIZES AS PER HOSPITAL REQUEST" | INTERVENTIONAL RADIOLOGY AND CARDIAC CATHETERIZATION
3616 | 4220341067900 | "SURFACE ELECTRODE, FOR CARDIAC ELECTROPHYSIOLOGY, 3D MAPPING, COMPATIBLE WITH CARTO MACHINE" | INTERVENTIONAL RADIOLOGY AND CARDIAC CATHETERIZATION
3617 | 4220341068000 | "SURFACE ELECTRODE, FOR CARDIAC ELECTROPHYSIOLOGY, 3D MAPPING, COMPATIBLE WITH ENSITE MACHINE" | INTERVENTIONAL RADIOLOGY AND CARDIAC CATHETERIZATION
3618 | 4220341115300 | "ANTIMICROBIAL ENVELOP, FOR CARDIAC ELECTROPHYSIOLOGY, FOR DEVICES IMPLANTATIONS, ABSORBABLE, ASSORTED SIZES AS PER HOSPITAL REQUEST" | INTERVENTIONAL RADIOLOGY AND CARDIAC CATHETERIZATION
3619 | 4220341067200 | "CRYO BALLOON ABLATION CATHETER, FOR CARDIAC ELECTROPHYSIOLOGY, WITH ALL NEEDED ACCESSORIES, ASSORTED SIZES AS PER HOSPITAL REQUEST" | INTERVENTIONAL RADIOLOGY AND CARDIAC CATHETERIZATION
3620 | 4220340580700 | BALLOON, PERIPHERAL, ANGIOPLASTY, NON-COMPLIANT, LARGE DIAMETER FOR LARGE VESSELS, DISPOSABLE, STERILE, ASSORTED SIZES, BALLOON DIAMETER AND LENGTH AS PER HOSPITAL REQUEST | INTERVENTIONAL RADIOLOGY AND CARDIAC CATHETERIZATION
3621 | 4220340581100 | BALLOON, PERIPHERAL, ANGIOPLASTY, NON-COMPLIANT, ULTRA HIGH RATED BURST PRESSURE UP TO 40ATM, DISPOSABLE, STERILE, ASSORTED SIZES, BALLOON DIAMETER AND LENGTH AS PER HOSPITAL REQUEST | INTERVENTIONAL RADIOLOGY AND CARDIAC CATHETERIZATION
3622 | 4220340580600 | BALLOON, PERIPHERAL, ANGIOPLASTY, SEMI-COMPLIANT, 0.014 IN WIRE COMPATIBILITY, DISPOSABLE, STERILE, ASSORTED SIZES, BALLOON DIAMETER AND LENGTH AS PER HOSPITAL REQUEST | INTERVENTIONAL RADIOLOGY AND CARDIAC CATHETERIZATION
3623 | 4220340580500 | BALLOON, PERIPHERAL, ANGIOPLASTY, SEMI-COMPLIANT, 0.018 IN WIRE COMPATIBILITY, DISPOSABLE, STERILE, ASSORTED SIZES, BALLOON DIAMETER AND LENGTH AS PER HOSPITAL REQUEST | INTERVENTIONAL RADIOLOGY AND CARDIAC CATHETERIZATION
3624 | 4220340580400 | BALLOON, PERIPHERAL, ANGIOPLASTY, SEMI-COMPLIANT, 0.035 IN WIRE COMPATIBILITY, DISPOSABLE, STERILE, ASSORTED SIZES, BALLOON DIAMETER AND LENGTH AS PER HOSPITAL REQUEST | INTERVENTIONAL RADIOLOGY AND CARDIAC CATHETERIZATION
3625 | 4220341068400 | "CARDIAC RESYNCHRONIZATION PACEMAKER, CRT-P, 1- PROGRAMMERS/SOFTWARE UPGRADE AND ENOUGH PRINTING PAPERS MUST BE PROVIDED FREE OF CHARGE TO ALL CENTERS; 2- TECHNICAL AND EDUCATIONAL SUPPORT SHOULD BE PROVIDED TO THE HOSPITAL STAFF IN ALL CENTERS WITH EXPERT TEAM (CERTIFIED) , 3- COMPLETE SYSTEM WITH RA AND RV AND LV LEADS (LV LEAD QUADRIC POLAR OR BIPOLAR DEPEND ON DEMAND), INTRODUCER SHEATHS, DELIVERY SYSTEM FOR LV LEAD AND SURGICAL CABLES AND VENOGRAM BALLOON, 4-FULLY MRI COMPATIBLE" | INTERVENTIONAL RADIOLOGY AND CARDIAC CATHETERIZATION
3626 | 4220341068700 | "CARDIAC RESYNCHRONIZATION THERAPY ICD, CRT-D : 1- PROGRAMMERS/SOFTWARE UPGRADE AND ENOUGH PRINTING PAPERS MUST BE PROVIDED FREE OF CHARGE TO ALL CENTERS ; 2- TECHNICAL AND EDUCATIONAL SUPPORT SHOULD BE PROVIDED TO THE HOSPITAL STAFF IN ALL CENTERS WITH EXPERT TEAM (CERTIFIED) ; 3- COMPLETE SYSTEM WITH RA AND RV AND LV LEADS (LV LEAD QUADRIC POLAR OR BIPOLAR DEPEND ON DEMAND), INTRODUCER SHEATHS, DELIVERY SYSTEM FOR LV LEAD AND SURGICAL CABLES AND VENOGRAM BALLOON ; 4- DEVICES WITH DF 1 ALSO TO BE PROVIDED FOR PULSE GENERATOR CHANGES OF OLD IMPLANTS AS PER THE REQUEST OF THE CENTER" | INTERVENTIONAL RADIOLOGY AND CARDIAC CATHETERIZATION
3627 | 4220343002700 | "3D MAPPING CATHETER, FOR CARDIAC ELECTROPHYSIOLOGY, ENABLED SENSOR, HIGH DENSITY, ASSORTED SIZES AS PER HOSPITAL REQUEST" | INTERVENTIONAL RADIOLOGY AND CARDIAC CATHETERIZATION
3628 | 4220344706100 | "DIAGNOSTIC CATHETER, FOR CARDIAC ELECTROPHYSIOLOGY, CORONARY SINUS ( CS ), NON DEFLECTABLE TIP, ASSORTED SIZES AND CURVES AS PER HOSPITAL REQUEST" | INTERVENTIONAL RADIOLOGY AND CARDIAC CATHETERIZATION
3629 | 4220343359500 | CATHETER CORONARY DIAGNOSTIC ANGIOGRAPHIC HIGH FLOW ASSORTED FRENCH SIZE-LENGTH-TIP SHAPES AS PER HOSPITAL REQUEST DISPOSABLE STERILE | INTERVENTIONAL RADIOLOGY AND CARDIAC CATHETERIZATION
3630 | 4220343359900 | CATHETER, DIAGNOSTIC ANGIOGRAPHIC, 100% HYDROPHILIC, ASSORTED FRENCH SIZE-LENGTH-TIP SHAPES AS PER HOSPITAL REQUEST, DISPOSABLE, STERILE | INTERVENTIONAL RADIOLOGY AND CARDIAC CATHETERIZATION
3631 | 4220343359700 | CATHETER DIAGNOSTIC ANGIOGRAPHIC ASSORTED FRENCH SIZE-LENGTH-TIP SHAPES AS PER HOSPITAL REQUEST DISPOSABLE STERILE | INTERVENTIONAL RADIOLOGY AND CARDIAC CATHETERIZATION
3632 | 4220343360000 | CATHETER DIAGNOSTIC ANGIOGRAPHIC FLUSH CATHETER ASSORTED FRENCH SIZE-LENGTH-TIP SHAPES AS PER HOSPITAL REQUEST DISPOSABLE STERILE | INTERVENTIONAL RADIOLOGY AND CARDIAC CATHETERIZATION
3633 | 4220343359800 | CATHETER, DIAGNOSTIC ANGIOGRAPHIC, HYDROPHILIC TIP COATING, ASSORTED FRENCH SIZE-LENGTH-TIP SHAPES AS PER HOSPITAL REQUEST, DISPOSABLE, STERILE | INTERVENTIONAL RADIOLOGY AND CARDIAC CATHETERIZATION
3634 | 4220343360100 | CATHETER, DIAGNOSTIC ANGIOGRAPHIC, SIZING/MEASURING CATHETER MARKED WITH RADIOPAQUE MARKERS (FOR MEASURING THE LENGTH OF BLOOD VESSELS), WITH SIDE HOLES, ASSORTED FRENCH SIZE-LENGTH-TIP SHAPES AS PER HOSPITAL REQUEST, DISPOSABLE, STERILE | INTERVENTIONAL RADIOLOGY AND CARDIAC CATHETERIZATION
3635 | 4220341067500 | "DIAGNOSTIC CATHETER, FOR CARDIAC ELECTROPHYSIOLOGY, DUO DECAPOLAR, ASSORTED SIZES AND CURVES AS PER HOSPITAL REQUEST" | INTERVENTIONAL RADIOLOGY AND CARDIAC CATHETERIZATION
3636 | 4220343001500 | DIAGNOSTIC CATHETER FOR CARDIAC ELECTROPHYSIOLOGY QUADRIPOLAR ASSORTED SIZES AND CURVES AS PER HOSPITAL REQUEST | INTERVENTIONAL RADIOLOGY AND CARDIAC CATHETERIZATION
3637 | 4220343001400 | DIAGNOSTIC CATHETER FOR CARDIAC ELECTROPHYSIOLOGY CORONARY SINUS ( CS ) DEFLECTABLE TIP ASSORTED SIZES AND CURVES AS PER HOSPITAL REQUEST | INTERVENTIONAL RADIOLOGY AND CARDIAC CATHETERIZATION
3638 | 4220341115700 | "FREEZING TIP ABLATION CATHETER, FOR CARDIAC ELECTROPHYSIOLOGY, ASSORTED SIZES AS PER HOSPITAL REQUEST" | INTERVENTIONAL RADIOLOGY AND CARDIAC CATHETERIZATION
3639 | 4220341067300 | "RADIOFREQUENCY ABLATION CATHETER, FOR CARDIAC ELECTROPHYSIOLOGY, NON IRRIGATED TIP, ASSORTED SIZES AS PER HOSPITAL REQUEST" | INTERVENTIONAL RADIOLOGY AND CARDIAC CATHETERIZATION
3640 | 4220341115800 | RADIOFREQUENCY ABLATION CATHETER FOR CARDIAC ELECTROPHYSIOLOGY IRRIGATED TIP ASSORTED SIZES AS PER HOSPITAL REQUEST | INTERVENTIONAL RADIOLOGY AND CARDIAC CATHETERIZATION
3641 | 4220341067700 | "RADIOFREQUENCY ABLATION CATHETER, FOR CARDIAC ELECTROPHYSIOLOGY, CLOSED LOOP COOLING TIP, ASSORTED SIZES AS PER HOSPITAL REQUEST" | INTERVENTIONAL RADIOLOGY AND CARDIAC CATHETERIZATION
3642 | 4229492100600 | COIL PUSHER, ASSORTED SIZES AS PER HOSPITAL REQUEST, DISPOSABLE, STERILE | INTERVENTIONAL RADIOLOGY AND CARDIAC CATHETERIZATION
3643 | 4229350000000 | "IRRIGATION TUBE, FOR CARDIAC ELECTROPHYSIOLOGY IRRIGATION CATHETER" | INTERVENTIONAL RADIOLOGY AND CARDIAC CATHETERIZATION
3644 | 4220341006500 | "ELECTROPHYSIOLOGY PACK1 BACK TABLE COVER 60IN X 75IN 1 BACK TABLE COVER 60IN X 75IN (FOLDED) 1 FEMORAL ANGIOGRAPHY SHEET 76IN X 124I N3 UTILITY DRAPE 30IN X 30IN ; 1 MOSQUITO FORCEPS 5IN STRAIGHT ; 3 GALLIPOT 120ML ; 1 HAND TOWEL, OR CLOTH BLUE 44X60 CM ; 1 KIDNEY BASIN 700CC (REGULAR) ; 1 SCALPEL BLADE # 11 WITH HANDLE BLUE ; 1 OPERATING SCISSORS BL/SH 5IN STRAIGHT ; 1 NC - 20 COUNT FM W/ ADH RED ; 1 BOWL 1000 CC (SP ONGE) ; 1 NEEDLE 19G X 1.5IN (3.8CM) BEIGE ; 1 NEEDLE 23G X 1.0IN (3.0CM) BLUE ; 1 SPLASH STOP WASTE COLLECTION BOWL W/SOLIDIFIER ; 1 NEEDLE 21G X 1.5IN (3.5 CM/35MM) GREEN 30 GAUZE SWABS 4 X 4 12 PLY, NXRD5 SYRINGE 10ML L/L1 SYRINGE 3ML L/L1 NEEDLE HOLDER 5IN ; 2 TOWEL CLAMPS ; 9 MEDICATION LABEL CUTOMIZED ; 2 FLUSH ; 2 CONTRAST ; 1 HEPARINISED / SALINE ; 1 FLUORO COVER 30IN X 30IN ; 3 FLUORO COVER 50INX50IN ; 2 INTRODUCER NEEDLE 18G X 2.75IN (7CM) W/ WINGS 1 SYRINGE 10ML MED LT BLUE MEDALLION" | INTERVENTIONAL RADIOLOGY AND CARDIAC CATHETERIZATION
3645 | 4229601104700 | EMBOLIZATION COIL, DETACHABLE, NON-FIBERED COIL, MRI COMPATIBLE, MECHANICAL DETACHMENT MECHANISM, PRE- LOADED COIL/DELIVERY SYSTEM, 0.018IN DELIVERY SYSTEM, ASSORTED CONFIGURATIONS-DIAMETER-LENGTH AS PER HOSPITAL REQUEST, STERILE, DETACHMENT DEVICE MUST BE PROVIDED FREE OF CHARGE WITH EVERY THREE COILS PURCHASED | INTERVENTIONAL RADIOLOGY AND CARDIAC CATHETERIZATION
3646 | 4229601104600 | EMBOLIZATION COIL, DETACHABLE, NON-FIBERED COIL, MRI COMPATIBLE, MECHANICAL DETACHMENT MECHANISM, PRE- LOADED COIL/DELIVERY SYSTEM, 0.035IN DELIVERY SYSTEM, ASSORTED CONFIGURATIONS-DIAMETER-LENGTH AS PER HOSPITAL REQUEST, STERILE, DETACHMENT DEVICE MUST BE PROVIDED FREE OF CHARGE WITH EVERY THREE COILS PURCHASED | INTERVENTIONAL RADIOLOGY AND CARDIAC CATHETERIZATION
3647 | 4220344701900 | "STEERABLE INTRODUCER SHEATH, FOR CARDIAC ELECTROPHYSIOLOGY, WITH TIP MARKER, 8 - 9 FRENCH, ASSORTED SIZES AS PER HOSPITAL REQUEST" | INTERVENTIONAL RADIOLOGY AND CARDIAC CATHETERIZATION
3648 | 4220341066200 | "LASER LEAD EXTRACTION SHEATH KIT, FOR CARDIAC ELECTROPHYSIOLOGY, ASSORTED SIZES AS PER HOSPITAL REQUEST" | INTERVENTIONAL RADIOLOGY AND CARDIAC CATHETERIZATION
3649 | 4220340409200 | EXTENSION FOR PTCA GUIDEWIRE 145CM - 165CM DISPOSABLE STERILE | INTERVENTIONAL RADIOLOGY AND CARDIAC CATHETERIZATION
3650 | 4220340442400 | "GUIDEWIRE, STAINLESS STEEL, HYDROPHILIC COATED, 0.010IN, LENGTH NOT MORE THAN 130 CM, DISPOSABLE, STERILE" | INTERVENTIONAL RADIOLOGY AND CARDIAC CATHETERIZATION
3651 | 4220340442200 | GUIDEWIRE CORONARY PTCA HIGH TIP LOAD FOR CTO CASES 0.014IN J-TIP OR STRAIGHT ASSORTED RANGE AND SIZES AS PER HOSPITAL REQUEST | INTERVENTIONAL RADIOLOGY AND CARDIAC CATHETERIZATION
3652 | 4220341066100 | "HOME MONITORING SYSTEM, FOR CARDIAC ELECTROPHYSIOLOGY DEVICES, COMPATIBLE WITH PACEMAKER AND ICD" | INTERVENTIONAL RADIOLOGY AND CARDIAC CATHETERIZATION
3653 | 4220341068600 | "IMPLANTABLE CARDIOVERSION DEFIBRILLATION ICD, DUAL CHAMBER, 1- PROGRAMMERS/SOFTWARE UPGRADE AND ENOUGH PRINTING PA PERS MUST BE PROVIDED FREE OF CHARGE TO ALL CENTERS, 2- TECHNICAL AND EDUCATIONAL SUPPORT SHOULD BE PROVIDED TO THE HOSPITAL STAFF IN A LL CENTERS WITH EXPERT TEAM (CERTIFIED) 3- COMPLETE SYSTEM WITH (RA AND RV LEADS, INTRODUCER SHEATHS AND SURGICAL CABLES) 4- DEVICES WITH DF 1 ALSO TO BE PROVIDED FOR PULSE GENERATOR CHANGES OF OLD IMPLANTS AS PER THE REQUEST OF THE CENTER, 5-FULLY MRI COMPATIBLE" | INTERVENTIONAL RADIOLOGY AND CARDIAC CATHETERIZATION
3654 | 4220341068500 | "IMPLANTABLE CARDIOVERSION DEFIBRILLATION ICD, SINGLE CHAMBER, 1- PROGRAMMERS/SOFTWARE UPGRADE AND ENOUGH PRINTING PA PERS MUST BE PROVIDED FREE OF CHARGE TO ALL CENTERS, 2- TECHNICAL AND EDUCATIONAL SUPPORT SHOULD BE PROVIDED TO THE HOSPITAL STAFF IN A LL CENTERS WITH EXPERT TEAM (CERTIFIED) 3- COMPLETE SYSTEM WITH ( RV LEADS, INTRODUCER SHEATHS AND SURGICAL CABLES) 4- DEVICES WITH DF 1 ALSO TO BE PROVIDED FOR PULSE GENERATOR CHANGES OF OLD IMPLANTS AS PER THE REQUEST OF THE CENTER, 5-FULLY MRI COMPATIBLE" | INTERVENTIONAL RADIOLOGY AND CARDIAC CATHETERIZATION
3655 | 4220341068300 | "IMPLANTABLE PACEMAKER, DUAL CHAMBER ; 1- PROGRAMMERS/SOFTWARE UPGRADE AND ENOUGH PRINTING PAPERS MUST BE PROVIDED FREE OF CHARGE TO ALL CENTERS ; 2- TECHNICAL AND EDUCATIONAL SUPPORT SHOULD BE PROVIDED TO THE HOSPITAL STAFF IN ALL CENTERS WITH EXPERT TEAM (CERTIFIED) ; 3- COMPLETE SYSTEM WITH (RA AND RV LEADS, INTRODUCER SHEATHS AND SURGICAL CABLES) ; 4-FULLY MRI COMPATIBLE " | INTERVENTIONAL RADIOLOGY AND CARDIAC CATHETERIZATION
3656 | 4220341068200 | "IMPLANTABLE PACEMAKER, SINGLE CHAMBER ; 1- PROGRAMMERS/SOFTWARE UPGRADE AND ENOUGH PRINTING PAPERS MUST BE PROVIDED FREE OF CHARGE TO ALL CENTERS ; 2- TECHNICAL AND EDUCATIONAL SUPPORT SHOULD BE PROVIDED TO THE HOSPITAL STAFF IN ALL CENTERS WITH EXPERT TEAM (CERTIFIED) ; 3- COMPLETE SYSTEM WITH ( RV LEADS, INTRODUCER SHEATHS AND SURGICAL CABLES) ; 4-FULLY MRI COMPATIBLE " | INTERVENTIONAL RADIOLOGY AND CARDIAC CATHETERIZATION
3657 | 4229490907100 | INFLATION DEVICE INFLATES UP TO 40 ATM, 25 CC CAPACITY, COMPLETE WITH PRESSURE GAUGE AND CLEARLY PRINTED PRESSURE GAUGE. | INTERVENTIONAL RADIOLOGY AND CARDIAC CATHETERIZATION
3658 | 4220341116400 | "IMPLANTABLE LOOP RECORDER, FOR ELECTROPHYSIOLOGY, WITH ADVANCED ATRIAL FIBRILLATION DIAGNOSTICS" | INTERVENTIONAL RADIOLOGY AND CARDIAC CATHETERIZATION
3659 | 4220341403200 | "IVC FILTER (INFERIOR VENA CAVA), FOR FEMORAL/JUGULAR APPROACH AS PER HOSPITAL REQUEST, RETRIEVABLE, MRI SAFE" | INTERVENTIONAL RADIOLOGY AND CARDIAC CATHETERIZATION
3660 | 4220341115500 | "LASER LEAD LOCKING DEVICE, FOR CARDIAC ELECTROPHYSIOLOGY, ASSORTED SIZES AS PER HOSPITAL REQUEST" | INTERVENTIONAL RADIOLOGY AND CARDIAC CATHETERIZATION
3661 | 4229440300000 | "LEADLESS TRANSCATHETER PACEMAKER DEVICE, FOR CARDIAC ELECTROPHYSIOLOGY, MRI COMPATIBLE" | INTERVENTIONAL RADIOLOGY AND CARDIAC CATHETERIZATION
3662 | 4220341066400 | "LV LEAD DELIVERY SYSTEM, FOR CARDIAC ELECTROPHYSIOLOGY, ASSORTED SIZES AS PER HOSPITAL REQUEST" | INTERVENTIONAL RADIOLOGY AND CARDIAC CATHETERIZATION
3663 | 4220341006600 | "PACEMAKER PACK 2 BACK TABLE COVER 60IN X 90IN1 CSR OUTER WRAP 25INX25IN1 ABSORBENT TOWEL 17INX20IN (43X51CM) 1 STANDARD SURGICAL GOWN XL1 P.P.M DRAPE 74IN X 124IN (FULL INCISE) W/OVAL FENESTRATION2 UTILITY DRAPE 30IN X 30IN1 SYRINGE 60ML 2OZ, CATHETER TIP1 DISPOSABLE SCALPEL BLADE WITH HANDLE # 15 BLUE1 TIP CLEANER1 CAUTERY PENCIL WITH HOLSTER - STD (BLUE, PUSH BUTTON, 10FT CABLE) 1 TRAY, HALF D EEP 14 X 25 X 5 CM8 SYRINGE 10ML L/L1 PITCHER 1200CC1 NEEDLE 21G X 1.5IN (3.5 CM/35MM) GREEN1 NEEDLE 19G X 1.5IN (3.8CM) BEIGE1 NEED LE 23G X 1.0IN (3.0CM) BLUE3 BOWL 250 CC (SPONGE) 5 GAUZE SWAPS 18 X 18 4 PLY XRD PRE-WASHED2 FLUORO COVER 32IN DIA WITH 23.5IN DEPTH 1 RING BASINS, 6000CC1 SHORTSTOP1 DRESSING PRIMAPORE 15X8 CM25 GAUZE SWABS 4 X 4 32PLY, XRD20 STERI STRIP 6 X 100MM, 10STRIPS/ENV AND 5 STRIPS/SHEET2 TOWEL CLAMPS2 KIDNEY BASIN 700CC (REGULAR) 2 ADHESIVE LARGE DRAPE 60IN X 76IN W/OUT REINF.12 MEDICATION LABEL CUTOMIZ ED2 CONTRAST3 LOCAL4 FLUSH3 BLANK" | INTERVENTIONAL RADIOLOGY AND CARDIAC CATHETERIZATION
3664 | 4216163400200 | PERMACATH PACK, COMPLETE TRAY FOR PERMACATH PROCEDURES, INCLUDING ; (1) BACK TABLE ; (2) ABSORBENT TOWEL ; (1) SURGICAL GOWN L. SIZE ; (1) SURGICAL GOWN X.L. SIZE ; (1) FEMORAL ANGIO DRAPE ; (4) SYRINGES 20CC ; (1) SYRINGE 10CC YELLOW ; (1) SYRINGE 5CC L/L ; (1) FLOW SWITCH ; (30) GAUZE SWABS 4 IN X4 IN 16 PLY NRXD ; (3) OR CLOTH ; (4) UTILITY DRAPES 15 IN X 26 IN ; (1) NEEDLE COUNTER 20 CT. FM W/MAGNETIC RED ; (1) FLUORO COVER BIG ; (2) TOWEL CLAMPS ; (1) SPINAL NEEDLE 22GA X 3.5 INCH ; (1) NEEDLE 25G X1.5 IN ORANGE ; (1) NEEDLE 21G X 1.5 IN GREEN ; (1) BLUNT FILL NEEDLE W/FILTER ; (1) BOWL 250CC ; (1) BOWL 500CC ; (1) SCALPEL BLADE #11 ; (1) MOSQUITO FORCEPS 5 IN CURVED ; (1) OPERATING SCISSORS BI/SH 5 INCH STRAIGHT ; (1) NEEDLE HOLDER 6 IN STRAIGHT ; (1) TISSUE FORCEPS 1X2 TEETH STRAIGHT 5 INCH ; (1) LARGE DRAPE | INTERVENTIONAL RADIOLOGY AND CARDIAC CATHETERIZATION
3665 | 4220341604700 | "LEFT BUNDLE/HIS DELIVERY SYSTEM, FOR CARDIAC ELECTROPHYSIOLOGY, ASSORTED SIZES AS PER HOSPITAL REQUEST" | INTERVENTIONAL RADIOLOGY AND CARDIAC CATHETERIZATION
3666 | 4220341066600 | INTRODUCER SHEATHS PEEL AWAY ASSORTED SIZES AS PER HOSPITAL REQUEST | INTERVENTIONAL RADIOLOGY AND CARDIAC CATHETERIZATION
3667 | 4229590608500 | STENT, ESOPHAGEAL, COVERED, SELF-EXPANDABLE, LOW PROFILE, ASSORTED SIZES, STENT DIAMETER AND LENGTH AS PER HOSPITAL REQUEST | INTERVENTIONAL RADIOLOGY AND CARDIAC CATHETERIZATION
3668 | 4229591115900 | STENT, PERIPHERAL, BALLOON-EXPANDABLE, ASSORTED SIZES, STENT DIAMETER AND LENGTH AS PER HOSPITAL REQUEST | INTERVENTIONAL RADIOLOGY AND CARDIAC CATHETERIZATION
3669 | 4229591116100 | STENT, PERIPHERAL, COVERED, BALLOON-EXPANDABLE, ASSORTED SIZES, STENT DIAMETER AND LENGTH AS PER HOSPITAL REQUEST | INTERVENTIONAL RADIOLOGY AND CARDIAC CATHETERIZATION
3670 | 4220341114900 | STENT, PERIPHERAL, COVERED, SELF-EXPANDABLE, ASSORTED SIZES, STENT DIAMETER AND LENGTH AS PER HOSPITAL REQUEST | INTERVENTIONAL RADIOLOGY AND CARDIAC CATHETERIZATION
3671 | 4229591107500 | STENT, PERIPHERAL, SELF-EXPANDABLE, ASSORTED SIZES, STENT DIAMETER AND LENGTH AS PER HOSPITAL REQUEST | INTERVENTIONAL RADIOLOGY AND CARDIAC CATHETERIZATION
3672 | 4220344716300 | STENT, VENOUS, SELF-EXPANDABLE, ASSORTED SIZES, STENT DIAMETER AND LENGTH AS PER HOSPITAL REQUEST | INTERVENTIONAL RADIOLOGY AND CARDIAC CATHETERIZATION
3673 | 4220350900000 | LEFT BUNDLE/HIS PACING LEAD, FOR CARDIAC ELECTROPHYSIOLOGY, ASSORTED SIZES AS PER HOSPITAL REQUEST | INTERVENTIONAL RADIOLOGY AND CARDIAC CATHETERIZATION
3674 | 4220350500700 | "SUBCUTANEOUS IMPLANTABLE CARDIAC DEFIBRILLATOR, FOR CARDIAC ELECTROPHYSIOLOGY, WITH ALL NEEDED ACCESSORIES" | INTERVENTIONAL RADIOLOGY AND CARDIAC CATHETERIZATION
3675 | 4220341114500 | "TEMPORARY PACING CATHETER, WITH BALLOON, ASSORTED SIZES AS PER HOSPITAL REQUEST" | INTERVENTIONAL RADIOLOGY AND CARDIAC CATHETERIZATION
3676 | 4229440300400 | TRANSCATHETER AORTIC VALVE IMPLANT, ASSORTED SIZES AS PER CUSTOMER REQUEST | INTERVENTIONAL RADIOLOGY AND CARDIAC CATHETERIZATION
3677 | 4229440300500 | TRANSCATHETER MITRAL VALVE IMPLANT, ASSORTED SIZES AS PER CUSTOMER REQUEST | INTERVENTIONAL RADIOLOGY AND CARDIAC CATHETERIZATION
3678 | 4229440300200 | "TRANSCATHETER PULMONARY VALVE SYSTEM, BALLOON-EXPANDABLE, ASSORTED SIZES AS PER HOSPITAL REQUEST" | INTERVENTIONAL RADIOLOGY AND CARDIAC CATHETERIZATION
3679 | 4229440300100 | TRANSCATHETER TRICUSPID VALVE REPAIR SYSTEM | INTERVENTIONAL RADIOLOGY AND CARDIAC CATHETERIZATION
3680 | 4220340305100 | TRANSSEPTAL NEEDLE FOR CARDIAC CATHETERIZATION ASSORTED SIZES AS PER HOSPITAL REQUEST | INTERVENTIONAL RADIOLOGY AND CARDIAC CATHETERIZATION
3681 | 4220344705600 | "GUIDEWIRE, PERIPHERAL, STAINLESS STEEL, HYDROPHILIC COATING, SHAPEABLE TIP, 0.014/ 0.018 INCH, ASSORTED TIP LOADS / LENGTHS AS PER HOSPITAL REQUEST" | INTERVENTIONAL RADIOLOGY AND CARDIAC CATHETERIZATION
3682 | 4220341051200 | 3 WAY MANIFOLD: RIGHT ON HANDLE WITH 15CM TUBING EXTENSION AND ROTATING LUER, PRESSURE MONITORING LINE TRANSPARENT 72 INCH, FLUID ADMINISTRATION SET, CONTRAST LINE LARGE BORE VENTED AND 12 CC CONTROL SYRINGE RING PLUNGE | INTERVENTIONAL RADIOLOGY AND CARDIAC CATHETERIZATION
3683 | 4220341027600 | "CUTTING BALLOON, FOR PERIPHERAL ANGIOPLASTY, HYDROPHILIC COATED, SOFT LASER CUT, BLADE MOUNTED LONGITUDINALLY AT PROXIMAL SHAFT, ASSORTED SIZES AS PER HOSPITAL REQUEST" | INTERVENTIONAL RADIOLOGY AND CARDIAC CATHETERIZATION
3684 | 4220341099100 | AORTIC DISSECTION STENT IN VARIOUS LENGTHS AND DIAMETERS (QUARTER AND HALF SIZES INCLUDED) | INTERVENTIONAL RADIOLOGY AND CARDIAC CATHETERIZATION
3685 | 4220341086800 | ATHERECTOMY DEVICE SET, PLAQUE EXCISION, FOR PREDOMINANTLY CALCIFIED LESIONS, RAPID EXCHANGE SYSTEM, LOW PROFILE CATHETER 0.014IN GUIDEWIRE, NO FLOW RESTRICTION DURING CUTTING PASS, DISPOSABLE, STERILE | INTERVENTIONAL RADIOLOGY AND CARDIAC CATHETERIZATION
3686 | 4220341007700 | "AV FISTULA PACK, STERILE, CONTAINS: THE MATERIAL OF THE DRAPE, GOWNS AND COVERS MUST BE WATERPROOF.1 BACK TABLE COVER, REINFORCED 1 50 X 225 CM. 3 ABSORBENT TOWELS. 1 SURGICAL GOWN, IMPERVIOUS, LARGE. 1 SURGICAL GOWN, IMPERVIOUS, X-LARGE.1 ARM BOARD COVER REINFORCED FABRIC WITH PLASTIC.4 UTILITY DRAPE.1 IMPERVIOUS STOCKINET, SMALL.1 DRAPE TAPE STRIPS, 10 X 50 CM.1 (T) HAND DRAPE, HEAVY DUTY FABRIC WITH TUBE HOLDER, HIGH ABSORBENT FABRIC REINFORCEMENT AND COMFORTABLE FENESTRATION.1 SUTURE BAG.1 NEEDLE COUNTER MAGNETIC - FOAM.1 CAUTERY PENCIL1 TIP CLEANER.1 SHARP TRANSFER TRAY1 MAYO STAND COVER" | INTERVENTIONAL RADIOLOGY AND CARDIAC CATHETERIZATION
3687 | 4220341028000 | BALLOON, ANGIOPLASTY, DRUG-ELUTING, BELOW KNEE, DISPOSABLE, STERILE, 0.014 IN COMPATIBLE GUIDEWIRE, ASSORTED SIZES, BALLOON DIAMETER AND LENGTH AS PER HOSPITAL REQUEST | INTERVENTIONAL RADIOLOGY AND CARDIAC CATHETERIZATION
3688 | 4220341028100 | BALLOON, ANGIOPLASTY, DRUG-ELUTING, BELOW KNEE, DISPOSABLE, STERILE, 0.018 IN COMPATIBLE GUIDEWIRE, ASSORTED SIZES, BALLOON DIAMETER AND LENGTH AS PER HOSPITAL REQUEST | INTERVENTIONAL RADIOLOGY AND CARDIAC CATHETERIZATION
3689 | 4220341028200 | BALLOON, ANGIOPLASTY, DRUG-ELUTING, FOR USE WITH AV FISTULAS, DUAL LUMEN, ASSORTED SIZES, BALLOON DIAMETER AND LENGTH AS PER HOSPITAL REQUEST | INTERVENTIONAL RADIOLOGY AND CARDIAC CATHETERIZATION
3690 | 4220341030000 | "BALLOON, PERIPHERAL, ANGIOPLASTY, NON-COMPLIANT, 0.018 IN WIRE COMPATIBILITY, DISPOSABLE, STERILE, ASSORTED SIZES, BALLOON DIAMETER AND LENGTH AS PER HOSPITAL REQUEST" | INTERVENTIONAL RADIOLOGY AND CARDIAC CATHETERIZATION
3691 | 4220341029400 | "BALLOON, PERIPHERAL, ANGIOPLASTY, NON-COMPLIANT, 0.035 IN WIRE COMPATIBILITY, DISPOSABLE, STERILE, ASSORTED SIZES, BALLOON DIAMETER AND LENGTH AS PER HOSPITAL REQUEST" | INTERVENTIONAL RADIOLOGY AND CARDIAC CATHETERIZATION
3692 | 4220341007400 | "BI - EXTREMITY VASCULAR PACK, STERILE, CONTAINS : THE MATERIAL OF THE DRAPE, GOWNS AND COVERS MUST BE WATERPROOF ; 1 BACK TABLE COVER, REINFORCED 150X 225 CM ; 3 ABSORBENT TOWELS ; 1 SURGICAL GOWN, IMPERVIOUS, LARGE ; 1 SURGICAL GOWN, IMPERVIOUS, X-LARGE ; 4 UTILITY DRAPES ; 2 IMPERVIOUS STOCKINETTE, LARGE ; 4 DRAPE TAPE STRIPS, 10 X 50 CM ; 1 BI-LATERAL UNDER LEG PERINEAL DRAPE1 TOP BAR DRAPE, 250 X 150 CM, WITH TUBE HOLDER, AND HEAVY ABSORBENT MATERIAL, WITH ABC ; 1 SUTURE BAG ; 1 NEEDLE COUNTER MAGNETIC - FOAM ; 1 CAUTERY PENCIL ; 1 TIP CLEANER ; 1 SHARP TRANSFER TRAY ; 1 MAYO STAND COVER" | INTERVENTIONAL RADIOLOGY AND CARDIAC CATHETERIZATION
3693 | 4220341007100 | "BIOPSY - CENTESIS PACK CONTAINS: STERILE, DISPOSABLE. 1X LIDOCAINE 2% 20ML MD (PLASTIC), 1X BANDAGE 3/4 IN X 3 IN SHEER, 1X SYRINGE 10CC L/L, 1X SYRINGE 20CC L/L, 1X NEEDLE: 25X1 1/2 (SAFETY NEEDLE), 1X WRAP, 1X POLY 30X30, 1X CHLORAPREP 3ML TINTED/ORANGE, 1X RULER 6 IN, 1X DRAPE 22X22 W/3.5 IN FENESTRATED AND RIPLINE, 1X TRAY 3 COMPARTMENT, 1X SHORTSTOP, 1X SCALPEL # 11 SAFETY, 1X NEEDLE 18X1 1/2 S AFETY, 1X TOWEL ABS, 1X LIDOCAINE LABEL 0.5X1.75, 10X SPONGE GAUZE 4X4 12 PLY" | INTERVENTIONAL RADIOLOGY AND CARDIAC CATHETERIZATION
3694 | 4220341090200 | BIOPSY SET, TRANS-JUGULAR INTRAHEPATIC, GUIDING CANNULA AND SHEATH, BIOPSY NEEDLE, CHECK FLOW VALVE ADAPTER, STRAIGHT CATHETER AND MULTIPURPOSE CATHETER, DISPOSABLE, STERILE | INTERVENTIONAL RADIOLOGY AND CARDIAC CATHETERIZATION
3695 | 4220341108300 | Y-CONNECTOR BLEED BACK CONTROL VALVE SET , IT HAS INTRODUCER NEEDLE COMPATIBLE WITH WIRE SIZE 0.014, AND TORQUE DEVICE, THE DEVICE HAS 2 SEALS ONE FOR CLAMP AND ONE FOR BLEED BACK CONTROL, STERILE. | INTERVENTIONAL RADIOLOGY AND CARDIAC CATHETERIZATION
3696 | 4220341090700 | "BREAST TISSUE MARKER, METALLIC CLIP, 17G - 18G, ASSORTED SHAPES AND LENGTHS, MRI COMPATIBLE, DISPOSABLE, STERILE" | INTERVENTIONAL RADIOLOGY AND CARDIAC CATHETERIZATION
3697 | 4220344711100 | " BREAST TISSUE MARKER, CERAMIC, PRELOADED IN GLUCAN CARRIER" | INTERVENTIONAL RADIOLOGY AND CARDIAC CATHETERIZATION
3698 | 4220344711200 | "BREAST TISSUE MARKER, RAPID COLLAGEN EXPANSION ANCHORS" | INTERVENTIONAL RADIOLOGY AND CARDIAC CATHETERIZATION
3699 | 4220341067800 | "3D MAPPING CATHETER, FOR CARDIAC ELECTROPHYSIOLOGY, WITHOUT ENABLED SENSOR, HIGH DENSITY, ASSORTED SIZES AS PER HOSPITAL REQUEST" | INTERVENTIONAL RADIOLOGY AND CARDIAC CATHETERIZATION
3700 | 4220345204300 | "ENDOVENOUS SYSTEM KIT, ACOUSTIC PULSE OR MECHANICAL THROMBOLYSIS, INFUSION CATHETER WITH MULTIPLE PORTS, TO TREAT PULMONARY EMBOLISMS" | INTERVENTIONAL RADIOLOGY AND CARDIAC CATHETERIZATION
3701 | 4220344710100 | "CATHETER SYSTEM, USING INSIDE OUT ACCESS METHOD, FOR CHRONICALLY OCCLUDED CENTRAL VEINS" | INTERVENTIONAL RADIOLOGY AND CARDIAC CATHETERIZATION
3702 | 4220344707900 | "DISPOSABLE KIT, FOR CO2 INJECTOR SYSTEM, COMPATIBLE WITH DIFFERENT AUTOMATIC CO2 INJECTION MACHINES" | INTERVENTIONAL RADIOLOGY AND CARDIAC CATHETERIZATION
3703 | 4220344718400 | COMPLIANT OCCLUSION BALLOON CATHETER NEUROVASCULAR SINGLE/DUAL LUMEN HYDROPHILIC COATING USE WITH DMSO AND LIQUID EMBOLIC AGENTS ASSORTED SIZES AS PER HOSPITAL REQUEST | INTERVENTIONAL RADIOLOGY AND CARDIAC CATHETERIZATION
3704 | 4220341098900 | "COPE NEPHRO-URETEROSTOMY STENT SET, ULTRATHANE MATERIAL (NOT SILICONE), INCLUDES ONE FLEXIBLE CATHETER INTRODUCTION STIFFENING CANNULA, ACCEPTS 0.035IN GUIDEWIRE, STERILE, ASSORTED SIZES AS PER HOSPITAL REQUEST" | INTERVENTIONAL RADIOLOGY AND CARDIAC CATHETERIZATION
3705 | 4220344714700 | "CRYOABLATION PROBE, DIFFERENT ANGLES AND LENGTHS, COMPATIBLE WITH MACHINES USED BY DIFFERENT CENTERS" | INTERVENTIONAL RADIOLOGY AND CARDIAC CATHETERIZATION
3706 | 4220344701000 | CUFFED PLEURAL DRAINAGE CATHETER KIT FOR CHRONIC USE USING NEGATIVE PRESSURE TECHNOLOGY | INTERVENTIONAL RADIOLOGY AND CARDIAC CATHETERIZATION
3707 | 4220345200100 | "DELIVERY MICROCATHETER, DESIGNED TO DELIVER REVASCULARIZATION DEVICE, COMPATIBLE WITH CONTINEUOS ASPIRATION CATHETER" | INTERVENTIONAL RADIOLOGY AND CARDIAC CATHETERIZATION
3708 | 4220344714400 | "DETACHABLE FRAMINGCOILS, WITH LOOP FILLING SHAPE, ASSORTED SIZES AS PER HOSPITAL REQUEST" | INTERVENTIONAL RADIOLOGY AND CARDIAC CATHETERIZATION
3709 | 4220340410700 | "GUIDEWIRE, ROSEN, PTFE COATED, 0.035IN, 145 - 180 CM, DISPOSABLE, STERILE" | INTERVENTIONAL RADIOLOGY AND CARDIAC CATHETERIZATION
3710 | 4220341020000 | "DILATOR, FOR VASCULAR AND NON-VASCULAR DILATATION, HYDROPHILIC, 0.035IN GUIDEWIRE COMPATIBLE, DISPOSABLE, STERILE, ASSORTED SIZES AS PER HOSPITAL REQUEST" | INTERVENTIONAL RADIOLOGY AND CARDIAC CATHETERIZATION
3711 | 4220341089200 | DRAINAGE CATHETER PERCUTANEOUS BILIARY DRAINAGE CATHETER SET 8.0-8.5FR RADIOPAQUE CATHETER LENGTH: NOT LESS THAN 35 CM INCLUDES STIFFENING CANNULA DISPOSABLE STERILE | INTERVENTIONAL RADIOLOGY AND CARDIAC CATHETERIZATION
3712 | 4220341017900 | "DRAINAGE CATHETER, PERCUTANEOUS, MULTIPURPOSE DRAINAGE CATHETER SET, HYDROPHILIC, 10-10.5FR, LOCKING PIGTAIL, STIFFENING CANNULA, STAINLESS STEEL TROCAR STYLET, CATHETER LENGTH NOT MORE THAN 35 CM, DISPOSABLE, STERILE" | INTERVENTIONAL RADIOLOGY AND CARDIAC CATHETERIZATION
3713 | 4220341017800 | "DRAINAGE CATHETER, PERCUTANEOUS, MULTIPURPOSE DRAINAGE CATHETER SET, HYDROPHILIC, 12 FR, LOCKING PIGTAIL, STIFFENING CANNULA, STAINLESS STEEL TROCAR STYLET, CATHETER LENGTH NOT MORE THAN 35 CM, DISPOSABLE, STERILE" | INTERVENTIONAL RADIOLOGY AND CARDIAC CATHETERIZATION
3714 | 4220341017700 | "DRAINAGE CATHETER, PERCUTANEOUS, MULTIPURPOSE DRAINAGE CATHETER SET, HYDROPHILIC, 14 FR, LOCKING PIGTAIL, STIFFENING CANNULA, STAINLESS STEEL TROCAR STYLET, CATHETER LENGTH NOT MORE THAN 35 CM, DISPOSABLE, STERILE" | INTERVENTIONAL RADIOLOGY AND CARDIAC CATHETERIZATION
3715 | 4220341017600 | "DRAINAGE CATHETER, PERCUTANEOUS, MULTIPURPOSE DRAINAGE CATHETER SET, HYDROPHILIC, 16 FR, LOCKING PIGTAIL, STIFFENING CANNULA, STAINLESS STEEL TROCAR STYLET, CATHETER LENGTH NOT MORE THAN 35 CM, DISPOSABLE, STERILE" | INTERVENTIONAL RADIOLOGY AND CARDIAC CATHETERIZATION
3716 | 4220341088700 | "DRAINAGE CATHETER, PERCUTANEOUS, MULTIPURPOSE DRAINAGE CATHETER SET, HYDROPHILIC, 8-8.5 FR, LOCKING PIGTAIL, STIFFENING CANNULA, STAINLESS STEEL TROCAR STYLET, CATHETER LENGTH NOT MORE THAN 35 CM, DISPOSABLE, STERILE" | INTERVENTIONAL RADIOLOGY AND CARDIAC CATHETERIZATION
3717 | 4220341088800 | "DRAINAGE CATHETER, PERCUTANEOUS, MULTIPURPOSE DRAINAGE CATHETER SET, HYDROPHILIC, 5 - 6 FR, LOCKING PIGTAIL, STIFFENING CANNULA, STAINLESS STEEL TROCAR STYLET, CATHETER LENGTH NOT MORE THAN 35 CM, DISPOSABLE, STERILE" | INTERVENTIONAL RADIOLOGY AND CARDIAC CATHETERIZATION
3718 | 4220341089100 | DRAINAGE CATHETER PERCUTANEOUS BILIARY DRAINAGE CATHETER SET 10-10.5FR RADIOPAQUE CATHETER LENGTH: NOT LESS THAN 35 CM INCLUDES STIFFENING CANNULA DISPOSABLE STERILE | INTERVENTIONAL RADIOLOGY AND CARDIAC CATHETERIZATION
3719 | 4220341015300 | EMBOLIZATION COIL, DETACHABLE, FIBERED COIL, MRI COMPATIBLE, MECHANICAL DETACHMENT MECHANISM, PRE- LOADED COIL/DELIVERY SYSTEM, 0.018IN DELIVERY SYSTEM, ASSORTED CONFIGURATIONS-DIAMETER-LENGTH AS PER HOSPITAL REQUEST, STERILE, DETACHMENT DEVICE MUST BE PROVIDED FREE OF CHARGE WITH EVERY THREE COILS PURCHASED | INTERVENTIONAL RADIOLOGY AND CARDIAC CATHETERIZATION
3720 | 4220341016900 | EMBOLIZATION COIL, DETACHABLE, FIBERED COIL, MRI COMPATIBLE, MECHANICAL DETACHMENT MECHANISM, PRE- LOADED COIL/DELIVERY SYSTEM, 0.035IN DELIVERY SYSTEM, ASSORTED CONFIGURATIONS-DIAMETER-LENGTH AS PER HOSPITAL REQUEST, STERILE, DETACHMENT DEVICE MUST BE PROVIDED FREE OF CHARGE WITH EVERY THREE COILS PURCHASED | INTERVENTIONAL RADIOLOGY AND CARDIAC CATHETERIZATION
3721 | 4220341087600 | EMBOLIZATION COIL, PUSHABLE, 0.018IN DELIVERY SYSTEM, ASSORTED DIAMETER AND LENGTH AS PER HOSPITAL REQUEST, STERILE | INTERVENTIONAL RADIOLOGY AND CARDIAC CATHETERIZATION
3722 | 4220341087500 | "EMBOLIZATION COIL, PUSHABLE, 0.035IN - 0.038 INCH DELIVERY SYSTEM, ASSORTED DIAMETER AND LENGTH AS PER HOSPITAL REQUEST, STERILE" | INTERVENTIONAL RADIOLOGY AND CARDIAC CATHETERIZATION
3723 | 4220341014500 | CHEMOEMBOLIZATION PARTICLES CALIBRATED SPHERICAL HYDROPHILIC MICROSPHERES WIDE RANGE OF SIZES AS PER HOSPITAL REQUEST | INTERVENTIONAL RADIOLOGY AND CARDIAC CATHETERIZATION
3724 | 4220341014100 | "CHEMOEMBOLIZATION PARTICLES, ROUND MICROSPHERES, CALIBRATED, PRE-FILLED IN 2-3 ML SYRINGE, STERILE, WIDE RANGE OF SIZES AS PER HOSPITAL REQUEST" | INTERVENTIONAL RADIOLOGY AND CARDIAC CATHETERIZATION
3725 | 4220341087100 | EMBOLIZATION PARTICLES POLYVINYL ALCOHOL (PVA) 50 - 1200 MICRON / 2 ML STERILE | INTERVENTIONAL RADIOLOGY AND CARDIAC CATHETERIZATION
3726 | 4220341087000 | "EMBOLIZATION PARTICLES, ROUND MICROSPHERES, BIOCOMPATIBLE, PRE-FILLED IN 1 - 2 ML SYRINGE, STERILE, WIDE RANGE OF SIZES AS PER HOSPITAL REQUEST" | INTERVENTIONAL RADIOLOGY AND CARDIAC CATHETERIZATION
3727 | 4220341032300 | "ENDOVENOUS LASER TREATMENT KIT, STERILE, CONSIST OF :1- LASER FIBER CATHETER, .2- COMPATIBLE PERCUTANEOUS CATHETER INTRODUCER COMPLETE SET, (ONE LASER UNIT WITH NECESSARY ACCESSORIES (LASER CARRYING CASE, 3 X SAFETY GLASSES, OPERATION MANUAL, FOOTSWITCH, MAIN LEADS, REMOTE INTERLOCK CONNECTOR, LASER WARNING SIGNS) MUST BE PROVIDED FREE OF CHARGE FOR EVERY CENTER)." | INTERVENTIONAL RADIOLOGY AND CARDIAC CATHETERIZATION
3728 | 4220341007200 | "ENDOVENOUS VARICOSE VEIN PACK, STERILE, CONTAINS :1 BACK TABLE COVER, REINFORCED 150X 225 CM.5 ABSORBENT TOWELS.1 SURGICAL GOWN, F ABRIC-REINFORCED, LARGE.1 SURGICAL GOWN, FABRIC-REINFORCED, X-LARGE.4 UTILITY DRAPES.5 STERILE ULTRASOUND GEL SACHET 20 GM EACH1 IMP ERVIOUS STOCKINET, LARGE.2 DRAPE TAPE STRIPS, 10 X 50 CM.1 IMPERVIOUS U DRAPE, 150 X 175 CM.1 HEAVY DUTY U-DRAPE, 220 X 275 CM.1 TOP BAR DRAPE, 250 X 150 CM, WITH TUBE HOLDER, AND HEAVY ABSORBENT MATERIAL.2 MAYO STAND COVER 1 ULTRASOUND PROP COVER2 STERILE ULTRASO UND GEL SACHET 20 GM EACH." | INTERVENTIONAL RADIOLOGY AND CARDIAC CATHETERIZATION
3729 | 4220344706400 | EXTRA COMPLIANT OCCLUSION BALLOON CATHETER NEUROVASCULAR 4 MM SINGLE/DUAL LUMEN HYDROPHILIC COATING USE WITH DMSO AND LIQUID EMBOLIC AGENTS ASSORTED SIZES AS PER HOSPITAL REQUEST | INTERVENTIONAL RADIOLOGY AND CARDIAC CATHETERIZATION
3730 | 4220342600000 | "TORQUE DEVICE, COMPATIBLE WITH GUIDEWIRES BETWEEN 0.010 INCH AND 0.038 INCH, DISPOSABLE, STERILE" | INTERVENTIONAL RADIOLOGY AND CARDIAC CATHETERIZATION
3731 | 4220340406900 | GUIDEWIRE FOR NEURO INTERVENTION HYDROPHILIC COATING COILED TIP COIL TIP LENGTH NOT LESS THAN 8 CM 0.010IN X 300CM DISPOSABLE STERILE | INTERVENTIONAL RADIOLOGY AND CARDIAC CATHETERIZATION
3732 | 4220341085800 | GUIDEWIRE FOR NEURO INTERVENTION FOR SUPER-SELECTIVE CATHETERIZATION HYDROPHILIC COATING FLOPPY COILED TIP COIL TIP LENGTH NOT LESS THAN 15 CM 0.010IN X 200 -220 CM DISPOSABLE STERILE | INTERVENTIONAL RADIOLOGY AND CARDIAC CATHETERIZATION
3733 | 4220341098000 | "GUIDEWIRE, MANDRIL, NITINOL, PLATINUM COIL TIP, 0.018IN, LENGTH 40 - 130 CM, DISPOSABLE, STERILE" | INTERVENTIONAL RADIOLOGY AND CARDIAC CATHETERIZATION
3734 | 4220341097900 | "GUIDEWIRE, STEERABLE, HYDROPHILIC COATING ON DISTAL SEGMENT, PTFE COATING ON PROXIMAL SEGMENT, STAINLESS STEEL CORE, 0.014IN - 0.018IN, LENGTH NOT LESS THAN 140 CM, DISPOSABLE, STERILE" | INTERVENTIONAL RADIOLOGY AND CARDIAC CATHETERIZATION
3735 | 4220340435900 | "GUIDEWIRE, BENTSON, PTFE COATED, 0.035IN, LENGTH NOT LESS THAN 250 CM, DISPOSABLE, STERILE" | INTERVENTIONAL RADIOLOGY AND CARDIAC CATHETERIZATION
3736 | 4220340436200 | "GUIDEWIRE, ROSEN, PTFE COATED, 0.035IN, LENGTH NOT LESS THAN 250 CM, DISPOSABLE, STERILE" | INTERVENTIONAL RADIOLOGY AND CARDIAC CATHETERIZATION
3737 | 4220340410600 | "GUIDEWIRE, BENTSON, PTFE COATED, 0.035IN, LENGTH 145 - 180 CM, DISPOSABLE, STERILE" | INTERVENTIONAL RADIOLOGY AND CARDIAC CATHETERIZATION
3738 | 4220341083400 | GUIDING CATHETER GUIDING COAXIAL DESIGN FOR NEUROINTERVENTIONAL PROCEDURES ANGLED HYDROPHILIC COATING 6 - 8FR 90 - 125 CM DIS = POSABLE STERILE | INTERVENTIONAL RADIOLOGY AND CARDIAC CATHETERIZATION
3739 | 4220341083300 | GUIDING CATHETER GUIDING COAXIAL DESIGN FOR NEUROINTERVENTIONAL PROCEDURES STRAIGHT HYDROPHILIC COATING 6 - 8FR 90 - 125 CM D = ISPOSABLE STERILE | INTERVENTIONAL RADIOLOGY AND CARDIAC CATHETERIZATION
3740 | 4220341093500 | "GUIDING CATHETER, GUIDING COAXIAL DESIGN, RENAL DOUBLE VISCERAL, HYDROPHILIC COATING, DISPOSABLE, STERILE, ASSORTED SIZES AS PER HOSPITAL REQUEST" | INTERVENTIONAL RADIOLOGY AND CARDIAC CATHETERIZATION
3741 | 4220344702100 | "GUIDING SHEATH, NYLON SHAFT, REINFORCED WITH STAINLESS STEEL COIL, DISTAL HYDROPHILIC COATING, SOFT TIP WITH RADIOPAQUE MARKER, SECURE HEMOSTASIS, ANTI KINKING, ASSORTED SIZES AND SHAPES AS PER HOSPITAL REQUEST" | INTERVENTIONAL RADIOLOGY AND CARDIAC CATHETERIZATION
3742 | 4220341093800 | "GUIDING SHEATH, GUIDING COAXIAL DESIGN, HYDROPHILIC COATING, SOFT TIP, DISPOSABLE, STERILE. ASSORTED SIZES AND SHAPES AS PER HOSPITAL REQUEST" | INTERVENTIONAL RADIOLOGY AND CARDIAC CATHETERIZATION
3743 | 4220344705500 | "GUIDEWIRE, STEERABLE, SHAPEABLE TIP, NITINOL, DIAMOND CUT, 0.014 - 0.016 IN, ASSORTED SIZES AS PER HOSPITAL REQUEST" | INTERVENTIONAL RADIOLOGY AND CARDIAC CATHETERIZATION
3744 | 4220344705200 | "MICROCATHETER, TORQUEABLE, NITINOL, 0.021 - 0.027 IN, COMPATIBLE WITH GLUE, DMSO, ALCOHOL AND CHEMOTHERAPY, USED WITH POWER INJECTION UP TO 1200 PSI, PRELOADED MICROWIRE, ASSORTED SIZES AS PER HOSPITAL REQUEST" | INTERVENTIONAL RADIOLOGY AND CARDIAC CATHETERIZATION
3745 | 4220341022800 | "INFUSION CATHETER INFUSION LENGTH: 5 TO 50CM, 4 TO 5FR, WITHOUT GUIDEWIRE, DISPOSABLE, STERILE" | INTERVENTIONAL RADIOLOGY AND CARDIAC CATHETERIZATION
3746 | 4229474005500 | "INTERVENTION RADIOLOGY KIT BACK TABLE COVER 60X76, GALLIPOT 60CC, SCALPEL, FEMORAL ANGIOGRAPHY DRAPE, EXTRA LARGE GOWN X 3, 2 X BOWL 500ML, 1 LITER BOWL" | INTERVENTIONAL RADIOLOGY AND CARDIAC CATHETERIZATION
3747 | 4220344704200 | "INTRASACCULAR FLOW DISRUPTOR DEVICE, NEUROVASCULAR, SINGLE LAYER, NITINOL, ASSORTED SIZES/SHAPES AS PER HOSPITAL REQUEST. DETACHMENT DEVICE SHOULD BE PROVIDED WITH EACH DEVICE" | INTERVENTIONAL RADIOLOGY AND CARDIAC CATHETERIZATION
3748 | 4220344711800 | "INTRAVASCULAR LITHOTRIPSY CATHETER, FOR VASCULAR CALCIFICATION, ASSORTED SIZES, GENERATOR TO BE PROVIDED FREE OF CHARGE TO THE RECEIVING CENTERS." | INTERVENTIONAL RADIOLOGY AND CARDIAC CATHETERIZATION
3749 | 4220344702600 | "INTRAVASCULAR ULTRASOUND CATHETER, FOR PERIPHERAL, ASSORTED SIZES AS PER HOSPITAL REQUEST" | INTERVENTIONAL RADIOLOGY AND CARDIAC CATHETERIZATION
3750 | 4220344708100 | PEEL AWAY INTRODUCER SET, 3-5 FR X 5 - 7.5 CM, 21 - 22G NEEDLE, NITINOL GUIDEWIRE, ASSORTED SIZES AS PER HOSPITAL REQUEST | INTERVENTIONAL RADIOLOGY AND CARDIAC CATHETERIZATION
3751 | 4220344704100 | "LONG INTRODUCING SHEATH, 45 - 90 CM, WITH REMOVABLE HEMOSTATIC VALVE, ASSORTED SIZES AS PER HOSPITAL REQUEST" | INTERVENTIONAL RADIOLOGY AND CARDIAC CATHETERIZATION
3752 | 4220341013700 | "MECHANICAL THROMBECTOMY SYSTEM SET, INCLUDES: GUIDEWIRE, STERILE DRAPES, COLLECTING BAG, SIZE: 6FR, ASSORTED CATHETER LENGTHS, STERILE, DISPOSABLE, THE MEDICAL DRIVE SYSTEM (INCLUDING THE MOTOR, CONTROL UNIT, FOOT SWITCH AND TRANSPORT CASE) TO EVERY ORDERING CENTER" | INTERVENTIONAL RADIOLOGY AND CARDIAC CATHETERIZATION
3753 | 4220341013600 | "MECHANICAL THROMBECTOMY SYSTEM SET, INCLUDES: GUIDEWIRE, STERILE DRAPES, COLLECTING BAG, SIZE: 8FR, ASSORTED CATHETER LENGTHS, STERILE, DISPOSABLE, THE MEDICAL DRIVE SYSTEM (INCLUDING THE MOTOR, CONTROL UNIT, FOOT SWITCH AND TRANSPORT CASE) TO EVERY ORDERING CENTER" | INTERVENTIONAL RADIOLOGY AND CARDIAC CATHETERIZATION
3754 | 4220344717000 | "MICRO CATHETER, FOR PERIPHERAL, 2.4- 2.8 FR, WITH PRE-LOADED GUIDEWIRE, HYDROPHILIC COATING, COMPATIBLE WITH DSMO/CHEMO/ALCOHOL/RADIOACTIVE MATERIAL, ASSORTED LENGTHS AS PER HOSPITAL REQUEST" | INTERVENTIONAL RADIOLOGY AND CARDIAC CATHETERIZATION
3755 | 4220344717100 | "MICRO VASCULAR PLUG, ACCEPT MICRO CATHETERS FROM 0.021 INCH AND LARGER, COMPATIBLE DIAGNOSTIC CATHETER, ASSORTED SIZES AS PER HOSPITAL REQUEST" | INTERVENTIONAL RADIOLOGY AND CARDIAC CATHETERIZATION
3756 | 4220341022400 | "MICROCATHETER AND GUIDEWIRE (0.018IN) KIT: FIBERED BRAIDED MICROCATHETER TOTAL LENGTH: 115 TO 135 CM, DISTAL LENGTH 10-20CM, INNER DIAMETER NOT LESS THAN 2.7 FR, HIGH FLOW WITH MAXIMUM NOT LESS THAN PRESSURE 800 PSI, INCLUDES: TORQUE DEVICE, GUIDEWIRE INTRODUCER, DISPOSABLE, STERILE, THE CATHETER LENGTH SHOULD BE DECIDED BY RECEIVING CENTER BEFORE DELIVERY" | INTERVENTIONAL RADIOLOGY AND CARDIAC CATHETERIZATION
3757 | 4220344705700 | MICROCATHETER FOR NEUROVASCULAR COMPATIBLE WITH INTRASACCULAR FLOW DISRUPTOR NITINOL DEVICE ASSORTED SIZES AS PER HOSPITAL REQUEST | INTERVENTIONAL RADIOLOGY AND CARDIAC CATHETERIZATION
3758 | 4220341093200 | "MICROCATHETER, FIBERED BRAIDED MICROCATHETER, TOTAL LENGTH 100- 150 CM, OUTER DIAMETER 2.4 - 2.8 FR, MAXIMUM PRESSURE NOT MORE THAN 900 PSI, DISPOSABLE, STERILE" | INTERVENTIONAL RADIOLOGY AND CARDIAC CATHETERIZATION
3759 | 4220341011700 | "MICROCATHETER, FOR NEUROVASCULAR PROCEDURES, STRAIGHT TIP, TWO MARKERS, DETACHABLE TIP, COMPATIBLE WITH LIQUID EMBOLIC MATERIAL, DISPOSABLE, STERILE" | INTERVENTIONAL RADIOLOGY AND CARDIAC CATHETERIZATION
3760 | 4220341083000 | "MICROCATHETER, FOR NEUROVASCULAR, 0.0165 - 0.017 IN MICROCATHETER SYSTEM, ASSORTED TIP SHAPES, TWO DISTAL MARKERS, CATHETER LENGTH NOT LESS THAN 150 CM, DISPOSABLE, STERILE" | INTERVENTIONAL RADIOLOGY AND CARDIAC CATHETERIZATION
3761 | 4220341022200 | "MICROCATHETER, FOR NEUROVASCULAR, 0.021 IN MICROCATHETER SYSTEM, ASSORTED TIP SHAPES, ONE OR TWO DISTAL MARKERS, CATHETER LENGTH NOT LESS THAN 150 CM, DISPOSABLE, STERILE" | INTERVENTIONAL RADIOLOGY AND CARDIAC CATHETERIZATION
3762 | 4220344712400 | "MICROWAVE TISSUE ABLATION PROBE, DIFFERENT SIZES, COMPATIBLE WITH MACHINES AVAILABLE IN HOSPITALS" | INTERVENTIONAL RADIOLOGY AND CARDIAC CATHETERIZATION
3763 | 4220341021100 | NEEDLE CHIBA FOR BIOPSY AND PERCUTANEOUS ACCESS ECHOGENIC TIP 18G TO 22G NEEDLE LENGTH: 10 TO 20 CM DISPOSABLE STERILE | INTERVENTIONAL RADIOLOGY AND CARDIAC CATHETERIZATION
3764 | 4220341091100 | "NEEDLE, RADIOFREQUENCY ABLATION (RFA), DIFFERENT SIZES AND TIP SHAPES, INCLUDING GROUNDING PADS, DISPOSABLE, STERILE, THE RFA SYSTEM AND ALL ACCESSORIES MUST BE DELIVERED TO EACH ORDERING CENTER" | INTERVENTIONAL RADIOLOGY AND CARDIAC CATHETERIZATION
3765 | 4220344715300 | "STENT, FOR NEUROVASCULAR, INTRACRANIAL, FOR ATHEROSCLEROSIS TREATMENT, NITINOL, SELF-EXPANDABLE, BRAIDED, PARTIALLY RESHEATHABLE, ASSORTED SIZES AS PER HOSPITAL REQUEST" | INTERVENTIONAL RADIOLOGY AND CARDIAC CATHETERIZATION
3766 | 4220341089800 | "PEDAL ACCESS PUNCTURE SET, FOR RETROGRADE INFRAPOPLITEAL APPROACH, SET CONTAINS: 0.018 INCH GUIDEWIRE, 21G ECHOGENIC PUNCTURE NEEDLE, MICROPUNCTURE INTRODUCER, HEMOSTASIS VALVE, DISPOSABLE, STERILE" | INTERVENTIONAL RADIOLOGY AND CARDIAC CATHETERIZATION
3767 | 4220344710200 | "PEDIATRIC PICC LINE, COMPLETE KIT, CUFFED, SINGLE OR DOUBLE LUMEN, ASSORTED SIZES AS PER HOSPITAL REQUEST" | INTERVENTIONAL RADIOLOGY AND CARDIAC CATHETERIZATION
3768 | 4220341018900 | "PERCUTANEOUS ACCESS / INTRODUCER SET, NON-VASCULAR, USED TO FACILITATE PLACEMENT OF 0.035/0.038IN DIAMETER GUIDEWIRE FOR IR PROCEDURES, SHEATH SIZE: 6 - 7 FR, RADIOPAQUE SHEATH, 21G TO 22G X 15-20 CM ECHOGENIC CHIBA NEEDLE, 0.018IN GUIDEWIRE, DISPOSABLE, STERILE" | INTERVENTIONAL RADIOLOGY AND CARDIAC CATHETERIZATION
3769 | 4220341013000 | "PERCUTANEOUS THROMBOLYTIC DEVICE KIT, ROTATOR DRIVE UNIT, STERILE, DISPOSABLE" | INTERVENTIONAL RADIOLOGY AND CARDIAC CATHETERIZATION
3770 | 4220341019300 | "INTRODUCER SHEATH SET, METALLIC, KINK-RESISTANT, SHEATH SIZE: 5 TO 10 FR, SHEATH LENGTH: 7 TO 13 CM, DISPOSABLE, STERILE" | INTERVENTIONAL RADIOLOGY AND CARDIAC CATHETERIZATION
3771 | 4220341090000 | "INTRODUCER SHEATH SET, METALLIC, KINK-RESISTANT, SHEATH SIZE: 5 TO 10 FR, SHEATH LENGTH: 20 TO 50 CM, DISPOSABLE, STERILE" | INTERVENTIONAL RADIOLOGY AND CARDIAC CATHETERIZATION
3772 | 4220341019100 | "INTRODUCER SHEATH SET, METALLIC, KINK-RESISTANT, SHEATH SIZE: 5 TO 11 FR, SHEATH LENGTH: 55 TO 100 CM, DISPOSABLE, STERILE" | INTERVENTIONAL RADIOLOGY AND CARDIAC CATHETERIZATION
3773 | 4220341007600 | "PERM CATH PACK, STERILE, CONTAINS :THE MATERIAL OF THE DRAPE, GOWNS AND COVERS MUST BE WATERPROOF.1 BACK TABLE COVER, REINFORCED 15 0X 225 CM.3 ABSORBENT TOWELS.1 SURGICAL GOWN, IMPERVIOUS, LARGE.1 SURGICAL GOWN, IMPERVIOUS, X-LARGE.1 C ARM COVER1 U-SURGICAL DRAPE .1 SURGICAL BAR DRAPE, WITH TAPE AND ABC.1 DRAPE TAPE STRIPS, 10 X 50 CM.1 SAFETY SHARP TRANSFER TRAY1 SUTURE BAG.1 MAYO STAND COVER" | INTERVENTIONAL RADIOLOGY AND CARDIAC CATHETERIZATION
3774 | 4220341021400 | "PICC (PERIPHERALLY INSERTED CENTRAL CATHETER), CATHETER SET, POWER INJECTABLE, EQUIPPED WITH PRELOADED MAGNET TRACKING, REAL-TIME CATHETER TIP DIRECTION AND ORIENTATION, STERILE, DISPOSABLE, 4 TO 5FR, SINGLE AND DUAL LUMEN, THE PICC TIP TRACKING AND CONFIRMATION SYSTEM MUST BE PROVIDED TO EACH ORDERING CENTER, TRAINING AND CERTIFICATION BY THE VENDOR MUST BE PROVIDED TO EACH CENTER" | INTERVENTIONAL RADIOLOGY AND CARDIAC CATHETERIZATION
3775 | 4220341021500 | "PICC (PERIPHERALLY INSERTED CENTRAL CATHETER), CATHETER SET, POWER INJECTABLE, EQUIPPED WITH PRELOADED MAGNET TRACKING, REAL-TIME CATHETER TIP DIRECTION AND ORIENTATION, STERILE, DISPOSABLE, 3 FR, SINGLE LUMEN, THE PICC TIP TRACKING AND CONFIRMATION SYSTEM MUST BE PROVIDED TO EACH ORDERING CENTER, TRAINING AND CERTIFICATION BY THE VENDOR MUST BE PROVIDED TO EACH CENTER" | INTERVENTIONAL RADIOLOGY AND CARDIAC CATHETERIZATION
3776 | 4220341021200 | "PICC (PERIPHERALLY INSERTED CENTRAL CATHETER), CATHETER SET, POWER INJECTABLE, EQUIPPED WITH PRELOADED MAGNET TRACKING, REAL-TIME CATHETER TIP DIRECTION AND ORIENTATION, STERILE, DISPOSABLE, 6FR, TRIPLE LUMEN, THE PICC TIP TRACKING AND CONFIRMATION SYSTEM MUST BE PROVIDED TO EACH ORDERING CENTER, TRAINING AND CERTIFICATION BY THE VENDOR MUST BE PROVIDED TO EACH CENTER" | INTERVENTIONAL RADIOLOGY AND CARDIAC CATHETERIZATION
3777 | 4229541407900 | PICC LINE PACK, COMPLETE TRAY SPECIAL FOR PICC LINES PROCEDURES INCLUDING: (1) BACK TABLE COVER; (1) ABSORBENT TOWEL; (1) SURGICAL GOWN LARGE; (1) PICC DRAPE; (1) LARGE DRAPE 53 INCH X77 INCH ; (4) UTILITY DRAPE30 INCH X30 INCH ; (2) BOWL 250CC ; (1) FLUORO COVER LARGE ; (1) BLUNT FILL NEEDLE W/FILTER ; (1) NEEDLE 25G X 1.5 INCH ORANGE ; (1) OPERATING SCISSOR BI/SH 5 INCH STRAIGHT ; (2) SYRINGE 10CC L/L ; (2) HUCK TOWELS; (1) SHORTSTOP; (15) GAUZE SWABS 4 INCH X4 INCH 12 PLY NXRD ; (1) MEDIUM PLATFORM TRAY | INTERVENTIONAL RADIOLOGY AND CARDIAC CATHETERIZATION
3778 | 4220344712300 | "TUMOR ABLATION PROBE, USED FOR IRREVERSIBLE ELECTROPORATION, ASSORTED SIZES AS PER HOSPITAL REQUEST" | INTERVENTIONAL RADIOLOGY AND CARDIAC CATHETERIZATION
3779 | 4220344720200 | "PTA BALLOON, WITH NITINOL CONSTRAINING CAGE TO MINIMIZE VESSEL TRAUMA, DISPOSABLE, STERILE, ASSORTED SIZES AS PER HOSPITAL REQUEST" | INTERVENTIONAL RADIOLOGY AND CARDIAC CATHETERIZATION
3780 | 4220341028300 | SCORING BALLOON FOR PERIPHERAL ANGIOPLASTY ASSORTED SIZES AS PER HOSPITAL REQUEST | INTERVENTIONAL RADIOLOGY AND CARDIAC CATHETERIZATION
3781 | 4220341030700 | "IMPLANTABLE PORT KIT, RADIO TRANSLUCENT/MRI COMPATIBLE, WITH ATTACHABLE SILICONE CATHETER, ASSORTED SIZES AS PER HOSPITAL REQUEST" | INTERVENTIONAL RADIOLOGY AND CARDIAC CATHETERIZATION
3782 | 4220341007900 | "SKIN PREPARATION PACK, STERILE, CONTAINS: STERILE WRAP THREE COMPARTMENT TRY (TWO OF THEM REMOVABLE) .PAIR WRAPPED LATEX-FREE GLOVES .TWO COTTON TIPPED APPLICATORS .TWO WHITE ABSORBENT TOWELS TWO BLUE BLOTTING TOWELS SIX SMALL WINGED GRIP SPONGES THREE SPONGE STICKS ALCOHOL BASE STERILIZATION SOLUTION / CHLOROHEXIDINE. 3.7 OZ. 110 ML BOTTLE OF POVIDONE-IOSINE SCRUB SOLUTION (0.75% AVAILABLE IO DINE) 89 ML BOTTLE OF POVIDONE IODINE PAINT SOLUTION (1% AVAILABLE IODINE)" | INTERVENTIONAL RADIOLOGY AND CARDIAC CATHETERIZATION
3783 | 4220341107700 | "SNARE KIT, SINGLE LOOP, EACH KIT MUST INCLUDE: SNARE, SNARE GUIDING CATHETER, SNARE INTRODUCER DEVICE AND TORQUE DEVICE, DISPOSABLE, STERILE, ASSORTED SIZES AND LENGTHS AS PER HOSPITAL REQUEST" | INTERVENTIONAL RADIOLOGY AND CARDIAC CATHETERIZATION
3784 | 4220341107600 | "SNARE KIT, TRIPLE LOOPS, EACH KIT MUST INCLUDE: SNARE, SNARE GUIDING CATHETER, SNARE INTRODUCER DEVICE AND TORQUE DEVICE, DISPOSABLE, STERILE, ASSORTED SIZES AND LENGTHS AS PER HOSPITAL REQUEST" | INTERVENTIONAL RADIOLOGY AND CARDIAC CATHETERIZATION
3785 | 4220341025700 | STENT, ESOPHAGEAL, UNCOVERED, SELF-EXPANDABLE, LOW PROFILE, ASSORTED SIZES, STENT DIAMETER AND LENGTH AS PER HOSPITAL REQUEST | INTERVENTIONAL RADIOLOGY AND CARDIAC CATHETERIZATION
3786 | 4220341030900 | "STENT, PERIPHERAL, BALLOON EXPANDABLE, COVERED, HEPARIN COATED, ASSORTED SIZES AS PER HOSPITAL REQUEST" | INTERVENTIONAL RADIOLOGY AND CARDIAC CATHETERIZATION
3787 | 4220341026400 | "STENT, PERIPHERAL, COVERED, SELF-EXPANDABLE, FLARED STENT, ASSORTED SIZES AS PER HOSPITAL REQUEST" | INTERVENTIONAL RADIOLOGY AND CARDIAC CATHETERIZATION
3788 | 4220341025400 | "STENT, PERIPHERAL, COVERED, TIPS ENDOPROSTHESIS, SELF-EXPANDABLE, ASSORTED SIZES AS PER HOSPITAL REQUEST" | INTERVENTIONAL RADIOLOGY AND CARDIAC CATHETERIZATION
3789 | 4220341026000 | "STENT, PERIPHERAL, DRUG ELUTING, BALLOON-EXPANDABLE, ASSORTED SIZES AS PER HOSPITAL REQUEST" | INTERVENTIONAL RADIOLOGY AND CARDIAC CATHETERIZATION
3790 | 4220341026800 | "STENT, PERIPHERAL, DRUG ELUTING, SELF-EXPANDABLE, ASSORTED SIZES AS PER HOSPITAL REQUEST" | INTERVENTIONAL RADIOLOGY AND CARDIAC CATHETERIZATION
3791 | 4220341025500 | "STENT, PERIPHERAL, SELF-EXPANDABLE, BILIARY, ASSORTED SIZES AS PER HOSPITAL REQUEST" | INTERVENTIONAL RADIOLOGY AND CARDIAC CATHETERIZATION
3792 | 4220341026900 | "STENT, PERIPHERAL, SELF-EXPANDABLE, VASCULAR, SPECIFIC FOR POPLITEAL ARTERIES AND OVER-THE-JOINTS, FRACTURE, KINK AND CRUSH RESISTANT, ASSORTED SIZES, STENT DIAMETER AND LENGTH AS PER HOSPITAL REQUEST" | INTERVENTIONAL RADIOLOGY AND CARDIAC CATHETERIZATION
3793 | 4220341101600 | "STENT, STENT GRAFT, ENDOVASCULAR FOR ABDOMINAL OR THORACIC AORTIC ANEURYSM, STERILE, ASSORTED SIZES AS PER HOSPITAL REQUEST" | INTERVENTIONAL RADIOLOGY AND CARDIAC CATHETERIZATION
3794 | 4220341012700 | "SUCTION CATHETER, FOR THE REMOVAL OF EMBOLI AND THROMBI FROM CORONARY AND PERIPHERAL VESSELS, ASSORTED CATHETER SIZES AND LENGTHS, MACHINE MUST BE PROVIDED TO EACH CENTER, STERILE, DISPOSABLE" | INTERVENTIONAL RADIOLOGY AND CARDIAC CATHETERIZATION
3795 | 4220341023300 | "SUPPORT CATHETER, FOR PERIPHERAL INTERVENTIONS, HYDROPHILIC COATED, INTEGRATED RADIOPAQUE MARKERS, BRAIDED CONSTRUCTION, DISPOSABLE, STERILE, ASSORTED SIZES AS PER HOSPITAL REQUEST" | INTERVENTIONAL RADIOLOGY AND CARDIAC CATHETERIZATION
3796 | 4220341052100 | SYRINGE - CORONARY CONTROL SYRINGE 12CC – USED TO INJECT CONTRAST DURING DIAGNOSTIC AND INTERVENTION PROCEDURE, SYRINGE SHOULD BE WITH A RING PLUNGER AND A RING GRIP | INTERVENTIONAL RADIOLOGY AND CARDIAC CATHETERIZATION
3797 | 4220341090300 | "TRANSJUGULAR INTRAHEPATIC PORTO-SYSTEMIC SHUNT (TIPSS) SET, DISPOSABLE, STERILE" | INTERVENTIONAL RADIOLOGY AND CARDIAC CATHETERIZATION
3798 | 4220341020300 | "TRANSLUMINAL BILIARY BIOPSY FORCEPS SET, DISPOSABLE, STERILE" | INTERVENTIONAL RADIOLOGY AND CARDIAC CATHETERIZATION
3799 | 4213170105400 | "TRAY SPECIAL PROCEDURE ""ANGIO SET"" OR PACK INCLUDING: (1) 18GA NEEDLE ; (1) ABSORBENT PAD ; (1) NEEDLE COUNTER ; (1) NEEDLE BLUE 25GA X 1.5 ; (1) NEEDLE GREEN 21GA X 1.5 ; (1) NEEDLE BLACK 22GA X 1.5 ; (2) BOWL 250CC ; (1) BOWL 500CC ; (1) FLOW SWITCH ; (1) BACK TABLE COVER ; (2) ABSORBENT TOWEL ; (1) BACK TABLE COVER FOLDED ; (1) FEMORAL ANGIOGRAPHY DRAPE ; (1) FLUORO COVER SIZE X-LARGE ; (4) HUCK TOWELS ; (1) FLUORO COVER SIZE LARGE ; (1) ABSORBENT UTILITY DRAPE ; (4) OR CLOTH TOWEL BLUE ; (1) SCREEN COVER ; (40) GAUZE SWABS 4 INCH X4 INCH 16 PLY NXRD ; (5) SYRINGE 20ML L/L ; (5) GLASS SYRINGE 10ML YELLOW COLORED ; (1) GLASS SYRINGE 10ML RED COLORED ; (5) GLASS SYRINGE 3ML BLUE COLORED ; (1) INTRODUCER NEEDLE 18G X 7CM ; (1) NEEDLE COUNTER FOAM MAGNETIC 20 COUNT RED ; (1) MEDICATION LABEL SHEET ; (1) BLUNT FILL NEEDLE WITH FILTER ; (4) TOWEL CLAMPS ; (1) SCALPEL BLADE #11 ; (1) MOSQUITO FORCEPS 5 INCH STRAIGHT ; (1) MOSQUITO FORCEPS 5 INCH CURVED ; (10 OPERATING SCISSOR BI/SH 5 IN | INTERVENTIONAL RADIOLOGY AND CARDIAC CATHETERIZATION
3800 | 4220341031200 | "TRIPLE LOOPS BALLOON, FOR ABDOMINAL POST STENT DILATATION, LOW PROFILE, ASSORTED SIZES AS PER HOSPITAL REQUEST" | INTERVENTIONAL RADIOLOGY AND CARDIAC CATHETERIZATION
3801 | 4220341007500 | "UNI - EXTREMITY VASCULAR PACK, STERILE, CONTAINS : THE MATERIAL OF THE DRAPE, GOWNS AND COVERS MUST BE WATERPROOF ; 1 BACK TABLE COVER, REINFORCED 150X 225 CM ; 3 ABSORBENT TOWELS ; 1 SURGICAL GOWN, IMPERVIOUS, LARGE ; 1 SURGICAL GOWN, IMPERVIOUS, X-LARGE ; 4 UTILITY DRAPES ; 1 IMPERVIOUS STOCKINET, LARGE ; 1 IMPERVIOUS U DRAPE, 150 X 175 CM ; 1 HEAVY DUTY U-DRAPE, 220 X 275 CM ; 1 TOP BAR DRAPE, 250 X 150 CM, WITH TUBE HOLDER, AND HEAVY ABSORBENT MATERIAL ; 2 DRAPE TAPE STRIPS, 10 X 50 CM ; 1 SUTURE BAG ; 1 NEEDLE COUNTER MAGNETIC - FOAM ; 1 CAUTERY PENCIL1 TIP CLEANER ; 1 SHARP TRANSFER TRAY ; 1 MAYO STAND COVER" | INTERVENTIONAL RADIOLOGY AND CARDIAC CATHETERIZATION
3802 | 4220341018600 | "VASCULAR CLOSURE DEVICE, FOR FEMORAL ARTERIAL PUNCTURE HEMOSTASIS, USE OF AN EXTRAVASCULAR SEALANT WHICH ACTIVELY ADHERES TO THE ARTERY FOR SECURE MECHANICAL CLOSURE, THE DEVICE/KIT INCLUDES: BALLOON CATHETER WITH INTEGRATED SEALANT AND 10ML LOCKING SYRINGE, DISPOSABLE, STERILE" | INTERVENTIONAL RADIOLOGY AND CARDIAC CATHETERIZATION
3803 | 4220341018700 | VASCULAR CLOSURE SYSTEM MECHANICAL CLOSURE NITINOL CLIP CIRCUMFERENTIAL (PROVIDES 360 DEGREES TISSUE APPOSITION) SET INCLUDES: CLIP APPLIER 6FR EXCHANGE SHEATH 6FR DILATOR 0.038IN 50 CM J-TIP GUIDEWIRE FOR VASCULAR CLOSURE OF 5-8F VASCULAR ACCESS SITE | INTERVENTIONAL RADIOLOGY AND CARDIAC CATHETERIZATION
3804 | 4220341030500 | "ADHESIVE CLOSURE SYSTEM, FOR SUPERFICIAL VEIN THERAPIES" | INTERVENTIONAL RADIOLOGY AND CARDIAC CATHETERIZATION
3805 | 4220341034000 | CAROTID SHUNT, OUTLYING WITH T-PORT, DEPTH MARKINGS 1 CM, COLOR-CODED, SAFETY BALLOON, SIZE 8 TO 9F, 31 CM LONG ACCORDING TO CENTER REQUEST, DISPOSABLE, STERILE | INTERVENTIONAL RADIOLOGY AND CARDIAC CATHETERIZATION
3806 | 4220344712600 | "CAROTID STENT, SELF-EXPANDABLE, DUAL-LAYER, BRAIDED CLOSED CELL, ASSORTED SIZES AS PER HOSPITAL REQUEST" | INTERVENTIONAL RADIOLOGY AND CARDIAC CATHETERIZATION
3807 | 4220341009500 | "EMBOLIC PROTECTION DEVICE / FILTER, FOR NEUROINTERVENTIONAL PROCEDURES, COMPATIBLE WITH 0.014IN - 0.018IN GUIDEWIRE, DISPOSABLE, STERILE. ASSORTED FILTER SIZES AND LENGTHS AS PER HOSPITAL REQUEST" | INTERVENTIONAL RADIOLOGY AND CARDIAC CATHETERIZATION
3808 | 4220341009400 | "EMBOLIC PROTECTION DEVICE, FOR NEUROINTERVENTIONAL PROCEDURES, DOUBLE-OCCLUSION BALLOON SYSTEM, DISPOSABLE, STERILE" | INTERVENTIONAL RADIOLOGY AND CARDIAC CATHETERIZATION
3809 | 4220341010900 | "EMBOLIZATION COIL, FOR NEUROVASCULAR EMBOLIZATION, DETACHABLE, ELECTRICAL DETACHMENT, CABLELESS DETACHMENT SYSTEM, STERILE, COILED DIAMETER: 2 MM, ASSORTED LENGTHS, (ELECTRICAL DETACHMENT UNIT MUST BE DELIVERED TO EVERY HOSPITAL SITE)" | INTERVENTIONAL RADIOLOGY AND CARDIAC CATHETERIZATION
3810 | 4220341010800 | "EMBOLIZATION COIL, FOR NEUROVASCULAR EMBOLIZATION, DETACHABLE, ELECTRICAL DETACHMENT, CABLELESS DETACHMENT SYSTEM, STERILE, COILED DIAMETER: 3 MM, ASSORTED LENGTHS, (ELECTRICAL DETACHMENT UNIT MUST BE DELIVERED TO EVERY HOSPITAL SITE)" | INTERVENTIONAL RADIOLOGY AND CARDIAC CATHETERIZATION
3811 | 4220341010700 | "EMBOLIZATION COIL, FOR NEUROVASCULAR EMBOLIZATION, DETACHABLE, ELECTRICAL DETACHMENT, CABLELESS DETACHMENT SYSTEM, STERILE, COILED DIAMETER: 4 MM, ASSORTED LENGTHS, (ELECTRICAL DETACHMENT UNIT MUST BE DELIVERED TO EVERY HOSPITAL SITE)" | INTERVENTIONAL RADIOLOGY AND CARDIAC CATHETERIZATION
3812 | 4220341010600 | "EMBOLIZATION COIL, FOR NEUROVASCULAR EMBOLIZATION, DETACHABLE, ELECTRICAL DETACHMENT, CABLELESS DETACHMENT SYSTEM, STERILE, COILED DIAMETER: 5 MM, ASSORTED LENGTHS, (ELECTRICAL DETACHMENT UNIT MUST BE DELIVERED TO EVERY HOSPITAL SITE)" | INTERVENTIONAL RADIOLOGY AND CARDIAC CATHETERIZATION
3813 | 4220341010500 | "EMBOLIZATION COIL, FOR NEUROVASCULAR EMBOLIZATION, DETACHABLE, ELECTRICAL DETACHMENT, CABLELESS DETACHMENT SYSTEM, STERILE, COILED DIAMETER: 6 MM, ASSORTED LENGTHS, (ELECTRICAL DETACHMENT UNIT MUST BE DELIVERED TO EVERY HOSPITAL SITE)" | INTERVENTIONAL RADIOLOGY AND CARDIAC CATHETERIZATION
3814 | 4220341010400 | "EMBOLIZATION COIL, FOR NEUROVASCULAR EMBOLIZATION, DETACHABLE, ELECTRICAL DETACHMENT, CABLELESS DETACHMENT SYSTEM, STERILE, COILED DIAMETER: 7 MM, ASSORTED LENGTHS, (ELECTRICAL DETACHMENT UNIT MUST BE DELIVERED TO EVERY HOSPITAL SITE)" | INTERVENTIONAL RADIOLOGY AND CARDIAC CATHETERIZATION
3815 | 4220341010300 | "EMBOLIZATION COIL, FOR NEUROVASCULAR EMBOLIZATION, DETACHABLE, ELECTRICAL DETACHMENT, CABLELESS DETACHMENT SYSTEM, STERILE, COILED DIAMETER: 8 MM, ASSORTED LENGTHS, (ELECTRICAL DETACHMENT UNIT MUST BE DELIVERED TO EVERY HOSPITAL SITE)" | INTERVENTIONAL RADIOLOGY AND CARDIAC CATHETERIZATION
3816 | 4220341010200 | "EMBOLIZATION COIL, FOR NEUROVASCULAR EMBOLIZATION, DETACHABLE, ELECTRICAL DETACHMENT, CABLELESS DETACHMENT SYSTEM, STERILE, COILED DIAMETER: 9 MM, ASSORTED LENGTHS, (ELECTRICAL DETACHMENT UNIT MUST BE DELIVERED TO EVERY HOSPITAL SITE)" | INTERVENTIONAL RADIOLOGY AND CARDIAC CATHETERIZATION
3817 | 4220341010100 | "EMBOLIZATION COIL, FOR NEUROVASCULAR EMBOLIZATION, DETACHABLE, ELECTRICAL DETACHMENT, CABLELESS DETACHMENT SYSTEM, STERILE, COILED DIAMETER: 10 MM, ASSORTED LENGTHS, (ELECTRICAL DETACHMENT UNIT MUST BE DELIVERED TO EVERY HOSPITAL SITE)" | INTERVENTIONAL RADIOLOGY AND CARDIAC CATHETERIZATION
3818 | 4220341010000 | EMBOLIZATION COIL FOR NEUROVASCULAR EMBOLIZATION DETACHABLE ELECTRICAL DETACHMENT CABLELESS DETACHMENT SYSTEM STERILE COILED D = IAMETER: 11 MM ASSORTED LENGTHS (ELECTRICAL DETACHMENT UNIT MUST BE DELIVERED TO EVERY HOSPITAL SITE) | INTERVENTIONAL RADIOLOGY AND CARDIAC CATHETERIZATION
3819 | 4220341009900 | EMBOLIZATION COIL FOR NEUROVASCULAR EMBOLIZATION DETACHABLE ELECTRICAL DETACHMENT CABLELESS DETACHMENT SYSTEM STERILE COILED D = IAMETER: 12 MM ASSORTED LENGTHS (ELECTRICAL DETACHMENT UNIT MUST BE DELIVERED TO EVERY HOSPITAL SITE) | INTERVENTIONAL RADIOLOGY AND CARDIAC CATHETERIZATION
3820 | 4220341009800 | EMBOLIZATION COIL FOR NEUROVASCULAR EMBOLIZATION DETACHABLE ELECTRICAL DETACHMENT CABLELESS DETACHMENT SYSTEM STERILE COILED D = IAMETER: 13 MM ASSORTED LENGTHS (ELECTRICAL DETACHMENT UNIT MUST BE DELIVERED TO EVERY HOSPITAL SITE) | INTERVENTIONAL RADIOLOGY AND CARDIAC CATHETERIZATION
3821 | 4220341009700 | EMBOLIZATION COIL FOR NEUROVASCULAR EMBOLIZATION DETACHABLE ELECTRICAL DETACHMENT CABLELESS DETACHMENT SYSTEM STERILE COILED D = IAMETER: 14 MM ASSORTED LENGTHS (ELECTRICAL DETACHMENT UNIT MUST BE DELIVERED TO EVERY HOSPITAL SITE) | INTERVENTIONAL RADIOLOGY AND CARDIAC CATHETERIZATION
3822 | 4220341011300 | EMBOLIZATION COIL FOR NEUROVASCULAR EMBOLIZATION DETACHABLE ELECTRICAL DETACHMENT CABLELESS DETACHMENT SYSTEM STERILE COILED D = IAMETER: 15 MM ASSORTED LENGTHS (ELECTRICAL DETACHMENT UNIT MUST BE DELIVERED TO EVERY HOSPITAL SITE) | INTERVENTIONAL RADIOLOGY AND CARDIAC CATHETERIZATION
3823 | 4220341011200 | EMBOLIZATION COIL FOR NEUROVASCULAR EMBOLIZATION DETACHABLE ELECTRICAL DETACHMENT CABLELESS DETACHMENT SYSTEM STERILE COILED D = IAMETER: 16 MM ASSORTED LENGTHS (ELECTRICAL DETACHMENT UNIT MUST BE DELIVERED TO EVERY HOSPITAL SITE) | INTERVENTIONAL RADIOLOGY AND CARDIAC CATHETERIZATION
3824 | 4220341011100 | EMBOLIZATION COIL FOR NEUROVASCULAR EMBOLIZATION DETACHABLE ELECTRICAL DETACHMENT CABLELESS DETACHMENT SYSTEM STERILE COILED D = IAMETER: 18 MM ASSORTED LENGTHS (ELECTRICAL DETACHMENT UNIT MUST BE DELIVERED TO EVERY HOSPITAL SITE) | INTERVENTIONAL RADIOLOGY AND CARDIAC CATHETERIZATION
3825 | 4220341011600 | EMBOLIZATION COIL FOR NEUROVASCULAR EMBOLIZATION DETACHABLE ELECTRICAL DETACHMENT CABLELESS DETACHMENT SYSTEM STERILE COILED D = IAMETER: 1 MM ASSORTED LENGTHS (ELECTRICAL DETACHMENT UNIT MUST BE DELIVERED TO EVERY HOSPITAL SITE) | INTERVENTIONAL RADIOLOGY AND CARDIAC CATHETERIZATION
3826 | 4220341011000 | EMBOLIZATION COIL FOR NEUROVASCULAR EMBOLIZATION DETACHABLE ELECTRICAL DETACHMENT CABLELESS DETACHMENT SYSTEM STERILE COILED D = IAMETER: 20 MM ASSORTED LENGTHS (ELECTRICAL DETACHMENT UNIT MUST BE DELIVERED TO EVERY HOSPITAL SITE) | INTERVENTIONAL RADIOLOGY AND CARDIAC CATHETERIZATION
3827 | 4220341011500 | "EMBOLIZATION COIL, FOR NEUROVASCULAR EMBOLIZATION, DETACHABLE, ELECTRICAL DETACHMENT, CABLELESS DETACHMENT SYSTEM, STERILE, COILED DIAMETER: 1.5 MM, ASSORTED LENGTHS, (ELECTRICAL DETACHMENT UNIT MUST BE DELIVERED TO EVERY HOSPITAL SITE)" | INTERVENTIONAL RADIOLOGY AND CARDIAC CATHETERIZATION
3828 | 4220341011400 | "EMBOLIZATION COIL, FOR NEUROVASCULAR EMBOLIZATION, DETACHABLE, ELECTRICAL DETACHMENT, CABLELESS DETACHMENT SYSTEM, STERILE, COILED DIAMETER: 2.5 MM, ASSORTED LENGTHS, (ELECTRICAL DETACHMENT UNIT MUST BE DELIVERED TO EVERY HOSPITAL SITE)" | INTERVENTIONAL RADIOLOGY AND CARDIAC CATHETERIZATION
3829 | 4220341009300 | "FLOW DIVERTER DEVICE SYSTEM, FOR NEUROINTERVENTIONAL PROCEDURES, SELF EXPANDABLE, WITH MARKERS, FOR TREATMENT OF SACCULAR OR FUSIFORM INTRACRANIAL ANEURYSMS, DISPOSABLE, STERILE, SIZE: 2 - 3.75 MM, ASSORTED LENGTHS AS PER HOSPITAL REQUEST" | INTERVENTIONAL RADIOLOGY AND CARDIAC CATHETERIZATION
3830 | 4220341009200 | "FLOW DIVERTER DEVICE SYSTEM, FOR NEUROINTERVENTIONAL PROCEDURES, SELF EXPANDABLE, WITH MARKERS, FOR TREATMENT OF SACCULAR OR FUSIFORM INTRACRANIAL ANEURYSMS, DISPOSABLE, STERILE, SIZE: 4 MM, ASSORTED LENGTHS AS PER HOSPITAL REQUEST" | INTERVENTIONAL RADIOLOGY AND CARDIAC CATHETERIZATION
3831 | 4220341009100 | "FLOW DIVERTER DEVICE SYSTEM, FOR NEUROINTERVENTIONAL PROCEDURES, SELF EXPANDABLE, WITH MARKERS, FOR TREATMENT OF SACCULAR OR FUSIFORM INTRACRANIAL ANEURYSMS, DISPOSABLE, STERILE, SIZE: 5 MM, ASSORTED LENGTHS AS PER HOSPITAL REQUEST" | INTERVENTIONAL RADIOLOGY AND CARDIAC CATHETERIZATION
3832 | 4220341009000 | "FLOW DIVERTER DEVICE SYSTEM, FOR NEUROINTERVENTIONAL PROCEDURES, SELF EXPANDABLE, WITH MARKERS, FOR TREATMENT OF SACCULAR OR FUSIFORM INTRACRANIAL ANEURYSMS, DISPOSABLE, STERILE, SIZE: 6 - 8 MM, ASSORTED LENGTHS AS PER HOSPITAL REQUEST" | INTERVENTIONAL RADIOLOGY AND CARDIAC CATHETERIZATION
3833 | 4220341009600 | "LIQUID EMBOLIC SYSTEM, FOR THE EMBOLIZATION OF ARTERIOVENOUS MALFORMATIONS (AVMS), NON-ADHESIVE. ( MIXER MUST BE PROVIDED FREE OF CHARGE TO EVERY CENTER PLUS SUPPORT AND TRAINING)" | INTERVENTIONAL RADIOLOGY AND CARDIAC CATHETERIZATION
3834 | 4220344707400 | GUIDING CATHETER FOR NEUROINTERVENTIONAL PROCEDURES HYDROPHILIC COATING 5 FRENCH ASSORTED SHAPES AND LENGTHS AS PER HOSPITAL REQUEST | INTERVENTIONAL RADIOLOGY AND CARDIAC CATHETERIZATION
3835 | 4220344703100 | "NEURO MICRO GUIDEWIRE, MADE OF STAINLESS STEEL, HYDROPHILIC COATED, 0.014 INCH, ASSORTED TIP SHAPES, NOT LESS THAN 300 CM" | INTERVENTIONAL RADIOLOGY AND CARDIAC CATHETERIZATION
3836 | 4220344703000 | "NEURO MICRO GUIDEWIRE, MADE OF STAINLESS STEEL, HYDROPHILIC COATED, 0.008 - 0.010 INCH, ASSORTED TIP SHAPES AND LENGTHS AS PER HOSPITAL REQUEST" | INTERVENTIONAL RADIOLOGY AND CARDIAC CATHETERIZATION
3837 | 4220344707000 | "MICROCATHETER, FOR NEUROVASCULAR, 0.027 IN MICROCATHETER SYSTEM, STRAIGHT TIP, CATHETER LENGTH NOT LESS THAN 130 CM, DISPOSABLE, STERILE" | INTERVENTIONAL RADIOLOGY AND CARDIAC CATHETERIZATION
3838 | 4220344707500 | "NEURO CATHETER, SIZE 5 AND 6F, WITH INNER DIAMETER 0.040 - 0.042 INCH, LENGTH NOT LESS THAN 105 CM, ASSORTED SHAPES AS PER HOSPITAL REQUEST" | INTERVENTIONAL RADIOLOGY AND CARDIAC CATHETERIZATION
3839 | 4220344706900 | "DELIVERY ASSIST CATHETER, FOR NEURO INTERVENTION, BULB, TOTAL LENGTH NOT LESS THAN 150 CM" | INTERVENTIONAL RADIOLOGY AND CARDIAC CATHETERIZATION
3840 | 4220344708700 | NEURO VASCULAR CLOT UNIVERSAL ASPIRATION SUCTION JAR FOR STROKE TREATMENT | INTERVENTIONAL RADIOLOGY AND CARDIAC CATHETERIZATION
3841 | 4220344708600 | NEURO VASCULAR CLOT UNIVERSAL ASPIRATION TUBE WITH CLAMP 300 CM FOR STROKE TREATMENT | INTERVENTIONAL RADIOLOGY AND CARDIAC CATHETERIZATION
3842 | 4220344708800 | NEURO VASCULAR CLOT UNIVERSAL LINER SET WITH CLOT FINDER SPECIMEN CUP (FILTER FOR STROKE TREATMENT) | INTERVENTIONAL RADIOLOGY AND CARDIAC CATHETERIZATION
3843 | 4220344706800 | "LONG GUIDING SHEATH, FOR NEURO VASCULAR, ROUNDED FLEXIBLE DISTAL TIP, INNER DIAMETER NOT LESS THAN 0.088 INCH, ASSORTED LENGTHS AS PER HOSPITAL REQUEST" | INTERVENTIONAL RADIOLOGY AND CARDIAC CATHETERIZATION
3844 | 4220344708000 | "MICROCATHETER, FOR NEUROVASCULAR, 0.017 IN MICROCATHETER SYSTEM, STRAIGHT TIP, TWO GOLD DISTAL MARKERS, CATHETER LENGTH NOT LESS THAN 150 CM, DISPOSABLE, STERILE" | INTERVENTIONAL RADIOLOGY AND CARDIAC CATHETERIZATION
3845 | 4220344703600 | "GUIDEWIRE, FOR NEURO VASCULAR, HYBRID, NITINOL AND STAINLESS STEEL, DISTAL DIAMETER 0.010 INCH AND PROXIMAL DIAMETER 0.010 INCH, LENGTH NOT LESS THAN 300 CM" | INTERVENTIONAL RADIOLOGY AND CARDIAC CATHETERIZATION
3846 | 4220344703400 | "GUIDEWIRE, FOR NEURO VASCULAR, HYBRID, NITINOL AND STAINLESS STEEL, TAPERED, DISTAL DIAMETER 0.008 INCH AND PROXIMAL DIAMETER 0.012 INCH, LENGTH NOT LESS THAN 200 CM" | INTERVENTIONAL RADIOLOGY AND CARDIAC CATHETERIZATION
3847 | 4220344703500 | "GUIDEWIRE, FOR NEURO VASCULAR, HYBRID, NITINOL AND STAINLESS STEEL, DISTAL DIAMETER 0.012 INCH AND PROXIMAL DIAMETER 0.014 INCH, LENGTH NOT LESS THAN 200 CM" | INTERVENTIONAL RADIOLOGY AND CARDIAC CATHETERIZATION
3848 | 4220344708900 | "REVASCULARIZATION DEVICE, FOR NEURO VASCULAR, HAS VISIBLE PROXIMAL AND DISTAL RADIOPAQUE MARKERS, ASSORTED SIZES, COMPATIBLE WITH 0.021 - 0.027 INCH MICROCATHETER, STERILE" | INTERVENTIONAL RADIOLOGY AND CARDIAC CATHETERIZATION
3849 | 4229610008300 | "BALLOON GUIDE CATHETER, FOR NEURO INTERVENTION, ASSORTED SIZES AS PER HOSPITAL REQUEST" | INTERVENTIONAL RADIOLOGY AND CARDIAC CATHETERIZATION
3850 | 4220344701800 | "DISTAL ACCESS CATHETER, FOR NEURO INTERVENTION, 5-6 FR, LENGTH NOT LESS THAN 110 CM" | INTERVENTIONAL RADIOLOGY AND CARDIAC CATHETERIZATION
3851 | 4220344701700 | OCCLUSION BALLOON MICRO FOR NEURO INTERVENTION DISTAL INNER DIAMETER NOT MORE THAN 0.010 | INTERVENTIONAL RADIOLOGY AND CARDIAC CATHETERIZATION
3852 | 4220344709000 | "REPERFUSION CATHETER, FOR NEURO VASCULATURES, INNER DIAMETER NOT MORE THAN 0.072, CATHETER LENGTH NOT LESS THAN 120 CM" | INTERVENTIONAL RADIOLOGY AND CARDIAC CATHETERIZATION
3853 | 4220344709200 | "REPERFUSION CATHETER, FOR NEURO VASCULATURES, INNER DIAMETER NOT MORE THAN 0.062, CATHETER LENGTH NOT LESS THAN 120 CM" | INTERVENTIONAL RADIOLOGY AND CARDIAC CATHETERIZATION
3854 | 4220344715700 | "ABDOMINAL AORTO UNIILIAC STENT GRAFT, SUPRARENAL FIXATION, SELF EXPANDABLE, WOVEN MULTIFILAMENT POLYESTER, ASSORTED SIZES AS PER HOSPITAL REQUEST" | INTERVENTIONAL RADIOLOGY AND CARDIAC CATHETERIZATION
3855 | 4220344715900 | "MAIN BODY ABDOMINAL AORTIC STENT GRAFT, SUPRARENAL FIXATION, SELF EXPANDABLE, WOVEN MULTIFILAMENT POLYESTER, ASSORTED SIZES AS PER HOSPITAL REQUEST" | INTERVENTIONAL RADIOLOGY AND CARDIAC CATHETERIZATION
3856 | 4220340418800 | GUIDEWIRE, PERIPHERAL INTERVENTION, HIGH TIP LOAD FOR CTO CASES, 0.018IN, J-TIP OR STRAIGHT, ASSORTED RANGE AND SIZES AS PER HOSPITAL REQUEST | INTERVENTIONAL RADIOLOGY AND CARDIAC CATHETERIZATION
3857 | 4220341099400 | "INTRODUCER SHEATH SET, FOR ABDOMINAL AORTIC ANEURYSM STENTING, HYDROPHILIC COATED, LENGTH NOT LESS THAN 30 CM, ASSORTED SIZES AS PER HOSPITAL REQUEST" | INTERVENTIONAL RADIOLOGY AND CARDIAC CATHETERIZATION
3858 | 4220350800000 | "LEAD CUTTER, FOR LASER LEAD EXTRACTION, FOR CARDIAC ELECTROPHYSIOLOGY, DISPOSABLE, STERILE" | INTERVENTIONAL RADIOLOGY AND CARDIAC CATHETERIZATION
3859 | 4220351000000 | "LEAD LOCKING DEVICE ACCESSORY KIT, FOR LASER LEAD EXTRACTION, FOR CARDIAC ELECTROPHYSIOLOGY, DISPOSABLE, STERILE" | INTERVENTIONAL RADIOLOGY AND CARDIAC CATHETERIZATION
3860 | 4220342800200 | VALVE, HEMOSTATIC, 3 - WAYS FOR PTCA, INNER LUMEN DIAMETER > 3 MM, WITH TORQUE DEVICE AND INTRODUCER NEEDLE, DISPOSABLE, STERILE | INTERVENTIONAL RADIOLOGY AND CARDIAC CATHETERIZATION
3861 | 4220340702300 | INJECTOR SYRINGE, ANGIOGRAPHIC, 150 ML WITH ASPIRATION TUBE, COMPATIBLE WITH MEDRAD MARK V. PROVIS OR EQUIVALENT, DISPOSABLE, STERILE | INTERVENTIONAL RADIOLOGY AND CARDIAC CATHETERIZATION
3862 | 4220341601100 | "3D MAPPING AF KIT INCLUDING: 1) NAVIGATION IRRIGATED CATHETER, UNI-DIRECTIONAL & BI- DIRECTIONAL. ASSORTED CURVES. 2) 3D MAPPING PATCH. 3) 3D MAPPING CATHETER UP TO 22 PINS, DEFLECTABLE TIP. (TYPES WILL BE SPECIFIED BY END USER UPON DELIVERY, ENOUGH CONNECTORS COMPATIBLE WITH CATHETER IN EVERY CASE MUST BE PROVIDED FREE OF CHARGE), DISPOSABLE, STERILE." | INTERVENTIONAL RADIOLOGY AND CARDIAC CATHETERIZATION
3863 | 4220350000700 | IMPLANTABLE PACEMAKER, WITH BLUETOOTH/WIRELESS TECHNOLOGY, SINGLE PACEMAKER; 1-MAXIMUM BATTERY LIFE REQUIRED; 2- PROGRAMMERS /SOFTWARE UPGRADE AND ENOUGH PRINTING PAPERS MUST BE PROVIDED FREE OF CHARGE TO ALL CENTERS; 3- TECHNICAL AND EDUCATIONAL SUPPORT SHOULD BE PROVIDED TO THE HOSPITAL STAFF IN ALL CENTERS WITH EXPERT TEAM (CERTIFIED); 4- COMPLETE SYSTEM WITH (RA AND RV LEADS, INTRODUCER SHEATHS AND SURGICAL CABLES); 5-FULLY MRI COMPATIBLE | INTERVENTIONAL RADIOLOGY AND CARDIAC CATHETERIZATION
3864 | 4220340580800 | "BALLOON, PERIPHERAL, ANGIOPLASTY, NON-COMPLIANT, 0.014 IN WIRE COMPATIBILITY, DISPOSABLE, STERILE, ASSORTED SIZES, BALLOON DIAMETER AND LENGTH AS PER HOSPITAL REQUEST" | INTERVENTIONAL RADIOLOGY AND CARDIAC CATHETERIZATION
3865 | 4229517116400 | LASER CATHETER, FOR CORONARY CATHETERIZATION, DISPOSABLE, STERILE, ASSORTED SIZES AS PER HOSPITAL REQUEST | INTERVENTIONAL RADIOLOGY AND CARDIAC CATHETERIZATION
3866 | 4229517114800 | CUSTOMIZED CARDIAC CATHETERIZATION PACK, FOR ADULT, STERILE, CONTAINS: 1X NEEDLE 18G X 3.8CM HYPO PIMK , 1 X NEEDLE 25G X 5/8" HYPO ORANGE , 2 X GALLIPOT 60ML , 4 X SWAB GAUZE 10 X 10CM 12PLY 5 PACK , 3 X COVER FLUORO MEDIUM BLUE , 2 X COVER EQUIPMENT 76(OPENING) X 91CM, 1 X TRAY HALF DEEP 24.5 X 13.5CM , 3 X BOWL SPONGE 500ML , 1 X SCISSORS DHARP/BLUNT 13CM , 1 X FLUID COLLECTION DEVICE, 4 X OR TOWEL BLUE, 2 X SYRINGE 10ML L/S, 1 X NEEDLE COUNTER, 2 X GOWN SMS X LARGE, 4 X GREEN LABEL PRINTED "FLUSH", 3 X BLUE LABEL PRINTED "ABCIXIMAD", 1 BLUE LABEL PRINTED "VENOUS", 1 X RED LABEL PRINTED "ARTERIAL", 1 X WHITE LABEL PRINTED "CONTRAST" ,1 X NEEDLE 22G X 4CM HYPO BLACK, 1 X FORCEPS ARTERY MOSQUITO STRAIGHT, 1 X NEEDLE 18G X 7CM (70MM) INTRODUCER, 1 X GUIDEWIRE (0.89MM), 6 X TOWEL PAPER 57 X 33, 1 X COVER PLASTIC 160 X 230CM CLEAR, 2 X COVER TROLLEY 140 X 210CM BLUE, 2 X BOWL RING BLUE 6000ML, 1 X SCALPEL NO.11 RETRACTABLE, 1 X FORCEPS ARTERY MOSQUITO CURVED, 4 X SYRINGE 10ML L/L, 1 SYRI | INTERVENTIONAL RADIOLOGY AND CARDIAC CATHETERIZATION
3867 | 4229517115600 | BRIDGE OCCLUSION BALLOON, FOR LASER LEAD EXTRACTION, FOR CARDIAC ELECTROPHYSIOLOGY, DISPOSABLE, STERILE | INTERVENTIONAL RADIOLOGY AND CARDIAC CATHETERIZATION
3868 | 4229517115700 | FEMORAL BALLOON BANDAGE, POCKET DRESSING, FOR CARDIAC ELECTROPHYSIOLOGY | INTERVENTIONAL RADIOLOGY AND CARDIAC CATHETERIZATION
3869 | 4229517115500 | ADHESIVE HOLTER PATCH, FOR LONG TERM ECG MONITORING, SINGLE OR MULTI CHANNELS, SINGLE USE, FOR CARDIAC ELECTROPHYSIOLOGY | INTERVENTIONAL RADIOLOGY AND CARDIAC CATHETERIZATION
3870 | 4229517116200 | EPICARDIAL SCREW IN LEAD, BIPOLAR, FOR CARDIAC ELECTROPHYSIOLOGY, ASSORTED LENGTH | INTERVENTIONAL RADIOLOGY AND CARDIAC CATHETERIZATION
3871 | 4229517116000 | "INTRODUCER SHEATH SET, RADIOPAQUE TIP, STRAIGHT OR CURVED, LENGTH 25 - 45 CM, ASSORTED SIZES AS PER HOSPITAL REQUEST" | INTERVENTIONAL RADIOLOGY AND CARDIAC CATHETERIZATION
3872 | 4229517115000 | DUAL SHEATH RETRIEVAL SNARE KIT, KIT INCLUDES: SNARE CATHETER, ACCESS SHEATH, DILATOR | INTERVENTIONAL RADIOLOGY AND CARDIAC CATHETERIZATION
3873 | 4229517114900 | RADIOFREQUENCY ABLATION NEEDLE, FOR TREATMENT OF BENIGN THYROID NODULES, INTERNALLY COOLED ELECTRODE, NEEDLE LENGTH 7 - 10 CM WITH DIFFERENT EXPOSURE LENGTHS, ASSORTED SIZES AS PER HOSPITAL REQUEST | INTERVENTIONAL RADIOLOGY AND CARDIAC CATHETERIZATION
3874 | 4229517116100 | RADIOFREQUENCY ABLATION NEEDLE, INTERNALLY COOLED ELECTRODE, WITH ADJUSTABLE EXPOSURE LENGTHS, ASSORTED SIZES AS PER HOSPITAL REQUEST | INTERVENTIONAL RADIOLOGY AND CARDIAC CATHETERIZATION
3875 | 4229517115300 | RADIOFREQUENCY ABLATION CATHETER, FOR VARICOSE VEIN TREATMENT, COMPATIBLE WITH 5 - 7 FR INTRODUCER SHEATH, ASSORTED CATHETER AND HEATING LENGTHS AS PER HOSPITAL REQUEST | INTERVENTIONAL RADIOLOGY AND CARDIAC CATHETERIZATION
3876 | 4229517115400 | BONE LESION BIOPSY TRAY, INCLUDES: ACCESS NEEDLE AND BIOPSY NEEDLE , ASSORTED GAUGE SIZES AND LENGTH, COMPATIBLE WITH AUTOMATIC DRILL | INTERVENTIONAL RADIOLOGY AND CARDIAC CATHETERIZATION
3877 | 4220341021300 | "CENTRAL VENOUS CATHETER SET, HIKMAN, DUAL LUMEN, RADIOPAQUE SILICON CONSTRUCTION, DISPOSABLE, STERILE, ASSORTED SIZES AS PER HOSPITAL REQUEST" | INTERVENTIONAL RADIOLOGY AND CARDIAC CATHETERIZATION
3878 | 4229517116500 | CUSTOMIZED ANGIOGRAPHY PACK:THE MATERIAL OF THE COVER MUST BE ABSORBENT / WATERPROOF; CONTAINS (1) BACK TABLE COVER, (1) FOLDED BACK TABLE COVER , (4) ABSORBENT TOWEL; (2) SURGICAL GOWN X-LARGE; (4) OR CLOTH TOWEL BLUE; (3) FLUORO COVER; (1) BAND BAG; (2) HUCK TOWEL; (1) MANIFOLD 2 PORTS RIGHT HANDS ON; (2) SYRINGES 10 ML; (1) NEEDLE 18G X 1.5’’ PINK; (4) BOWEL 250CC; (4) ABSORBENT UTILITY DRAPES; (1) MEDICATION LABEL SHEET; (1) PRESSURE MONITORING RED LINE ADULT 72”; (1) 3WAY STOPCOCK RA OFF; (1) NEEDLE 25G X 1.5’’ ORANGE; (1) MAYO HEAGER NEEDLE HOLDER 5’’; (1) OPERATING SCISSOR BI/SH 5’’ STRAIGHT ; (1) MOSQUITO FORCEPS 5’’ CURVED; (1) NEEDLE 21GX1.5’’ GREEN; (1) SYRINGE 1ML ; (1) SYRINGE 3ML ; (1) FLOW SWITCH; (1) INTRODUCER NEEDLE 18G X 7CM WITH WINGS; (2) SYRINGES 20 ML; (2) SYRINGES MEDALLION LIGHT BLUE; (1) SHORTSTOP; (1) SYRINGE 10 ML MEDALLION RED; (1) SAFETY SCALPEL BLADE 11; (2) NON ADHERENT DRESSING PAD 10 X 10 CM; (1) LIGHT HANDLE COVER ; (6) TOWEL CLAMPS ; (30) GAUZE SWAPS | INTERVENTIONAL RADIOLOGY AND CARDIAC CATHETERIZATION
3879 | 4229517116300 | CUSTOMIZED PICC PACK: THE MATERIAL OF THE COVER MUST BE ABSORBENT/WATERPROOF; CONTAINS (1) BACK TABLE COVER ; (1) CSR OVER WRAP ; (2) ABSORBENT TOWEL ; (2) SURGICAL GOWN X-LARGE; (2) SUTURE BAG ; (1) PICC DRAPE ; (1) UNDER PAD 60CM X 90CM; (4) OR CLOTH TOWEL BLUE ; (2) UTILITY DRAPES; (1) MEDICATION LABEL SHEET; (1) OPERATING SCISSOR BI/SH 5’’ STRAIGHT ; (2) FLUORO COVER ; (1) NEEDLE 18GX1.5’’ PINK ; (12) GAUZESWAPS 4’’ X4’’ NXRD; (2) MOSQUITO FORCEPS 5’’ STRAIGHT ; (1) NEEDLE 25G X1.5’’ ORANGE; (1) TOURNISTRIP TOURNIQUET 17’’, (1) NEEDLE 25GX5/8’’ ORANGE; (1) SYRINGE 5ML L/L; (1) SPONGE BOWEL 500CC; (1) KIDNEY BASIN 700CC; (1) BOWEL 250CC ; (1) PLACENTA BASIN: (3) BOWEL 500CC; (1) PROBE COVER. | INTERVENTIONAL RADIOLOGY AND CARDIAC CATHETERIZATION
3880 | 4229517116600 | NEEDLE ASPIRATION PACK INCLUDING : (1)BACK TABLE COVER" 60 X 75" , (1) NEEDLE COUNTER -20 COUNT FM W/ MAG RED , (10) GAUZE SWAPS 4 X 4, 12 PLY, NXRD , (1) CAMERA SLEEVE 5.5 " X 97 " , (1) NEEDLE 25GA X 0.5" , (1) NEEDLE 18GA X 1.5" (3.8CM) | INTERVENTIONAL RADIOLOGY AND CARDIAC CATHETERIZATION
3881 | 4229517116700 | MECHANICAL THROMBECTOMY SYSTEM SET, INCLUDES: GUIDEWIRE, STERILE DRAPES, COLLECTING BAG, SIZE: 10FR, ASSORTED CATHETER LENGTHS, STERILE, DISPOSABLE, THE MEDICAL DRIVE SYSTEM (INCLUDING THE MOTOR, CONTROL UNIT, FOOT SWITCH AND TRANSPORT CASE) TO EVERY ORDERING CENTER | INTERVENTIONAL RADIOLOGY AND CARDIAC CATHETERIZATION
3882 | 4229541505100 | COVER FOR SURGICAL HAND PIECE COMPATIBLE WITH SCOUT SYSTEM DISPOSABLE STERILE | INTERVENTIONAL RADIOLOGY AND CARDIAC CATHETERIZATION
3883 | 4229430600900 | NEEDLE DELIVERY AND REFLECTOR SIZE 10 CM COMPATIBLE WITH SCOUT SYSTEM DISPOSABLE STERILE | INTERVENTIONAL RADIOLOGY AND CARDIAC CATHETERIZATION
3884 | 4229430601000 | NEEDLE DELIVERY AND REFLECTOR SIZE 7.5 CM COMPATIBLE WITH SCOUT SYSTEM DISPOSABLE STERILE | INTERVENTIONAL RADIOLOGY AND CARDIAC CATHETERIZATION
3885 | 4220341116800 | CARTRIDGES FOR ACTIVATED CLOTTING TIME FOR LOW/HIGH RANGE COMPATIBLE WITH SIGNATURE ELITE/PLUS MACHINE DISPOSABLE. (MACHINES PROVIDED FREELY FOR EACH CENTER ) | INTERVENTIONAL RADIOLOGY AND CARDIAC CATHETERIZATION
3886 | 4220341054100 | HEMOSTATIC VALVE WITH ROTATING AND EXTENSION LINE FITS CATHETERS UP TO 8 FR DISPOSABLE STERILE | INTERVENTIONAL RADIOLOGY AND CARDIAC CATHETERIZATION
3887 | 4220341108200 | PDA COIL DETACHABLE ASSORTED SIZE AS PER HOSPITAL REQUEST | INTERVENTIONAL RADIOLOGY AND CARDIAC CATHETERIZATION
3888 | 4218172600900 | DEFIBRILLATOR PAD SIZE ADULT AND PEDIATRIC ON DEMAND COMPATIBLE MINDRAY | INTERVENTIONAL RADIOLOGY AND CARDIAC CATHETERIZATION
3889 | 4218172600000 | DEFIBRILLATOR PAD SIZE ADULT AND PEDIATRIC ON DEMAND COMPATIBLE WITH CARDIOLINE MACHINE | INTERVENTIONAL RADIOLOGY AND CARDIAC CATHETERIZATION
3890 | 4220341053400 | DELIVERY SYSTEM FOR PDA COILS ASSORTED SIZES AS PER HOSPITAL REQUEST | INTERVENTIONAL RADIOLOGY AND CARDIAC CATHETERIZATION
3891 | 4220341108500 | PERIPHERAL VASCULAR CLOSURE DEVICE 8 FR - 10 FR | INTERVENTIONAL RADIOLOGY AND CARDIAC CATHETERIZATION
3892 | 4220341064500 | STENT FOR RVOT EXTRA LARGE ASSORTED SIZES AS PER HOSPITAL REQUEST | INTERVENTIONAL RADIOLOGY AND CARDIAC CATHETERIZATION
3893 | 4220341013100 | STENT POSITIONING SYSTEM ENABLES MORE ACCURATE INTRAVASCULAR STENT PLACEMENT OVERALL LENGTH 120-130CM 0.018IN NITINOL WIRE DISTAL NITINOL GOLD-PLATED LEGS COMPATIBLE WITH 6-8FR GUIDING CATHETER DISPOSABLE STERILE | INTERVENTIONAL RADIOLOGY AND CARDIAC CATHETERIZATION
3894 | 4220340580900 | BALLOON PERIPHERAL ANGIOPLASTY NON-COMPLIANT ULTRA HIGH RATED BURST PRESSURE NOT LESS THAN 25ATM DISPOSABLE STERILE ASSORTED SIZES BALLOON DIAMETER AND LENGTH AS PER HOSPITAL REQUEST | INTERVENTIONAL RADIOLOGY AND CARDIAC CATHETERIZATION
3895 | 4220341066000 | CORONARY SINUS PARTIALLY OCCLUSION DEVICE WITH ALL NEEDED ACCESSORIES | INTERVENTIONAL RADIOLOGY AND CARDIAC CATHETERIZATION
3896 | 4220341004300 | INTRODUCER SHEATH STEERABLE BIDIRECTIONAL ASSORTED SIZES AS PER HOSPITAL REQUEST | INTERVENTIONAL RADIOLOGY AND CARDIAC CATHETERIZATION
3897 | 4220341066500 | TRANSSEPTAL SHEATH FOR CARDIAC CATHETERIZATION ASSORTED SIZES AS PER HOSPITAL REQUEST | INTERVENTIONAL RADIOLOGY AND CARDIAC CATHETERIZATION
3898 | 4220344708300 | ASPIRATION CATHETER KIT WITH ASPIRATION TUBE FOR REMOVAL OF FRESH AND SOFT EMBOLI AND THROMBI FROM VESSELS IN CORONARY ARTERY AND PERIPHERAL VASCULAR ASSORTED SIZES AS PER HOSPITAL REQUEST | INTERVENTIONAL RADIOLOGY AND CARDIAC CATHETERIZATION
3899 | 4220341013500 | BALLOON CATHETER REENTRY SYSTEM INCLUDES POSITIONING BALLOON AND MICRO-CATHETER LANCET DISPOSABLE STERILE | INTERVENTIONAL RADIOLOGY AND CARDIAC CATHETERIZATION
3900 | 4220341030200 | BALLOON ANGIOPLASTY BELOW KNEE 0.014 IN GUIDEWIRE COMPATIBLE DISPOSABLE STERILE BALLOON DIAMETER AND LENGTH AS PER HOSPITAL REQUEST | INTERVENTIONAL RADIOLOGY AND CARDIAC CATHETERIZATION
3901 | 4220341030100 | BALLOON ANGIOPLASTY BELOW KNEE 0.018 IN GUIDEWIRE COMPATIBLE DISPOSABLE STERILE BALLOON DIAMETER AND LENGTH AS PER HOSPITAL REQUEST | INTERVENTIONAL RADIOLOGY AND CARDIAC CATHETERIZATION
3902 | 4220344711300 | BREAST TISSUE MARKER 2 CLIBES BRADED THAT IS WHY DESIGN ENABLES FIRM ANCHORAGE IN THE TISSUE AND INCREASES VISIBILITY IN ALL POSITIONS OPTIMAL VISIBILITY FOR ULTRASOUND MAXOGRAPHY AND MRI MARKER IS MRI COMPATIBLE UP TO 3 TESLA THE MARKER IS APPROVED AS IMPLANTABLE MATERIAL (NITINOL ERGONOMIC HANDLE FOR SINGLE-HANDED OPERATION SIZE 18 GA. | INTERVENTIONAL RADIOLOGY AND CARDIAC CATHETERIZATION
3903 | 4220341090600 | BREAST TISSUE MARKER METALLIC CLIP 17G - 18G ASSORTED SHAPES AND LENGTHS NON MRI COMPATIBLE DISPOSABLE STERILE | INTERVENTIONAL RADIOLOGY AND CARDIAC CATHETERIZATION
3904 | 4220341090100 | DILATOR FOR PUNCTURE SITE / VASCULAR DILATATION HYDROPHILIC 0.018IN GUIDEWIRE LENGTH 10-15 CM 4 TO 5FR DISPOSABLE STERILE | INTERVENTIONAL RADIOLOGY AND CARDIAC CATHETERIZATION
3905 | 4220341017500 | DRAINAGE CATHETER PERCUTANEOUS MULTIPURPOSE DRAINAGE CATHETER SET HYDROPHILIC 18 FR LOCKING PIGTAIL STIFFENING CANNULA STAINLESS STEEL TROCAR STYLET CATHETER LENGTH NOT MORE THAN 35 CM DISPOSABLE STERILE | INTERVENTIONAL RADIOLOGY AND CARDIAC CATHETERIZATION
3906 | 4220341017400 | DRAINAGE CATHETER PERCUTANEOUS MULTIPURPOSE DRAINAGE CATHETER SET HYDROPHILIC 20 FR LOCKING PIGTAIL STIFFENING CANNULA STAINLESS STEEL TROCAR STYLET CATHETER LENGTH NOT MORE THAN 35 CM DISPOSABLE STERILE | INTERVENTIONAL RADIOLOGY AND CARDIAC CATHETERIZATION
3907 | 4220341017300 | DRAINAGE CATHETER PERCUTANEOUS MULTIPURPOSE DRAINAGE CATHETER SET HYDROPHILIC 24 FR LOCKING PIGTAIL STIFFENING CANNULA STAINLESS STEEL TROCAR STYLET CATHETER LENGTH NOT MORE THAN 35 CM DISPOSABLE STERILE | INTERVENTIONAL RADIOLOGY AND CARDIAC CATHETERIZATION
3908 | 4220344718900 | LUNG BIOPSY TRACT SYSTEM CONSISTS OF ABSORBABLE HYDROGEL PLUG TO PREVENT PNEUMOTHORAX STERILE DISPOSABLE INCLUDES (2 CO-AXIAL ADAPTERS WITH (2 PLUGS INCLUDES 19G CO-AXIAL INTRODUCER NEEDLE (INTRODUCER NEEDLE LENGTH TO BE SUPPLIED DETERMINED BY THE RECEIVING HOSPITAL SITE | INTERVENTIONAL RADIOLOGY AND CARDIAC CATHETERIZATION
3909 | 4220344717200 | MICRO CATHETER STEERABLE COILED SHAFT CONSTRUCTION 0.014 WIRE DEFLECTING TIP UP TO 90 DEGREE | INTERVENTIONAL RADIOLOGY AND CARDIAC CATHETERIZATION
3910 | 4220344719100 | MICROCATHETER FOR NEUROVASCULAR 0.010 - 0.015 IN MICROCATHETER SYSTEM ASSORTED TIP SHAPES CATHETER LENGTH NOT LESS THAN 150 CM DISPOSABLE STERILE | INTERVENTIONAL RADIOLOGY AND CARDIAC CATHETERIZATION
3911 | 4220344710800 | PERCUTANEOUS HYDRO DISCECTOMY KIT INCLUDES STRAIGHT OR CURVED ACCESS CANNULA WITH GUIDEWIRE DILATOR SPINAL NEEDLE | INTERVENTIONAL RADIOLOGY AND CARDIAC CATHETERIZATION
3912 | 4220341019500 | INTRODUCER SHEATH SET FULLY RADIOPAQUE DISPOSABLE STERILE ASSORTED SIZES AND LENGTHS AS PER HOSPITAL REQUEST | INTERVENTIONAL RADIOLOGY AND CARDIAC CATHETERIZATION
3913 | 4220344714200 | PERIPHERAL NITINOL AND PLATINUM COILS FULLY RETRACTABLE WITH ACTIVE MECHANICAL DETACHMENT DELIVERABLE THROUGH ANY HIGH-FLOW MICROCATHETER ASSORTED SIZES AS PER HOSPITAL REQUEST | INTERVENTIONAL RADIOLOGY AND CARDIAC CATHETERIZATION
3914 | 4220341032200 | RADIOFREQUENCY ENDOVENOUS TREATMENT KIT WITH DIFFERENT CATHETER SIZES ONE RF UNIT WITH ALL NECESSARY ACCESSORIES MUST BE PROVIDED FREE OF CHARGE FOR EVERY CENTER | INTERVENTIONAL RADIOLOGY AND CARDIAC CATHETERIZATION
3915 | 4220344707800 | GUIDING CATHETER FOR NEURO INTERVENTION 6 TO 8 FR FOR FEMORAL / RADIAL ACCESS INNER DIAMETER NOT LESS THAN 0.071 IN ASSORTED SIZES AS PER HOSPITAL REQUEST | INTERVENTIONAL RADIOLOGY AND CARDIAC CATHETERIZATION
3916 | 4220344702900 | GUIDEWIRE FOR NEURO INTERVENTION STEERABLE STAINLESS STEEL CORE NITINOL COATED COILED TIP 0.014 IN LENGTH NOT LESS THAN 200 CM DISPOSABLE STERILE | INTERVENTIONAL RADIOLOGY AND CARDIAC CATHETERIZATION
3917 | 4220344702800 | GUIDEWIRE FOR NEURO INTERVENTION TO ACCESS DISTAL TORTUOUS ANATOMY STEERABLE STAINLESS STEEL CORE NITINOL COATED COILED TIP 0.014 IN LENGTH NOT LESS THAN 200 CM DISPOSABLE STERILE | INTERVENTIONAL RADIOLOGY AND CARDIAC CATHETERIZATION
3918 | 4220344712800 | INTRACRANIAL STENT FOR NEURO INTERVENTION OVER THE WIRE 0.014 IN SELF-EXPANDING ASSORTED SIZES AS PER HOSPITAL REQUEST | INTERVENTIONAL RADIOLOGY AND CARDIAC CATHETERIZATION
3919 | 4214253200600 | PERICARDIOCENTESIS KIT FOR PEDIATRIC TO REMOVE FLUIDS FROM THE PERICARDIUM DISPOSABLE STERILE. | INTERVENTIONAL RADIOLOGY AND CARDIAC CATHETERIZATION
3920 | 4220344000700 | MICRO DILATATION BALLOON CATHETER HYDROPHILIC COATED KINK RESISTANT 150-170 CM DISPOSABLE STERILE | INTERVENTIONAL RADIOLOGY AND CARDIAC CATHETERIZATION
3921 | 4229517115900 | PROBE, FOR RADIOFREQUENCY ABLATION, BIPOLAR, DUAL OR SINGLE, WITH COMPATIBLE ACCESS KIT, ASSORTED SIZES AS PER HOSPITAL REQUEST | INTERVENTIONAL RADIOLOGY AND CARDIAC CATHETERIZATION
3922 | 4229517115100 | THERMOCOUPLE, TO MEASURE TISSUE TEMPERATURE THROUGHOUT RADIOFREQUENCY ABLATION PROCEDURES | INTERVENTIONAL RADIOLOGY AND CARDIAC CATHETERIZATION
3923 | 4229517115800 | INTRODUCER SHEATH SET, RADIOPAQUE TIP, MULLINS DESIGN, ASSORTED SIZES AS PER HOSPITAL REQUEST | INTERVENTIONAL RADIOLOGY AND CARDIAC CATHETERIZATION
3924 | 4229517115200 | ULTRASOUND GUIDED REENTRY DEVICE, COMPATIBLE WITH 6 FR SHEATH, LENGTH 115 - 135 CM, DISPOSABLE, STERILE | INTERVENTIONAL RADIOLOGY AND CARDIAC CATHETERIZATION
3925 | 4220170501000 | " CONDOM, ULTRASOUND, NON-LATEX, 2.6 X 30 CM (+/- 5 CM) DISPOSABLE, NON-STERILE " | GENERAL CONSUMABLES (GENERAL SURGICAL SUPPLIES) SUPPLEMENTARY
3926 | 4220170501100 | " CONDOM, ULTRASOUND, NON-LATEX, 2.6 X 30 CM (+/- 5 CM) DISPOSABLE, STERILE " | GENERAL CONSUMABLES (GENERAL SURGICAL SUPPLIES) SUPPLEMENTARY
3927 | 4229514318900 | " ELECTRODE, FETAL SCALP, LATEX AND DEHP FREE, SINGLE HELIX, TO BE COMPLIANT WITH ALL MAJOR FETAL MONITORS, TO BE PROVIDED WITH ELECTRODE ATTACHMENT FOR EACH PIECE, AND APPROPRIATE CABLES, ONE CABLE FOR EVERY 50 PIECE " | GENERAL CONSUMABLES (GENERAL SURGICAL SUPPLIES) SUPPLEMENTARY
3928 | 4229350600200 | " SYRINGE, BULB, PLASTIC, FOR IRRIGATION AND SUCTION, CATHETER TIP, GRADUATED, 60 ML, STERILE " | GENERAL CONSUMABLES (GENERAL SURGICAL SUPPLIES) SUPPLEMENTARY
3929 | 4222150600700 | "UMBILICAL PLACEMENT KIT: USED FOR UMBILICAL CATHETERIZATION, 1 OUTER WRAP 75 X 90CM, 1 RETRACTABLE SCALPEL NO 11, 2 DRAPES 45 X 75CM, 1 FENESTRATED DRAPE WITH EASY PEEL 50 X 50CM, 2 HAND TOWELS, 1 PAIR OF SUTURE SCISSORS 11CM, 1 X TAPE MEASURE, 2 MOSQUITO FORCEPS CURVED, 13CM 1 X MOSQUITO FORCEPS STRAIGHT 13CM, 1 IRIS FORCEPS CURVED 10CM, 1 X IRIS FORCEPS STRAIGHT 10CM, 1 IRIS FORCEPS STRAIGHT WITH TEETH 10.5CM, 1 NEEDLE HOLDER 14CM, 1 LUER-SLIP SYRINGE 1ML, 2 LUER-LOCK SYRINGES 3ML, 2 X LUER-LOCK SYRINGES 5ML, 1 VESSEL DILATOR PROBE 14CM, 1 X ADHESIVE FIXATION STRIPS, 5 SWABS 10 X 10CM 4PLY, 6 SWABS 5 X 5CM 4PLY, 1 RED GALLIPOT 60ML, 1 TRANSPARENT GALLIPOT 60ML, 1 SILK SUTURE WITH CURVED CUTTING NEEDLE 3.0, 1 UMBILICAL COTTON LIGATURE, STERILE ; (1) EACH = ONE (1) KIT" | GENERAL CONSUMABLES (GENERAL SURGICAL SUPPLIES) SUPPLEMENTARY
3930 | 4229420635100 | "DRAPE, PLASTIC TRANSPARENT, ADHESIVE, WITH APERTURE 6-8 CM CIRCLE, OVERALL SIZE 40 CM X 40 CM ( +/- 3 CM ), STERILE" | GENERAL CONSUMABLES (GENERAL SURGICAL SUPPLIES) SUPPLEMENTARY
3931 | 4229541415100 | "PACK, OPHTHALMIC, FOR EYE SURGERY CONTAIN OF: 1 MAYO TABLE COVER SIZE 145X60 CM, 1 TABLE COVER 140 X 90 CM, 1 FULL BODY DRAPE WITH EYE SHEET + COLLECTION BAG, NON WOVEN FULL BODY INCISE, OVERALL SIZE 166X254 CM, INCISE AREA 9X11 CM, CHANNEL BAG CAPACITY 1000ML. 2 GOWN LARGE WITH TOWELS, TWO DOUBLE SHEET COVER ALL THE PAK 120CMX100CM, STERILE" | GENERAL CONSUMABLES (GENERAL SURGICAL SUPPLIES) SUPPLEMENTARY
3932 | 4229420600000 | "SET, VITREORETINAL, 3MM, INTRAVITREAL INJECTION, SPECULUM, PLASTIPAK 1ML SYRINGE, MICROLANCE 27G NEEDLE, FIELD WRAP IODINE SWABSTICK, DRAPE, COTTON TIPPED APPLICATORS (3), VISIDRAPE MINI APERTURE DRAPE, STERILE" | GENERAL CONSUMABLES (GENERAL SURGICAL SUPPLIES) SUPPLEMENTARY
3933 | 4229420603700 | "PACK, INTRAVITREAL INJECTION, NEONATAL, 2 OPHTHALMIC SPECULUM, 2 NEEDLE 30 GAUGE, 5 SYRINGES 1CC, Q-TIP, DRAPE SIZE: 100 CM X 100 CM, APERTURE AREA: 5 CM X 7.5 CM, STERILE" | GENERAL CONSUMABLES (GENERAL SURGICAL SUPPLIES) SUPPLEMENTARY
3934 | 4229546101100 | "FIBRIN SEALANT PACKAGE INSERT, FOR SEALING, TWO AMPOULE, 4 ML, STERILE" | GENERAL CONSUMABLES (GENERAL SURGICAL SUPPLIES) SUPPLEMENTARY
3935 | 4229161302200 | "BLADE SCALPEL, CARBON / STAINLESS STEEL, SIZE: 11 G, DISPOSABLE, STERILE" | GENERAL CONSUMABLES (GENERAL SURGICAL SUPPLIES) SUPPLEMENTARY
3936 | 4229161302400 | "BLADE SCALPEL, CARBON / STAINLESS STEEL, SIZE: 15 G DISPOSABLE, STERILE" | GENERAL CONSUMABLES (GENERAL SURGICAL SUPPLIES) SUPPLEMENTARY
3937 | 4231160703500 | "BONE WAX, HEMOSTATIC, 2.5GM/PACK, STERILE" | GENERAL CONSUMABLES (GENERAL SURGICAL SUPPLIES) SUPPLEMENTARY
3938 | 4229541403500 | "CUSTOMIZED EFFICIENCY PACK KNEE ARTHROSCOPY, 1 SURGICAL GOWN XL, 2 HAND TOWEL 40 X 48 CM, 1 REINFORCED TABLE COVER 150 X 190 WRAPPING, 6 HAND TOWEL 40 X 48 CM, 3 SURGICAL GOWN XLL, 3 MAYO STAND COVER REINFORCED 79 X 145 CM, 1 DRAPE 150 X 240 CM, 1 SPLIT DRAPE, 10 GAUZE LAP 45 X 45 CM 16 PLY XRD, 2 BOWL 250 ML, 2 BOWL 1000 ML, 1 BOWL 2000 ML, 1 SCALPEL BLADE N# 10, 1 SCALPEL BLADE N# 11, 1 ARTHROSCOPY POUCH WITH SUCTION PORT, 1 PAPER BAG 25 X 38 CM, 1 CAST PADDING 15CM 2-3M, 1 COHESIVE TAN BANDAGE 15 CM 4.5 M, 1 SKIN MARKER REGULAR TIP, 1 NEEDLE CNTER 10 - CNT FOAM, 1 ORTHOPEDIC SUCTION SET, 1 TIP CLEANER, 1 BANDAGE 15 CMX4 M CREPE, 2 ADHESIVE OP SHEET 100 X 150 CM, 1 INSTRUMENT BAG W/ STICKY, 2 OP - TAPE 9 X 49 CM, 1 SKIN STAPLER, 1 DIATH. PENCIL HAND BLADE WITH UNIVERSAL CABLE 300CM, 2 SYRINGE 60 ML BULB, 2 KIDNEY BOWL 800 ML, 1 STOCKINETTE 32 X 120 CM (L), 1 ORTHO RUBBER BANDAGE, 1 COTTON BANDAGE" | GENERAL CONSUMABLES (GENERAL SURGICAL SUPPLIES) SUPPLEMENTARY
3939 | 4229541407000 | "CUSTOMIZED EFFICIENCY TOTAL HIP KIT; 2 HAND TOWEL WHITE 47 X 38 CM WHITE, 1 SURGICAL GOWN LARGE-EXTRA LARGE, 1 DIATHERMY PENCIL PTFE BLADE, 1 TABLE COVER 190 X 210 CM REINFORCED, 6 HAND TOWEL WHITE 47 X 38 CM WHITE, 4 SURGICAL GOWN LARGE-EXTRA, 1 PAPER BAG 38 X 51 CM, 1 SKIN STAPLER, 1 NEEDLE COUNTER, 1 BANDAGE 15 CM 4.5 M ELASTIC, 4 OP TOWEL 65 X 42 CM X RD, 1 STOCKINETTE 31 X 122 CM, 1 BULK STOCKINETTE 15 CM X 1M, 1 SKIN MARKER REGULAR, 4 SA LABEL 1.0 X 4.0 CM WHITE BLANK, 4 SA LABEL 3.8 X 6.0 CM WHITE, 15 GAUZE LAP 45 X 45 CM 16 PLY XRD, 1 SYRINGE 50/60 ML BULB, 1 SCALPEL BLADE N#10, 1 SCALPEL BLADE N#20, 1 KIDNE Y BOWL 800 ML, 1 BOWL 500 ML, 1 BOWL 1000 ML, 1 BOWL 2000 ML, 2 OP-TAPE 9 X 49 CM, 2 FLUID COLLECTION POUCH 40 X 35 CM, 1 ORTHOPEDIC SUCTION WITH FILTER, 1 SPLIT SHEET 152 X 178 CM, 2 MAYO STAND COVER 80 X 145 CM, 2 OP SHEET 152 X 193 C, 2 INCISE ANTIMICROBIAL LARGE, 1 HIP EXTREMITY DRAPE WITH POUCH 116 X 88 X 131 INCH, ELECTROSURGICAL SCRATCHPAD, 1 WATERJET LAVAGE SYSTEM | GENERAL CONSUMABLES (GENERAL SURGICAL SUPPLIES) SUPPLEMENTARY
3940 | 4229541407100 | "CUSTOMIZED EFFICIENCY UNI TOTAL KNEE KIT, 1 DIATHERMY PENCIL, 2 HAND TOWEL WHITE 47 X 38 CM WHITE, 10 GAUZE LAP 45 X 45 CM 16 PLY XRD, 1 SURGICAL GOWN LARGE - EXTRA LARGE, 1 CREPE PAPER 60 X 60 CM, 1 TABLE COVER 150 X 210 CM REINFORCED, 8 HAND TOWEL WHITE 47 X 38 CM WHITE, 3 SURGICAL GOW LARGE - EXTRA LARGE, 2 CAST PADDING 15 CM 3.0 M, 2 BANDAGE 15 CM 4.5 M ELASTIC, 1 SKIN STAPLER, 4 SA LABEL 1.0 X 4.0 CM WHITE BLANK, 1 BOWL 500 ML, 1 NEEDLE COUNTER, 1 SYRINGE 50/60 ML BULB, 1 BOWL 1000 ML, 1 BOWL 2000 ML, 1 SKIN MARKER REGULAR, 2 SCALPEL BLADE N# 10, 1 SCALPEL BLADE N# 15, 1 SCALPEL BLADE N# 20, 1 KIDNEY BOWL 800 ML, 1 SET ORTHOPEDIC SUCTION TUBE WITH FILTER, 1 STOCKINETTE 30 X 121 CM, 6 OP TOWEL 65 X 42 CM XRD, 1 SPLIT SHEET 152 X 178 CM, 1 SPLIT SHEET PLASTIC, 3 MAYO STAND COVER 80 X 145 CM, ELECTROSURGICAL SCRATCHPAD, 2 O P - TAPE 9 X 49 CM, 1 FLUID COLLECTION POUCH 40 X 35 CM, 2 OP SHEET 152 X 193 CM BLUE, 1 EXTREMITY DRAPE 289 X 223 X 320 CM, 1 INCISE ANTIMICROBIAL DRAPE, 2 LUER | GENERAL CONSUMABLES (GENERAL SURGICAL SUPPLIES) SUPPLEMENTARY
3941 | 4229580200400 | "ABLATION TISSUE PROSTATE THERAPY SYSTEM, WITH STERILE CABLE AND TUBING, STERILE SYRINGE, STERILE SPIKE ADAPTOR, AND 50ML STERILE WATER VIAL" | GENERAL CONSUMABLES (GENERAL SURGICAL SUPPLIES) SUPPLEMENTARY
3942 | 4231270100500 | "ACELLULAR DERMAL MATRIX DERIVED FROM FETAL BOVINE DERMIS DRY SHEET, THICKNESS 2 MM, TERMINALLY STERILE, NON CROSS LINKED, SIZE 10 X 15 CM ( +/- 2 CM ), FOR SOFT TISSUE RECONSTRUCTION" | GENERAL CONSUMABLES (GENERAL SURGICAL SUPPLIES) SUPPLEMENTARY
3943 | 4231270100600 | "ACELLULAR DERMAL MATRIX DERIVED FROM FETAL BOVINE DERMIS DRY SHEET, THICKNESS 2 MM, TERMINALLY STERILE, NON CROSS LINKED, SIZE 16 X 20 CM ( +/- 2 CM ), FOR SOFT TISSUE RECONSTRUCTION" | GENERAL CONSUMABLES (GENERAL SURGICAL SUPPLIES) SUPPLEMENTARY
3944 | 4229540006600 | "ACELLULAR DERMAL MATRIX DERIVED FROM FETAL BOVINE DERMIS DRY SHEET, THICKNESS 3MM, TERMINALLY STERILE, NON CROSS LINKED, SIZE 10 X 15 CM ( +/- 2 CM ) FOR SOFT TISSUE RECONSTRUCTION" | GENERAL CONSUMABLES (GENERAL SURGICAL SUPPLIES) SUPPLEMENTARY
3945 | 4229540006800 | "ACELLULAR DERMAL MATRIX DERIVED FROM FETAL BOVINE DERMIS DRY SHEET, THICKNESS 3MM, TERMINALLY STERILE, NON CROSS LINKED, SIZE 13 X 25 CM ( +/- 2 CM ) FOR SOFT TISSUE RECONSTRUCTION" | GENERAL CONSUMABLES (GENERAL SURGICAL SUPPLIES) SUPPLEMENTARY
3946 | 4229540006900 | "ACELLULAR DERMAL MATRIX DERIVED FROM FETAL BOVINE DERMIS DRY SHEET, THICKNESS 3MM, TERMINALLY STERILE, NON CROSS LINKED, SIZE 20 X 25 CM ( +/- 2 CM ) FOR SOFT TISSUE RECONSTRUCTION" | GENERAL CONSUMABLES (GENERAL SURGICAL SUPPLIES) SUPPLEMENTARY
3947 | 4229540007000 | "ACELLULAR DERMAL MATRIX DERIVED FROM FETAL BOVINE DERMIS DRY SHEET, USED FOR BREAST RECONSTRUCTION, MESHED FENESTRATION RATIO 2:1, EXPAND TO 18X22 CM ( +/- 2 CM ), TERMINALLY STERILE, NON CROSS LINKED, SIZE 10 X20" | GENERAL CONSUMABLES (GENERAL SURGICAL SUPPLIES) SUPPLEMENTARY
3948 | 4229540006700 | "ACELLULAR DERMAL MATRIX DERIVED FROM FETAL BOVINE DERMIS DRY SHEET, FOR BREAST RECONSTRUCTION, RECTANGULAR, TERMINALLY STERILE, NON CROSS LINKED, SIZE 10 X 20 CM ( + / - 2 CM )" | GENERAL CONSUMABLES (GENERAL SURGICAL SUPPLIES) SUPPLEMENTARY
3949 | 4229300300200 | "ACELLULAR DERMAL MATRIX DERIVED FROM FETAL BOVINE DERMIS DRY SHEET, FOR BREAST RECONSTRUCTION, SEMI OVAL, TERMINALLY STERILE, NON CROSS LINKED, SIZE 8 X 16 CM ( + / - 2 CM )" | GENERAL CONSUMABLES (GENERAL SURGICAL SUPPLIES) SUPPLEMENTARY
3950 | 4213170100100 | "ACK U-SHAPED (BREAST / CHEST) : CONTENTS: 1 BACK TABLE COVER REINFORCED 140X190 CM; 1 MAYO STAND COVER REINFORCED 75X145 CM ; 4 UTILITY DRAPES WITH ADHESIVE TAPE 75X50 CM ; 2 EXTRA DRAPES 125 X 100 CM WITH ADHESIVE TAPE ; 1 NEEDLE COUNTER ; 2 ADHESIVE TAPE 10 X 50 CM, 1 ; 1 BAR SHEET 270 X 155 CM WITH ISO-SEAL POSITIONING TAPE AND PE 75X50 CM ; 1 BREAST / CHEST U-DRAPE 195 X 300CM WITH 20 X 55 CM SPLIT WITH ISO-SEAL POSITIONING TAPE AND FABRIC REINFORCEMENT AND TUBE HOLDERS ; 1 BAR SHEET 270 X 155 CM WITH ISO-SEAL POSITIONING TAPE ; 1 UTILITY BAG ; 1SURGICAL GOWN XL SIZE ; 1SURGICAL GOWN L SIZE ; ABSORBENT TOWEL 2IN (ACCORDING TO THE ATTACHED FABRIC SPECIFICATION)" | GENERAL CONSUMABLES (GENERAL SURGICAL SUPPLIES) SUPPLEMENTARY
3951 | 4214250100400 | "AMNIOCENTESIS NEEDLE, GAUGE 18, SIZE 15 CM, STERILE " | GENERAL CONSUMABLES (GENERAL SURGICAL SUPPLIES) SUPPLEMENTARY
3952 | 4214150201300 | "APPLICATOR, SPRAY, FLEXIBLE, FOR LAPAROSCOPIC PROCEDURES, FOR HEMOSTATIC POWDER, 14 CM (+/- 2 CM), DISPOSABLE, STERILE" | GENERAL CONSUMABLES (GENERAL SURGICAL SUPPLIES) SUPPLEMENTARY
3953 | 4214150201400 | "APPLICATOR, SPRAY, FLEXIBLE, FOR LAPAROSCOPIC PROCEDURES, FOR HEMOSTATIC POWDER, 38 CM (+/- 2 CM), DISPOSABLE, STERILE" | GENERAL CONSUMABLES (GENERAL SURGICAL SUPPLIES) SUPPLEMENTARY
3954 | 4215161472300 | HEMOSTASIS, POWDER, ABSORBABLE, DERIVED FROM PURIFIED PLANT STARCH ( POLYSACCHARIDE ), 1 GRAM | GENERAL CONSUMABLES (GENERAL SURGICAL SUPPLIES) SUPPLEMENTARY
3955 | 4215161472400 | HEMOSTASIS POWDER ABSORBABLE DERIVED FROM PURIFIED PLANT STARCH ( POLYSACCHARIDE ) 3 GRAM | GENERAL CONSUMABLES (GENERAL SURGICAL SUPPLIES) SUPPLEMENTARY
3956 | 4215161472200 | HEMOSTASIS POWDER ABSORBABLE DERIVED FROM PURIFIED PLANT STARCH ( POLYSACCHARIDE ) 5 GRAM | GENERAL CONSUMABLES (GENERAL SURGICAL SUPPLIES) SUPPLEMENTARY
3957 | 4229541415500 | "BABY DELIVERY KIT, 1 SURGICAL REINFORCE GOWN L, 6 ABSORBENT TOWELS, 4 ALCOHOL SWAB PADS, 2 CORD CLAMP, 1 STERILE SCISSOR, 1 DISPOSABLE SCALPEL, PAIR OF SURGICAL GLOVES SIZE 7.0, O.B. PAD 11 INCH , PLACENTA BAG WITH STRAP SIZE M, 2 BULB SYRINGE, 20 GAUZE SPONGES 8PLY 4X4 INCH , 1 ABDOMINAL DRAPE 100X180 CM, 1 BABY BLANKET, 1 C.S. WARP 70X70 CM" | GENERAL CONSUMABLES (GENERAL SURGICAL SUPPLIES) SUPPLEMENTARY
3958 | 4231160709000 | "BACTERIOSTATIC SURGICAL SEALANT WITH ADHESIVE AND HEMOSTATIC EFFECTS, SYNTHETIC N- BUTYL CYANOACRYLATE + MS, FOR SURGICAL, ENDOSCOPIC AND ENDOVASCULAR USE, 0.5 ML" | GENERAL CONSUMABLES (GENERAL SURGICAL SUPPLIES) SUPPLEMENTARY
3959 | 4231160709100 | "BACTERIOSTATIC SURGICAL SEALANT WITH ADHESIVE AND HEMOSTATIC EFFECTS, SYNTHETIC N- BUTYL CYANOACRYLATE + MS, FOR SURGICAL, ENDOSCOPIC AND ENDOVASCULAR USE, 1 ML" | GENERAL CONSUMABLES (GENERAL SURGICAL SUPPLIES) SUPPLEMENTARY
3960 | 4229350900100 | "BAG, CLEAR, PLASTIC, DIATHERMY AND SUCTION, WITH 2 POCKETS AND ADHESIVE, 40 X 35 CM ( +/- 3 CM ), STERILE" | GENERAL CONSUMABLES (GENERAL SURGICAL SUPPLIES) SUPPLEMENTARY
3961 | 4229542300900 | "BAG, FOR SPONGE COUNTER, CLEAR, NON-STERILE" | GENERAL CONSUMABLES (GENERAL SURGICAL SUPPLIES) SUPPLEMENTARY
3962 | 4214310111100 | "BALLOON FOR CERVICAL RIPENING, WITH 18 FRENCH CATHETER, 40-45 CM LENGTH, DOUBLE BALLOON 80 ML VOLUME EACH," | GENERAL CONSUMABLES (GENERAL SURGICAL SUPPLIES) SUPPLEMENTARY
3963 | 4229180100000 | BAND FOR HEMORRHOID RUBBER (PROVIDE RUBBER BAND APPLICATOR WITH EACH 50 RUBBER) DISPOSABLE STERILE | GENERAL CONSUMABLES (GENERAL SURGICAL SUPPLIES) SUPPLEMENTARY
3964 | 4229541402200 | "BASIC PACK : 1 TABLE COVER 40 INCH X 88 INCH, 1 MAYO STAND COVER 23 INCH X 54 INCH, 4 UTILITY DRAPE WITH ADHESIVE TAPE 15 INCH X 26 INCH, 1 SUTURE BAG, 1 LARGE DRAPE 60 INCH X 76 INCH, DISPOSABLE, STERILE" | GENERAL CONSUMABLES (GENERAL SURGICAL SUPPLIES) SUPPLEMENTARY
3965 | 4220341091600 | "BIOPSY NEEDLE DEVICE, AUTOMATIC, CORE BIOPSY, NEEDLE SIZE: 20G X 10-12 CM, PENETRATION DEPTH 20-22 MM, DISPOSABLE, STERILE, (EACH BIOPSY DEVICE MUST INCLUDE AN APPROPRIATE SIZE COAXIAL NEEDLE)" | GENERAL CONSUMABLES (GENERAL SURGICAL SUPPLIES) SUPPLEMENTARY
3966 | 4220341091400 | "BIOPSY NEEDLE DEVICE, SEMI-AUTOMATIC, ECHOGENIC TIP, PENETRATION DEPTH 20-22 MM, NEEDLE SIZE: 16 G X 10-12 CM LENGTH, DISPOSABLE, STERILE" | GENERAL CONSUMABLES (GENERAL SURGICAL SUPPLIES) SUPPLEMENTARY
3967 | 4220341091300 | "BIOPSY NEEDLE DEVICE, SEMI-AUTOMATIC, ECHOGENIC TIP, PENETRATION DEPTH 20-22 MM, NEEDLE SIZE: 18 G X 10-12 CM LENGTH, DISPOSABLE, STERILE" | GENERAL CONSUMABLES (GENERAL SURGICAL SUPPLIES) SUPPLEMENTARY
3968 | 4220341092000 | "BIOPSY NEEDLE DEVICE, AUTOMATIC, CORE BIOPSY, NEEDLE SIZE: 14G X 10-12 CM, PENETRATION DEPTH 20-22 MM, DISPOSABLE, STERILE, (EACH BIOPSY DEVICE MUST INCLUDE AN APPROPRIATE SIZE COAXIAL NEEDLE)" | GENERAL CONSUMABLES (GENERAL SURGICAL SUPPLIES) SUPPLEMENTARY
3969 | 4214250411200 | "BIOPSY NEEDLE DEVICE, AUTOMATIC, CORE BIOPSY, NEEDLE SIZE: 18G X 18-20 CM, PENETRATION DEPTH 20-22 MM, DISPOSABLE, STERILE, (EACH BIOPSY DEVICE MUST INCLUDE AN APPROPRIATE SIZE COAXIAL NEEDLE)" | GENERAL CONSUMABLES (GENERAL SURGICAL SUPPLIES) SUPPLEMENTARY
3970 | 4214250411300 | "BIOPSY NEEDLE DEVICE, AUTOMATIC, CORE BIOPSY, NEEDLE SIZE: 18G X 23-25 CM, PENETRATION DEPTH 20-22 MM, DISPOSABLE, STERILE, (EACH BIOPSY DEVICE MUST INCLUDE AN APPROPRIATE SIZE COAXIAL NEEDLE)" | GENERAL CONSUMABLES (GENERAL SURGICAL SUPPLIES) SUPPLEMENTARY
3971 | 4214250411400 | "BIOPSY NEEDLE DEVICE, AUTOMATIC, CORE BIOPSY, NEEDLE SIZE: 20G X 18-20 CM, PENETRATION DEPTH 20-22 MM, DISPOSABLE, STERILE, (EACH BIOPSY DEVICE MUST INCLUDE AN APPROPRIATE SIZE COAXIAL NEEDLE)" | GENERAL CONSUMABLES (GENERAL SURGICAL SUPPLIES) SUPPLEMENTARY
3972 | 4214250409200 | "BIOPSY NEEDLE DEVICE, AUTOMATIC, CORE BIOPSY, NEEDLE SIZE: 14G X 18-20 CM, PENETRATION DEPTH 20-22 MM, DISPOSABLE, STERILE, (EACH BIOPSY DEVICE MUST INCLUDE AN APPROPRIATE SIZE COAXIAL NEEDLE)" | GENERAL CONSUMABLES (GENERAL SURGICAL SUPPLIES) SUPPLEMENTARY
3973 | 4220341092300 | "BIOPSY NEEDLE, FRANSEEN, LUNG BIOPSY NEEDLE, FINE ASPIRATION, 18 - 22G X 15-16CM, (NEEDLE SIZE TO BE DETERMINED BY ORDERING CENTER PRIOR TO DELIVERY), DISPOSABLE, STERILE" | GENERAL CONSUMABLES (GENERAL SURGICAL SUPPLIES) SUPPLEMENTARY
3974 | 4229540007900 | BIPOLAR FINGER SWITCH TISSUE SEALING FORCEPS ACTISEAL WITH NON STICK TIPS AND SMOKE EVACUATION 1.2MM TIPS 4 METER CABLE AND FINGER SWITCH CONTROL TERMINALLY STERILE COMPATIBLE WITH ALL DIATHERMY MACHINES | GENERAL CONSUMABLES (GENERAL SURGICAL SUPPLIES) SUPPLEMENTARY
3975 | 4229161320400 | "BLADE EDGE COATED EXTENDED ELECTRODE INSULATED, TOTAL LENGTH 10.16 CM (+/- 0.5 CM ), ACTIVE LENGTH 5.1 MM ( +/- 0.5 MM ), DISPOSABLE STERILE" | GENERAL CONSUMABLES (GENERAL SURGICAL SUPPLIES) SUPPLEMENTARY
3976 | 4214180803300 | "TIP, BLADE, ELECTROSURGICAL, STANDARD, SIZE 2.75 INCH, STERILE" | GENERAL CONSUMABLES (GENERAL SURGICAL SUPPLIES) SUPPLEMENTARY
3977 | 4229161302800 | "BLADE SCALPEL, CARBON / STAINLESS STEEL, SIZE: 10 G, DISPOSABLE, STERILE" | GENERAL CONSUMABLES (GENERAL SURGICAL SUPPLIES) SUPPLEMENTARY
3978 | 4229161302300 | "BLADE SCALPEL, CARBON / STAINLESS STEEL, SIZE: 12 G DISPOSABLE, STERILE" | GENERAL CONSUMABLES (GENERAL SURGICAL SUPPLIES) SUPPLEMENTARY
3979 | 4229161302500 | "BLADE SCALPEL, CARBON / STAINLESS STEEL, SIZE: 20 G DISPOSABLE, STERILE" | GENERAL CONSUMABLES (GENERAL SURGICAL SUPPLIES) SUPPLEMENTARY
3980 | 4229161302600 | "BLADE SCALPEL, CARBON / STAINLESS STEEL, SIZE: 21 G, DISPOSABLE, STERILE" | GENERAL CONSUMABLES (GENERAL SURGICAL SUPPLIES) SUPPLEMENTARY
3981 | 4229161305700 | "BLADE SCALPEL, CARBON / STAINLESS STEEL, WITH PLASTIC HANDLE, SIZE: 24 G, PACKING: INDIVIDUALLY PACKED, DISPOSABLE, STERILE" | GENERAL CONSUMABLES (GENERAL SURGICAL SUPPLIES) SUPPLEMENTARY
3982 | 4229161305300 | "BLADE SCALPEL, CARBON / STAINLESS STEEL, WITH PLASTIC HANDLE, SIZE: 20 G, PACKING: INDIVIDUALLY PACKED, DISPOSABLE, STERILE" | GENERAL CONSUMABLES (GENERAL SURGICAL SUPPLIES) SUPPLEMENTARY
3983 | 4229161302700 | "BLADE SCALPEL, CARBON / STAINLESS STEEL, SIZE: 22 G, DISPOSABLE, STERILE" | GENERAL CONSUMABLES (GENERAL SURGICAL SUPPLIES) SUPPLEMENTARY
3984 | 4229161312500 | "BLADE SCALPEL, CARBON / STAINLESS STEEL, SIZE: 23 G, DISPOSABLE, STERILE" | GENERAL CONSUMABLES (GENERAL SURGICAL SUPPLIES) SUPPLEMENTARY
3985 | 4229161312600 | "BLADE SCALPEL, CARBON / STAINLESS STEEL, SIZE: 24 G, DISPOSABLE, STERILE" | GENERAL CONSUMABLES (GENERAL SURGICAL SUPPLIES) SUPPLEMENTARY
3986 | 4229161314900 | "BLADE SCALPEL, CARBON / STAINLESS STEEL, WITH PLASTIC HANDLE, SIZE: 10 G, PACKING: INDIVIDUALLY PACKED, DISPOSABLE, STERILE" | GENERAL CONSUMABLES (GENERAL SURGICAL SUPPLIES) SUPPLEMENTARY
3987 | 4229161321300 | "BLADE SCALPEL, CARBON / STAINLESS STEEL, WITH PLASTIC HANDLE, SIZE: 11 G, PACKING: INDIVIDUALLY PACKED, DISPOSABLE, STERILE" | GENERAL CONSUMABLES (GENERAL SURGICAL SUPPLIES) SUPPLEMENTARY
3988 | 4229161305000 | "BLADE SCALPEL, CARBON / STAINLESS STEEL, WITH PLASTIC HANDLE, SIZE: 15 G, PACKING: INDIVIDUALLY PACKED, DISPOSABLE, STERILE" | GENERAL CONSUMABLES (GENERAL SURGICAL SUPPLIES) SUPPLEMENTARY
3989 | 4229161305400 | "BLADE SCALPEL, CARBON / STAINLESS STEEL, WITH PLASTIC HANDLE, SIZE: 21 G, PACKING: INDIVIDUALLY PACKED, DISPOSABLE, STERILE" | GENERAL CONSUMABLES (GENERAL SURGICAL SUPPLIES) SUPPLEMENTARY
3990 | 4229161304700 | "BLADE SCALPEL, WITH PLASTIC HANDLE AND RETRACTABLE BLADE, SIZE 10, DISPOSABLE, STERILE" | GENERAL CONSUMABLES (GENERAL SURGICAL SUPPLIES) SUPPLEMENTARY
3991 | 4229680109000 | "BLADE SCALPEL, WITH PLASTIC HANDLE AND RETRACTABLE BLADE, SIZE 15, DISPOSABLE, STERILE" | GENERAL CONSUMABLES (GENERAL SURGICAL SUPPLIES) SUPPLEMENTARY
3992 | 4229161320100 | "BLADE SCALPEL, WITH PLASTIC HANDLE AND RETRACTABLE BLADE, SIZE 20, DISPOSABLE, STERILE" | GENERAL CONSUMABLES (GENERAL SURGICAL SUPPLIES) SUPPLEMENTARY
3993 | 4229161320200 | "BLADE SCALPEL, WITH PLASTIC HANDLE AND RETRACTABLE BLADE, SIZE 22, DISPOSABLE, STERILE" | GENERAL CONSUMABLES (GENERAL SURGICAL SUPPLIES) SUPPLEMENTARY
3994 | 4229161303800 | "BLADE SCALPEL, CARBON / STAINLESS STEEL, SIZE: 25 G, DISPOSABLE, STERILE" | GENERAL CONSUMABLES (GENERAL SURGICAL SUPPLIES) SUPPLEMENTARY
3995 | 4229161320700 | "TIP, BLADE, ELECTROSURGICAL, SHIELDED, PTFE COATED, 60-70 MM, DISPOSABLE, STERILE" | GENERAL CONSUMABLES (GENERAL SURGICAL SUPPLIES) SUPPLEMENTARY
3996 | 4229514301200 | BLADE, ELECTROSURGERY COATED BLADE, EXTENDED, ELECTRODE, INSULATED, TOTAL LENGTH: 15 -18 CM, ACTIVE LENGTH: 5-6 MM | GENERAL CONSUMABLES (GENERAL SURGICAL SUPPLIES) SUPPLEMENTARY
3997 | 4229514317500 | "BLADE, ULTRASONIC HOOK, WITH TORQUE WRENCH, ADJUSTABLE LENGTH, SHAFT LENGTH: 4 CM TO 9 CM, FOR OPEN SEALING AND DISSECTING, DISPOSABLE, STERILE" | GENERAL CONSUMABLES (GENERAL SURGICAL SUPPLIES) SUPPLEMENTARY
3998 | 4229514317600 | "BLADE, ULTRASONIC, COMBINATION HOOK, WITH TORQUE WRENCH, ADJUSTABLE LENGTH, SHAFT LENGTH: 4 CM TO 9 CM, FOR OPEN SEALING AND DISSECTING, DISPOSABLE, STERILE" | GENERAL CONSUMABLES (GENERAL SURGICAL SUPPLIES) SUPPLEMENTARY
3999 | 4229514317700 | "BLADE, ULTRASONIC, CURVED TIP WITH TORQUE WRENCH, ADJUSTABLE LENGTH, SHAFT LENGTH: 4 CM TO 9 CM, FOR OPEN SEALING AND DISSECTING, DISPOSABLE, STERILE" | GENERAL CONSUMABLES (GENERAL SURGICAL SUPPLIES) SUPPLEMENTARY
4000 | 4229290300000 | "BOOT, RUBBER SHOT, FOR SUTURE, DESIGNED TO FACILITATE THE GRASPING AND TAGGING OF SUTURE, FIRMLY HOLDS THE FINEST SUTURE, WITHOUT DAMAGE, DOES NOT SLIP, RADIOPAQUE, PACKAGE IN CONVENIENT FOAM CARTRIDGE, WITH PEEL OFF ADHESIVE BACKING, ONE CARTRIDGE PER PACKAGE, STERILE" | GENERAL CONSUMABLES (GENERAL SURGICAL SUPPLIES) SUPPLEMENTARY
4001 | 4220344710900 | "BREAST BIOPSY PACK INCLUDING: 10 GAUZE 4 INX4 IN NXRD, 2 SYRINGE 10CC, 1 ULTRASOUND COVER, 1 SKIN PREP 3ML (2% CHLORHEXIDINE GLUCONATE WITH 70% ISOPROPYL ALCOHOL), 4 UTILITY DRAPE 20 INX20 IN, 1 SPECIMEN BOTTLE, 1 LUBRICANT GEL ; ONE (1) EACH = ONE (1) PACK" | GENERAL CONSUMABLES (GENERAL SURGICAL SUPPLIES) SUPPLEMENTARY
4002 | 4229498302200 | "CARTRIDGE, PUMP, COMPATIBLE WITH HOSPITAL MACHINE, DISPOSABLE, STERILE" | GENERAL CONSUMABLES (GENERAL SURGICAL SUPPLIES) SUPPLEMENTARY
4003 | 4224150605100 | CATHETER AIR CHARGED ABDOMINAL SENSOR FOR URODYNAMIC | GENERAL CONSUMABLES (GENERAL SURGICAL SUPPLIES) SUPPLEMENTARY
4004 | 4224150605200 | CATHETER AIR CHARGED DUAL SENSOR FOR URODYNAMIC | GENERAL CONSUMABLES (GENERAL SURGICAL SUPPLIES) SUPPLEMENTARY
4005 | 4224150605300 | CATHETER AIR CHARGED SINGLE SENSOR FOR URODYNAMIC | GENERAL CONSUMABLES (GENERAL SURGICAL SUPPLIES) SUPPLEMENTARY
4006 | 4214390200100 | "ANAL IRRIGATION, ACCESSORY SET, INCLUDING 15 SELF LUBRICATED CATHETER, AND WATER BAG" | GENERAL CONSUMABLES (GENERAL SURGICAL SUPPLIES) SUPPLEMENTARY
4007 | 4229540008000 | "CATHETER, URETERAL, BALLOON DILATION, HIGH PRESSURE, ULTRAMAX OR EQUIVALENT, 12 FR, LENGTH 4 CM, DISPOSABLE, STERILE" | GENERAL CONSUMABLES (GENERAL SURGICAL SUPPLIES) SUPPLEMENTARY
4008 | 4229490904200 | "CATHETER, URETERAL, BALLOON DILATION, HIGH PRESSURE, ULTRAMAX OR EQUIVALENT, 12 FR, LENGTH 6 CM, DISPOSABLE, STERILE" | GENERAL CONSUMABLES (GENERAL SURGICAL SUPPLIES) SUPPLEMENTARY
4009 | 4214390200500 | "CATHETER, URETERAL, BALLOON DILATION, HIGH PRESSURE, ULTRAMAX OR EQUIVALENT, 15 FR, LENGTH 4 CM, DISPOSABLE, STERILE" | GENERAL CONSUMABLES (GENERAL SURGICAL SUPPLIES) SUPPLEMENTARY
4010 | 4214390200600 | "CATHETER, BALLOON, NEPHROSTOMY KIT, ULTRA XX OR EQUIVALENT, 24 FR, 8-10 MM, LENGTH 15-20 CM" | GENERAL CONSUMABLES (GENERAL SURGICAL SUPPLIES) SUPPLEMENTARY
4011 | 4214390200700 | "CATHETER, BALLOON, NEPHROSTOMY KIT, ULTRA XX OR EQUIVALENT, 30 FR, 8-10 MM, LENGTH 15-20 CM" | GENERAL CONSUMABLES (GENERAL SURGICAL SUPPLIES) SUPPLEMENTARY
4012 | 4231150200200 | "CATHETER, CENTRAL VENOUS CATHETER REPAIR KIT, CONTENTS; 2.7 FR EXTERNAL CATHETER REPAIR SEGMENT, SILICONE ADHESIVE, END CAP, SYRINGE 3ML, NEEDLE BLUNT 18G X 25 MM, DISPOSABLE, STERILE" | GENERAL CONSUMABLES (GENERAL SURGICAL SUPPLIES) SUPPLEMENTARY
4013 | 4231150200400 | "CATHETER, CENTRAL VENOUS CATHETER REPAIR KIT, CONTENTS; 4.2 FR EXTERNAL CATHETER REPAIR SEGMENT, SILICONE ADHESIVE, END CAP, SYRINGE 3ML, NEEDLE BLUNT 18G X 25 MM, DISPOSABLE, STERILE" | GENERAL CONSUMABLES (GENERAL SURGICAL SUPPLIES) SUPPLEMENTARY
4014 | 4214270215200 | "STENT, INDWELLING SOFT POLYURETHANE, DOUBLE URETERAL PIGTAIL STENT RADIO - OPAQUE, WITH COMPATIBLE GUIDEWIRE, AND POSITIONER RADIO - OPAQUE, 14 CM LONG, SIZE: 3 FR DISPOSABLE, STERILE" | GENERAL CONSUMABLES (GENERAL SURGICAL SUPPLIES) SUPPLEMENTARY
4015 | 4214270211100 | "STENT, INDWELLING SOFT POLYURETHANE, DOUBLE URETERAL PIGTAIL STENT, WITH COMPATIBLE GUIDEWIRE, AND POSITIONER RADIO - OPAQUE, 22 CM LONG, SIZE: 3.7-4 FR DISPOSABLE, STERILE" | GENERAL CONSUMABLES (GENERAL SURGICAL SUPPLIES) SUPPLEMENTARY
4016 | 4214270211700 | "STENT, INDWELLING SOFT POLYURETHANE, DOUBLE URETERAL PIGTAIL STENT RADIO - OPAQUE, WITH COMPATIBLE GUIDEWIRE, AND POSITIONER RADIO - OPAQUE, 10 CM LONG, SIZE: 3 FR DISPOSABLE, STERILE" | GENERAL CONSUMABLES (GENERAL SURGICAL SUPPLIES) SUPPLEMENTARY
4017 | 4214270211000 | "STENT, INDWELLING SOFT POLYURETHANE, DOUBLE URETERAL PIGTAIL STENT, WITH COMPATIBLE GUIDEWIRE, AND POSITIONER RADIO - OPAQUE, 16 CM LONG, SIZE: 3.7-4 FR DISPOSABLE, STERILE" | GENERAL CONSUMABLES (GENERAL SURGICAL SUPPLIES) SUPPLEMENTARY
4018 | 4214270227500 | "STENT, INDWELLING SOFT POLYURETHANE, DOUBLE URETERAL PIGTAIL STENT RADIO - OPAQUE, WITH COMPATIBLE GUIDEWIRE, AND POSITIONER RADIO - OPAQUE, 8 CM LONG, SIZE: 3 FR DISPOSABLE, STERILE" | GENERAL CONSUMABLES (GENERAL SURGICAL SUPPLIES) SUPPLEMENTARY
4019 | 4214310111200 | CATHETER, INTRA UTERINE INSEMINATION, OUTSIDE DIAMETER 2-2.1 MM, DISTAL 4.5 CM DIAMETER OF LENGTH, EFFECTIVE LENGTH 16.8 - 17.4 CM, INTERIOR VOLUME 0.34 CC - DUAL OPENING | GENERAL CONSUMABLES (GENERAL SURGICAL SUPPLIES) SUPPLEMENTARY
4020 | 4214320300700 | "CATHETER, MALECOT, 2 WINGS, LATEX, 12 FRENCH, DISPOSABLE, STERILE" | GENERAL CONSUMABLES (GENERAL SURGICAL SUPPLIES) SUPPLEMENTARY
4021 | 4214273303800 | "CATHETER, MALECOT, 2 WINGS, LATEX, 14 FRENCH, DISPOSABLE, STERILE" | GENERAL CONSUMABLES (GENERAL SURGICAL SUPPLIES) SUPPLEMENTARY
4022 | 4214320300800 | "CATHETER, MALECOT, 2 WINGS, LATEX, 16 FRENCH, DISPOSABLE, STERILE" | GENERAL CONSUMABLES (GENERAL SURGICAL SUPPLIES) SUPPLEMENTARY
4023 | 4214271700900 | "CATHETER, MALECOT, 2 WINGS, LATEX, 18 FRENCH, DISPOSABLE, STERILE" | GENERAL CONSUMABLES (GENERAL SURGICAL SUPPLIES) SUPPLEMENTARY
4024 | 4214271701000 | "CATHETER, MALECOT, 2 WINGS, LATEX, 20 FRENCH, DISPOSABLE, STERILE" | GENERAL CONSUMABLES (GENERAL SURGICAL SUPPLIES) SUPPLEMENTARY
4025 | 4220340006600 | "CATHETER, MALECOT, 4 WINGS, LATEX, 18 FRENCH, DISPOSABLE, STERILE" | GENERAL CONSUMABLES (GENERAL SURGICAL SUPPLIES) SUPPLEMENTARY
4026 | 4220340006700 | "CATHETER, MALECOT, 4 WINGS, LATEX, 20 FRENCH, DISPOSABLE, STERILE" | GENERAL CONSUMABLES (GENERAL SURGICAL SUPPLIES) SUPPLEMENTARY
4027 | 4220340006800 | "CATHETER, MALECOT, 4 WINGS, LATEX, 22 FRENCH, DISPOSABLE, STERILE" | GENERAL CONSUMABLES (GENERAL SURGICAL SUPPLIES) SUPPLEMENTARY
4028 | 4214270226900 | "CATHETER, MALECOT, 2 WINGS, LATEX, 28 FRENCH, DISPOSABLE, STERILE" | GENERAL CONSUMABLES (GENERAL SURGICAL SUPPLIES) SUPPLEMENTARY
4029 | 4214271700000 | "CATHETER, PERCUTANEOUS, NEPHROSTOMY, 2- WAY, SILICONE, OPEN END, LENGTH 30 - 40 CM, BALLOON UP TO 5 ML, RADIO-OPAQUE TIP, SIZE: 14 CH, DISPOSABLE, STERILE" | GENERAL CONSUMABLES (GENERAL SURGICAL SUPPLIES) SUPPLEMENTARY
4030 | 4214271700200 | "CATHETER, PERCUTANEOUS, NEPHROSTOMY, 2- WAY, SILICONE, OPEN END, LENGTH 30 - 40 CM, BALLOON UP TO 5 ML, RADIO-OPAQUE TIP, SIZE: 16 CH, DISPOSABLE, STERILE" | GENERAL CONSUMABLES (GENERAL SURGICAL SUPPLIES) SUPPLEMENTARY
4031 | 4214271700100 | "CATHETER, PERCUTANEOUS, NEPHROSTOMY, 2- WAY, SILICONE, OPEN END, LENGTH 30 - 40 CM, BALLOON UP TO 5 ML, RADIO-OPAQUE TIP, SIZE: 18 CH, DISPOSABLE, STERILE" | GENERAL CONSUMABLES (GENERAL SURGICAL SUPPLIES) SUPPLEMENTARY
4032 | 4229540012500 | "CATHETER, PERCUTANEOUS, NEPHROSTOMY, 2- WAY, SILICONE, OPEN END, LENGTH 30 - 40 CM, BALLOON UP TO 5 ML, RADIO-OPAQUE TIP, SIZE: 20 CH, DISPOSABLE, STERILE" | GENERAL CONSUMABLES (GENERAL SURGICAL SUPPLIES) SUPPLEMENTARY
4033 | 4214253601200 | "CATHETER, THORACIC DRAINAGE, WITH TROCAR AND SENTINEL, STRAIGHT, TRANSPARENT, ROUND SOFT TIP WITH 2 EYELETS OR MORE, RADIO-OPAQUE, 30-50CM LENGTH, WITH PEEL OFF PACKING, SIZE: FG 32, DISPOSABLE, STERILE" | GENERAL CONSUMABLES (GENERAL SURGICAL SUPPLIES) SUPPLEMENTARY
4034 | 4214253608100 | "CATHETER, THORACIC DRAINAGE, ANGLED, TRANSPARENT, ROUND SOFT TIP WITH 2 EYELETS OR MORE, RADIO-OPAQUE, 15-25CM LENGTH, WITH PEEL OFF PACKING, SIZE: FG 16, DISPOSABLE, STERILE" | GENERAL CONSUMABLES (GENERAL SURGICAL SUPPLIES) SUPPLEMENTARY
4035 | 4214253608400 | "CATHETER, THORACIC DRAINAGE, ANGLED, TRANSPARENT, ROUND SOFT TIP WITH 2 EYELETS OR MORE, RADIO-OPAQUE, 30-50CM LENGTH, WITH PEEL OFF PACKING, SIZE: FG 24, DISPOSABLE, STERILE" | GENERAL CONSUMABLES (GENERAL SURGICAL SUPPLIES) SUPPLEMENTARY
4036 | 4214253608500 | "CATHETER, THORACIC DRAINAGE, ANGLED, TRANSPARENT, ROUND SOFT TIP WITH 2 EYELETS OR MORE, RADIO-OPAQUE, 30-50CM LENGTH, WITH PEEL OFF PACKING, SIZE: FG 28, DISPOSABLE, STERILE" | GENERAL CONSUMABLES (GENERAL SURGICAL SUPPLIES) SUPPLEMENTARY
4037 | 4214253608600 | "CATHETER, THORACIC DRAINAGE, ANGLED, TRANSPARENT, ROUND SOFT TIP WITH 2 EYELETS OR MORE, RADIO-OPAQUE, 30-50CM LENGTH, WITH PEEL OFF PACKING, SIZE: FG 32, DISPOSABLE, STERILE" | GENERAL CONSUMABLES (GENERAL SURGICAL SUPPLIES) SUPPLEMENTARY
4038 | 4214253608300 | "CATHETER, THORACIC DRAINAGE, ANGLED, TRANSPARENT, ROUND SOFT TIP WITH 2 EYELETS OR MORE, RADIO-OPAQUE, 30-50CM LENGTH, WITH PEEL OFF PACKING, SIZE: FG 20, DISPOSABLE, STERILE" | GENERAL CONSUMABLES (GENERAL SURGICAL SUPPLIES) SUPPLEMENTARY
4039 | 4214253605500 | "CATHETER, THORACIC DRAINAGE, ANGLED, TRANSPARENT, ROUND SOFT TIP WITH 2 EYELETS OR MORE, RADIO-OPAQUE, 30-50CM LENGTH, WITH PEEL OFF PACKING, SIZE: FG 36, DISPOSABLE, STERILE" | GENERAL CONSUMABLES (GENERAL SURGICAL SUPPLIES) SUPPLEMENTARY
4040 | 4214253607700 | "CATHETER, THORACIC DRAINAGE, WITHOUT TROCAR AND SENTINEL, STRAIGHT, TRANSPARENT, ROUND SOFT TIP WITH 2 EYELETS OR MORE, RADIO-OPAQUE, 30-50CM LENGTH, WITH PEEL OFF PACKING, SIZE: FG 16, DISPOSABLE, STERILE" | GENERAL CONSUMABLES (GENERAL SURGICAL SUPPLIES) SUPPLEMENTARY
4041 | 4214253601300 | "CATHETER, THORACIC DRAINAGE, WITHOUT TROCAR AND SENTINEL, STRAIGHT, TRANSPARENT, ROUND SOFT TIP WITH 2 EYELETS OR MORE, RADIO-OPAQUE, 30-50CM LENGTH, WITH PEEL OFF PACKING, SIZE: FG 20, DISPOSABLE, STERILE" | GENERAL CONSUMABLES (GENERAL SURGICAL SUPPLIES) SUPPLEMENTARY
4042 | 4214253601400 | "CATHETER, THORACIC DRAINAGE, WITHOUT TROCAR AND SENTINEL, STRAIGHT, TRANSPARENT, ROUND SOFT TIP WITH 2 EYELETS OR MORE, RADIO-OPAQUE, 30-50CM LENGTH, WITH PEEL OFF PACKING, SIZE: FG 24, DISPOSABLE, STERILE" | GENERAL CONSUMABLES (GENERAL SURGICAL SUPPLIES) SUPPLEMENTARY
4043 | 4214253601500 | "CATHETER, THORACIC DRAINAGE, WITHOUT TROCAR AND SENTINEL, STRAIGHT, TRANSPARENT, ROUND SOFT TIP WITH 2 EYELETS OR MORE, RADIO-OPAQUE, 30-50CM LENGTH, WITH PEEL OFF PACKING, SIZE: FG 28, DISPOSABLE, STERILE" | GENERAL CONSUMABLES (GENERAL SURGICAL SUPPLIES) SUPPLEMENTARY
4044 | 4214253601600 | "CATHETER, THORACIC DRAINAGE, WITHOUT TROCAR AND SENTINEL, STRAIGHT, TRANSPARENT, ROUND SOFT TIP WITH 2 EYELETS OR MORE, RADIO-OPAQUE, 30-50CM LENGTH, WITH PEEL OFF PACKING, SIZE: FG 32, DISPOSABLE, STERILE" | GENERAL CONSUMABLES (GENERAL SURGICAL SUPPLIES) SUPPLEMENTARY
4045 | 4214253610000 | "CATHETER, THORACIC DRAINAGE, WITHOUT TROCAR AND SENTINEL, STRAIGHT, TRANSPARENT, ROUND SOFT TIP WITH 2 EYELETS OR MORE, RADIO-OPAQUE, 30-50CM LENGTH, WITH PEEL OFF PACKING, SIZE: FG 36, DISPOSABLE, STERILE" | GENERAL CONSUMABLES (GENERAL SURGICAL SUPPLIES) SUPPLEMENTARY
4046 | 4222150602800 | "CATHETER, URETERAL ACCESS, FLEXIBLE, DUAL LUMEN, 6 FR X 45-55 CM, FOR PERCUTANEOUS NEPHROLITHOTOMY PROCEDURE, DISPOSABLE, STERILE" | GENERAL CONSUMABLES (GENERAL SURGICAL SUPPLIES) SUPPLEMENTARY
4047 | 4214273304800 | "CATHETER, URETERAL, CURVED OPEN END, FOR RETROGRADE PYELOGRAPHY, GRADUATED, RADIO-OPAQUE, 6 FR, LENGTH 70-75 CM, DISPOSABLE, STERILE" | GENERAL CONSUMABLES (GENERAL SURGICAL SUPPLIES) SUPPLEMENTARY
4048 | 4214273302000 | "CATHETER, URETERAL, CURVED OPEN END, FOR RETROGRADE PYELOGRAPHY, GRADUATED, RADIO-OPAQUE, 4 FR, LENGTH 70-75 CM, DISPOSABLE, STERILE" | GENERAL CONSUMABLES (GENERAL SURGICAL SUPPLIES) SUPPLEMENTARY
4049 | 4229493100100 | "CATHETER, URETERAL, TO PREVENT STONE MIGRATION WITH OUTER SIZE: 2.8 CH LENGTH UP TO 150-160 CM, NET DIAMETER UP TO 1 CM, DISPOSABLE, STERILE" | GENERAL CONSUMABLES (GENERAL SURGICAL SUPPLIES) SUPPLEMENTARY
4050 | 4214273306100 | "CATHETER, URETERAL, CONE TIP, FOR RETROGRADE PYELOGRAPHY, GRADUATED, GRADUATED, RADIO-OPAQUE, 3 FR, LENGTH 70-75 CM, DISPOSABLE, STERILE" | GENERAL CONSUMABLES (GENERAL SURGICAL SUPPLIES) SUPPLEMENTARY
4051 | 4214273304900 | "CATHETER, URETERAL, CONE TIP, FOR RETROGRADE PYELOGRAPHY, GRADUATED, GRADUATED, RADIO-OPAQUE, 5 FR, LENGTH 70-75 CM, DISPOSABLE, STERILE" | GENERAL CONSUMABLES (GENERAL SURGICAL SUPPLIES) SUPPLEMENTARY
4052 | 4214273300600 | "CATHETER, URETERAL, STRAIGHT OPEN END, FOR RETROGRADE PYELOGRAPHY, GRADUATED, RADIO-OPAQUE, 3 FR, LENGTH 70-75 CM, DISPOSABLE, STERILE" | GENERAL CONSUMABLES (GENERAL SURGICAL SUPPLIES) SUPPLEMENTARY
4053 | 4214273300300 | "CATHETER, URETERAL, STRAIGHT OPEN END, FOR RETROGRADE PYELOGRAPHY, GRADUATED, RADIO-OPAQUE, 4 FR, LENGTH 70-75 CM, DISPOSABLE, STERILE" | GENERAL CONSUMABLES (GENERAL SURGICAL SUPPLIES) SUPPLEMENTARY
4054 | 4214273305100 | "CATHETER, URETERAL, STRAIGHT OPEN END, FOR RETROGRADE PYELOGRAPHY, GRADUATED, RADIO-OPAQUE, 6 FR, LENGTH 70-75 CM, DISPOSABLE, STERILE" | GENERAL CONSUMABLES (GENERAL SURGICAL SUPPLIES) SUPPLEMENTARY
4055 | 4214270223600 | "CATHETER, URETERAL, STRAIGHT OPEN END, FOR RETROGRADE PYELOGRAPHY, GRADUATED, RADIO-OPAQUE, 4.7-5 FR, LENGTH 70-75 CM, DISPOSABLE, STERILE" | GENERAL CONSUMABLES (GENERAL SURGICAL SUPPLIES) SUPPLEMENTARY
4056 | 4214273302500 | "CATHETER, URETERAL, STRAIGHT OPEN END, FOR RETROGRADE PYELOGRAPHY, GRADUATED, RADIO-OPAQUE, 7 FR, LENGTH 70-75 CM, DISPOSABLE, STERILE" | GENERAL CONSUMABLES (GENERAL SURGICAL SUPPLIES) SUPPLEMENTARY
4057 | 4214273303200 | "CATHETER, URETEROPELVIC JUNCTION, OCCLUSION BALLOON, SILICONE, 5-5.3 FR X 75-80 CM, DISPOSABLE, STERILE" | GENERAL CONSUMABLES (GENERAL SURGICAL SUPPLIES) SUPPLEMENTARY
4058 | 4214273303600 | "CATHETER, URETHRAL, DILATOR SET, STRAIGHT, 6-8-10-12-14-16 FR, 70-75 CM, DISPOSABLE, STERILE" | GENERAL CONSUMABLES (GENERAL SURGICAL SUPPLIES) SUPPLEMENTARY
4059 | 4214273303700 | "CATHETER, URETERAL, DUAL LUMEN, 10 FRENCH X 50-60 CM, DISPOSABLE, STERILE" | GENERAL CONSUMABLES (GENERAL SURGICAL SUPPLIES) SUPPLEMENTARY
4060 | 4229580500000 | "CATHETER, UTERINE BALLOON FOR ENDOMETRIAL THERMAL ABLATION, AVERAGE 4 TO 6 MM, SILICONE, FOR CLOSED AUTOMATED ENDOMETRIAL THERMAL ABLATION SYS TEM, (GENERATOR/SYSTEM TO BE PROVIDED WITH AN ORDER OF 30 BALLOONS FREE OF CHARGE), DISPOSABLE, STERILE" | GENERAL CONSUMABLES (GENERAL SURGICAL SUPPLIES) SUPPLEMENTARY
4061 | 4214180800100 | "CAUTERY, DIATHERMY PENCIL LATE WITH NEEDLE, STRAIGHT TIP, DISPOSABLE, STERILE" | GENERAL CONSUMABLES (GENERAL SURGICAL SUPPLIES) SUPPLEMENTARY
4062 | 4229496701800 | "CAUTERY, DIATHERMY, COMBINATION MODE OF MONOPOLAR HEMOSTASIS AND DISSECTION, HEX-LOCKING BLADE ELECTRODE, WITH THREE PUSH-BUTTON, SWITCH HANDLE, AND BLADE ELECTRODE, 15 FT CABLE, WITH SAFETY HOLE, DISPOSABLE, STERILE" | GENERAL CONSUMABLES (GENERAL SURGICAL SUPPLIES) SUPPLEMENTARY
4063 | 4214180800600 | "ELECTROSURGERY DIATHERMY PENCILLATE, DETACHABLE, 15 FT CABLE, DISPOSABLE, STERILE (UNIVERSAL PLUG TO FIT ALL TYPES OF ELECTROSURGERY MACHINES MUST BE PROVIDED FOC WHENEVER NECESSARY)" | GENERAL CONSUMABLES (GENERAL SURGICAL SUPPLIES) SUPPLEMENTARY
4064 | 4214180800700 | CAUTERY EXTENSION STAINLESS STEEL 16-18 CM WITH NON - INSULATED SELF CLEANING BLADE TIP DISPOSABLE STERILE | GENERAL CONSUMABLES (GENERAL SURGICAL SUPPLIES) SUPPLEMENTARY
4065 | 4229180500200 | "CLAMP, UMBILICAL, BABY, STERILE, DISPOSABLE" | GENERAL CONSUMABLES (GENERAL SURGICAL SUPPLIES) SUPPLEMENTARY
4066 | 4229680511000 | CLAW SPETZLER MICRO LONG L4.6 INCH (11.7 CM) DISPOSABLE STERILE | GENERAL CONSUMABLES (GENERAL SURGICAL SUPPLIES) SUPPLEMENTARY
4067 | 4224151101500 | "KNIFE, NAKAGAWA, SERRATED, L4.3 INCHES (11.0 CM) DISPOSABLE, STERILE" | GENERAL CONSUMABLES (GENERAL SURGICAL SUPPLIES) SUPPLEMENTARY
4068 | 4224151101600 | "KNIFE, SONIC, CONTROL SERRATED, L4.3 INCHES (11.0 CM) DISPOSABLE, STERILE" | GENERAL CONSUMABLES (GENERAL SURGICAL SUPPLIES) SUPPLEMENTARY
4069 | 4229516702300 | "SET, TUBING AND EXTENDER TILTER TUBING, DISPOSABLE" | GENERAL CONSUMABLES (GENERAL SURGICAL SUPPLIES) SUPPLEMENTARY
4070 | 4218201300800 | SPETZLER BARRACUDA LARGE DIAMETER L4.6 INCH (11.7 CM) | GENERAL CONSUMABLES (GENERAL SURGICAL SUPPLIES) SUPPLEMENTARY
4071 | 4229352102000 | "SUCTION CANISTER, PLASTIC, DISPOSABLE" | GENERAL CONSUMABLES (GENERAL SURGICAL SUPPLIES) SUPPLEMENTARY
4072 | 4216170200900 | TIP STRAIGHT TIP UNIVERSAL | GENERAL CONSUMABLES (GENERAL SURGICAL SUPPLIES) SUPPLEMENTARY
4073 | 4222161202100 | TIP STRAIGHT LARGE DIATHERMY TIP 4.6 INCH (11.7 CM) | GENERAL CONSUMABLES (GENERAL SURGICAL SUPPLIES) SUPPLEMENTARY
4074 | 4222161202200 | TIP STRAIGHT MICRO DIATHERMY TIP UNIVERSAL SIZE: 4.9 INCH (12.3 CM) | GENERAL CONSUMABLES (GENERAL SURGICAL SUPPLIES) SUPPLEMENTARY
4075 | 4216170201000 | "TIP, SUPERLONG STRAIGHT TIP UNIVERSAL" | GENERAL CONSUMABLES (GENERAL SURGICAL SUPPLIES) SUPPLEMENTARY
4076 | 4231200701100 | "CLIP, APPLIER, MULTIPLE, 20-24 CM, WITH 20-30 SMALL TITANIUM CLIPS, 3.7-3.8 MM CLOSED CLIP LENGTH, 2.1-2.3 MM CLIP APERTURE, DISPOSABLE, STERILE" | GENERAL CONSUMABLES (GENERAL SURGICAL SUPPLIES) SUPPLEMENTARY
4077 | 4231200603800 | "CLIP, APPLIER, MULTIPLE, 20-24 CM, WITH 20-30 MEDIUM TITANIUM CLIPS, 6-6.5 MM CLOSED CLIP LENGTH, 4-5 MM CLIP APERTURE, DISPOSABLE, STERILE" | GENERAL CONSUMABLES (GENERAL SURGICAL SUPPLIES) SUPPLEMENTARY
4078 | 4231200603600 | "CLIP, APPLIER, MULTIPLE, 28-30 CM, WITH 20-30 MEDIUM TITANIUM CLIPS, 6-6.5 MM CLOSED CLIP LENGTH, 4-5 MM CLIP APERTURE, DISPOSABLE, STERILE" | GENERAL CONSUMABLES (GENERAL SURGICAL SUPPLIES) SUPPLEMENTARY
4079 | 4231200603700 | "CLIP, APPLIER, MULTIPLE, 33-35 CM, WITH 15-20 LARGE TITANIUM CLIPS, 10-11 MM CLOSED CLIP LENGTH 6-6.5 MM CLIP APERTURE, DISPOSABLE, STERILE" | GENERAL CONSUMABLES (GENERAL SURGICAL SUPPLIES) SUPPLEMENTARY
4080 | 4231200700600 | CLIP, LIGATING, TITANIUM, LARGE, CONTAIN 6 CLIP, COLOR CODED, DISPOSABLE, STERILE | GENERAL CONSUMABLES (GENERAL SURGICAL SUPPLIES) SUPPLEMENTARY
4081 | 4231200700100 | CLIP, LIGATING, TITANIUM, MEDIUM, CONTAIN 6 CLIP, COLOR CODED, DISPOSABLE, STERILE | GENERAL CONSUMABLES (GENERAL SURGICAL SUPPLIES) SUPPLEMENTARY
4082 | 4231200700700 | CLIP, LIGATING, TITANIUM, MEDIUM/LARGE, CONTAIN 6 CLIP, COLOR CODED, DISPOSABLE, STERILE | GENERAL CONSUMABLES (GENERAL SURGICAL SUPPLIES) SUPPLEMENTARY
4083 | 4231200700800 | CLIP, LIGATING, TITANIUM, SMALL, CONTAIN 6 CLIP, COLOR CODED, DISPOSABLE, STERILE | GENERAL CONSUMABLES (GENERAL SURGICAL SUPPLIES) SUPPLEMENTARY
4084 | 4229680700700 | CLIP, LIGATION, POLYMER, EXTRA LARGE, COLOR CODED, 6 CLIPS PER CARTRIDGE, DISPOSABLE, STERILE | GENERAL CONSUMABLES (GENERAL SURGICAL SUPPLIES) SUPPLEMENTARY
4085 | 4231200700900 | CLIP, LIGATION, POLYMER, LARGE, COLOR CODED, 6 CLIPS PER CARTRIDGE, DISPOSABLE, STERILE | GENERAL CONSUMABLES (GENERAL SURGICAL SUPPLIES) SUPPLEMENTARY
4086 | 4231200701000 | CLIP, LIGATION, POLYMER, MEDIUM / LARGE, COLOR CODED, 6 CLIPS PER CARTRIDGE, DISPOSABLE, STERILE | GENERAL CONSUMABLES (GENERAL SURGICAL SUPPLIES) SUPPLEMENTARY
4087 | 4229180218700 | CLIP SCALP HEMOSTATIC SECURE ATRAUMATIC PLACEMENT NON BULKY LOW PROFILE HYPO-ALLERGENIC DISPOSABLE STERILE APPLIER MUST BE PROVIDED FREE OF CHARGE WITH 3000 CLIPS | GENERAL CONSUMABLES (GENERAL SURGICAL SUPPLIES) SUPPLEMENTARY
4088 | 4229161320800 | "CLIPPER, FOR REMOVING, UMBILICAL CORD CLAMP, DISPOSABLE, STERILE" | GENERAL CONSUMABLES (GENERAL SURGICAL SUPPLIES) SUPPLEMENTARY
4089 | 4229492200400 | CLIPS LIGATION POLYMER WITH PERPENDICULAR INTERNAL TEETH EXTRA LARGE GOLD CARTRIDGE 6 CLIPS PER CARTRIDGE STERILE DISPOSABLE | GENERAL CONSUMABLES (GENERAL SURGICAL SUPPLIES) SUPPLEMENTARY
4090 | 4229492200500 | CLIPS LIGATION POLYMER WITH PERPENDICULAR INTERNAL TEETH LARGE PURPLE CARTRIDGE 6 CLIPS PER CARTRIDGE STERILE DISPOSABLE | GENERAL CONSUMABLES (GENERAL SURGICAL SUPPLIES) SUPPLEMENTARY
4091 | 4229492200600 | CLIPS LIGATION POLYMER WITH PERPENDICULAR INTERNAL TEETH MEDIUM / LARGE GREEN CARTRIDGE 6 CLIPS PER CARTRIDGE STERILE DISPOSABLE | GENERAL CONSUMABLES (GENERAL SURGICAL SUPPLIES) SUPPLEMENTARY
4092 | 4618160700000 | "CLOGS, ANTISTATIC, POLYURETHANE, RESISTANT TO HYDROLYSIS, ANTI-SHOCK, ANTI-SLIPPING SIZE 36 ; ONE (1) EACH = ONE (1) PAIR" | GENERAL CONSUMABLES (GENERAL SURGICAL SUPPLIES) SUPPLEMENTARY
4093 | 4618160700600 | "CLOGS, ANTISTATIC, POLYURETHANE, RESISTANT TO HYDROLYSIS, ANTI-SHOCK, ANTI-SLIPPING SIZE 37 ; ONE (1) EACH = ONE (1) PAIR" | GENERAL CONSUMABLES (GENERAL SURGICAL SUPPLIES) SUPPLEMENTARY
4094 | 4618160702300 | "CLOGS, ANTISTATIC, POLYURETHANE, RESISTANT TO HYDROLYSIS, ANTI-SHOCK, ANTI-SLIPPING SIZE 38, ONE (1) EACH = ONE (1) PAIR" | GENERAL CONSUMABLES (GENERAL SURGICAL SUPPLIES) SUPPLEMENTARY
4095 | 4618160700900 | "CLOGS, ANTISTATIC, POLYURETHANE, RESISTANT TO HYDROLYSIS, ANTI-SHOCK, ANTI-SLIPPING SIZE 39 ; ONE (1) EACH = ONE (1) PAIR" | GENERAL CONSUMABLES (GENERAL SURGICAL SUPPLIES) SUPPLEMENTARY
4096 | 4618160702400 | "CLOGS, ANTISTATIC, POLYURETHANE, RESISTANT TO HYDROLYSIS, ANTI-SHOCK, ANTI-SLIPPING SIZE 40, ONE (1) EACH = ONE (1) PAIR" | GENERAL CONSUMABLES (GENERAL SURGICAL SUPPLIES) SUPPLEMENTARY
4097 | 4618160700700 | "CLOGS, ANTISTATIC, POLYURETHANE, RESISTANT TO HYDROLYSIS, ANTI-SHOCK, ANTI-SLIPPING SIZE 41 ; ONE (1) EACH = ONE (1) PAIR" | GENERAL CONSUMABLES (GENERAL SURGICAL SUPPLIES) SUPPLEMENTARY
4098 | 4618160700300 | "CLOGS, ANTISTATIC, POLYURETHANE, RESISTANT TO HYDROLYSIS, ANTI-SHOCK, ANTI-SLIPPING SIZE 42 ; ONE (1) EACH = ONE (1) PAIR" | GENERAL CONSUMABLES (GENERAL SURGICAL SUPPLIES) SUPPLEMENTARY
4099 | 4618160701000 | "CLOGS, ANTISTATIC, POLYURETHANE, RESISTANT TO HYDROLYSIS, ANTI-SHOCK, ANTI-SLIPPING SIZE 43 ; ONE (1) EACH = ONE (1) PAIR" | GENERAL CONSUMABLES (GENERAL SURGICAL SUPPLIES) SUPPLEMENTARY
4100 | 4618160700400 | "CLOGS, ANTISTATIC, POLYURETHANE, RESISTANT TO HYDROLYSIS, ANTI-SHOCK, ANTI-SLIPPING SIZE 44 ; ONE (1) EACH = ONE (1) PAIR" | GENERAL CONSUMABLES (GENERAL SURGICAL SUPPLIES) SUPPLEMENTARY
4101 | 4618160700800 | "CLOGS, ANTISTATIC, POLYURETHANE, RESISTANT TO HYDROLYSIS, ANTI-SHOCK, ANTI-SLIPPING SIZE 45 ; ONE (1) EACH = ONE (1) PAIR" | GENERAL CONSUMABLES (GENERAL SURGICAL SUPPLIES) SUPPLEMENTARY
4102 | 4214250401200 | "BIOPSY NEEDLE DEVICE, AUTOMATIC, CORE BIOPSY, NEEDLE SIZE: 14G X 14-16 CM, PENETRATION DEPTH 20-22 MM, DISPOSABLE, STERILE, (EACH BIOPSY DEVICE MUST INCLUDE AN APPROPRIATE SIZE COAXIAL NEEDLE)" | GENERAL CONSUMABLES (GENERAL SURGICAL SUPPLIES) SUPPLEMENTARY
4103 | 4220341091800 | "BIOPSY NEEDLE DEVICE, AUTOMATIC, CORE BIOPSY, NEEDLE SIZE: 16G X 10-12 CM, PENETRATION DEPTH 10-11 MM, DISPOSABLE, STERILE, (EACH BIOPSY DEVICE MUST INCLUDE AN APPROPRIATE SIZE COAXIAL NEEDLE)" | GENERAL CONSUMABLES (GENERAL SURGICAL SUPPLIES) SUPPLEMENTARY
4104 | 4214250401400 | "BIOPSY NEEDLE DEVICE, AUTOMATIC, CORE BIOPSY, NEEDLE SIZE: 16G X 10-12 CM, PENETRATION DEPTH 20-22 MM, DISPOSABLE, STERILE, (EACH BIOPSY DEVICE MUST INCLUDE AN APPROPRIATE SIZE COAXIAL NEEDLE)" | GENERAL CONSUMABLES (GENERAL SURGICAL SUPPLIES) SUPPLEMENTARY
4105 | 4214250407400 | "BIOPSY NEEDLE DEVICE, AUTOMATIC, CORE BIOPSY, NEEDLE SIZE: 16G X 14-16 CM, PENETRATION DEPTH 20-22 MM, DISPOSABLE, STERILE, (EACH BIOPSY DEVICE MUST INCLUDE AN APPROPRIATE SIZE COAXIAL NEEDLE)" | GENERAL CONSUMABLES (GENERAL SURGICAL SUPPLIES) SUPPLEMENTARY
4106 | 4214250407300 | "BIOPSY NEEDLE DEVICE, AUTOMATIC, CORE BIOPSY, NEEDLE SIZE: 18G X 10-12 CM, PENETRATION DEPTH 10-11 MM, DISPOSABLE, STERILE, (EACH BIOPSY DEVICE MUST INCLUDE AN APPROPRIATE SIZE COAXIAL NEEDLE)" | GENERAL CONSUMABLES (GENERAL SURGICAL SUPPLIES) SUPPLEMENTARY
4107 | 4220341091500 | "BIOPSY NEEDLE DEVICE, AUTOMATIC, CORE BIOPSY, NEEDLE SIZE: 18G X 14-16 CM, PENETRATION DEPTH 10-11 MM, DISPOSABLE, STERILE, (EACH BIOPSY DEVICE MUST INCLUDE AN APPROPRIATE SIZE COAXIAL NEEDLE)" | GENERAL CONSUMABLES (GENERAL SURGICAL SUPPLIES) SUPPLEMENTARY
4108 | 4110412500300 | "CONTAINER, SAFE, FOR BIOPSY, WITH SEALED CAP, PREFILLED WITH 10% FORMALIN, PROTECTED BY A MEMBRANE BREAKS AUTOMATICALLY ONLY AFTER CLOSURE, SUPPORTED BY SAFETY RING TO PREVENT ACCIDENTAL CLOSURE, FORMALIN VOLUME 1800-2400 ML" | GENERAL CONSUMABLES (GENERAL SURGICAL SUPPLIES) SUPPLEMENTARY
4109 | 4110412500500 | "CONTAINER, SAFE, FOR BIOPSY, WITH SEALED CAP, PREFILLED, WITH 10 ML FORMALIN 20%, PROTECTED BY A MEMBRANE BREAKS AUTOMATICALLY ONLY AFTER CLOSURE, SUPPORTED BY SAFETY RING TO PREVENT ACCIDENTAL CLOSURE, SIZE: 20 ML (10 ML SALINE + 10 ML FORMALIN)" | GENERAL CONSUMABLES (GENERAL SURGICAL SUPPLIES) SUPPLEMENTARY
4110 | 4229514301300 | "CORD, ELECTROSURGERY FOOTSWITCHING BIPOLAR CORD, COMPATIBLE WITH ALL ELECTROSURGICAL GENERATORS, MOLDED PLUG, 3-4.5 M, DISPOSABLE, STERILE" | GENERAL CONSUMABLES (GENERAL SURGICAL SUPPLIES) SUPPLEMENTARY
4111 | 4220344700700 | "BIOPSY NEEDLE DEVICE, TWO FIRING MODES, SEMI-AUTOMATIC MODE AND AUTOMATIC MODE, DUAL ADJUSTABLE PENETRATION DEPTH 18 MM AND 25 MM, SIZES 14G - 20G X 10 -20 CM" | GENERAL CONSUMABLES (GENERAL SURGICAL SUPPLIES) SUPPLEMENTARY
4112 | 4229290300200 | "COUNTER, FOR NEEDLE, MAGNETIC, TO SECURE NEEDLES PLACEMENT, RETENTION AND COUNT AFTER USE IN SURGERY, CLEAR TOP, SINGLE BLACK MAGNETIC SWITH BOX LOCKS, COUNT/CAPACITY (10/10), DISPOSABLE, STERILE" | GENERAL CONSUMABLES (GENERAL SURGICAL SUPPLIES) SUPPLEMENTARY
4113 | 4229290300300 | "COUNTER, FOR NEEDLE, MAGNETIC, TO SECURE NEEDLES PLACEMENT, RETENTION AND COUNT AFTER USE IN SURGERY, DOUBLE BLACK MAGNETIC WITH BLADE REMOVAL SYSTEM AND BOX LOCKS, COUNT/CAPACITY (60 /60), DISPOSABLE, STERILE" | GENERAL CONSUMABLES (GENERAL SURGICAL SUPPLIES) SUPPLEMENTARY
4114 | 4229540008100 | "COVER SHEATH, FOR ARTHROSCOPY 7K RESOLUTION, 30 DEGREE ROUND LOCKING SYSTEM, FOR SCOPE PIXELS PROTECTION, ANTI-FOG AND ANTI-BLURRING, DISPOSABLE, STERILE, SHOULD BE COMPATIBLE WITH ARTHROVIMS MACHINE" | GENERAL CONSUMABLES (GENERAL SURGICAL SUPPLIES) SUPPLEMENTARY
4115 | 4220186100000 | "COVER, C-ARM, FLUOROSCOPY, CLEAR, SHOULD COVER C-SHAPE, STERILE" | GENERAL CONSUMABLES (GENERAL SURGICAL SUPPLIES) SUPPLEMENTARY
4116 | 4111173600000 | "DRAPE, SURGICAL, MICROSCOPE, 137 X 381 CM, FOR LEICA OR EQUIVALENT, STERILE" | GENERAL CONSUMABLES (GENERAL SURGICAL SUPPLIES) SUPPLEMENTARY
4117 | 4229501300200 | "COVER, BEAM ( PARTIAL ), FLUOROSCOPY, CLEAR, X-LARGE, STERILE" | GENERAL CONSUMABLES (GENERAL SURGICAL SUPPLIES) SUPPLEMENTARY
4118 | 4214271603900 | "PESSARY, CUBE WITH HOLE, SIZE : 49-51 MM, WITH APPLICATOR, MEDICAL GRADE SILICONE FOR USE SEVERAL MONTHS. (10% OF FITTING KIT FREE OF CHARGE FOR ALL QUANTITY)" | GENERAL CONSUMABLES (GENERAL SURGICAL SUPPLIES) SUPPLEMENTARY
4119 | 4229350300300 | CURETTE INTRA UTERINE 12 MM RIGID CURVED DISPOSABLE STERILE | GENERAL CONSUMABLES (GENERAL SURGICAL SUPPLIES) SUPPLEMENTARY
4120 | 4229350300400 | CURETTE INTRA UTERINE 6 MM RIGID CURVED DISPOSABLE STERILE | GENERAL CONSUMABLES (GENERAL SURGICAL SUPPLIES) SUPPLEMENTARY
4121 | 4229350300500 | CURETTE INTRA UTERINE 8 MM RIGID CURVED DISPOSABLE STERILE | GENERAL CONSUMABLES (GENERAL SURGICAL SUPPLIES) SUPPLEMENTARY
4122 | 4229451900000 | "CURETTE, SKIN, 3 MM, DISPOSABLE, STERILE" | GENERAL CONSUMABLES (GENERAL SURGICAL SUPPLIES) SUPPLEMENTARY
4123 | 4229350300600 | "CURETTE, SKIN, 7 MM, DISPOSABLE, STERILE" | GENERAL CONSUMABLES (GENERAL SURGICAL SUPPLIES) SUPPLEMENTARY
4124 | 4229350300700 | "CURETTE, SKIN, 2 MM, DISPOSABLE, STERILE" | GENERAL CONSUMABLES (GENERAL SURGICAL SUPPLIES) SUPPLEMENTARY
4125 | 4229160702900 | "CURETTE, SKIN, 4 MM, DISPOSABLE, STERILE" | GENERAL CONSUMABLES (GENERAL SURGICAL SUPPLIES) SUPPLEMENTARY
4126 | 4229160703000 | "CURETTE, SKIN, 5 MM, DISPOSABLE, STERILE" | GENERAL CONSUMABLES (GENERAL SURGICAL SUPPLIES) SUPPLEMENTARY
4127 | 4229260401600 | "DILATOR SET, URETHRAL, S-SHAPE, 8FR - 20FR, STERILE, DISPOSABLE" | GENERAL CONSUMABLES (GENERAL SURGICAL SUPPLIES) SUPPLEMENTARY
4128 | 4229540008300 | "DILATOR SET, URETHRAL, S-SHAPE, 22FR, STERILE, DISPOSABLE" | GENERAL CONSUMABLES (GENERAL SURGICAL SUPPLIES) SUPPLEMENTARY
4129 | 4229540008400 | "DILATOR SET, URETHRAL, S-SHAPE, 24FR, STERILE, DISPOSABLE" | GENERAL CONSUMABLES (GENERAL SURGICAL SUPPLIES) SUPPLEMENTARY
4130 | 4229540008500 | "DILATOR SET, URETHRAL, S-SHAPE, 26FR, STERILE, DISPOSABLE" | GENERAL CONSUMABLES (GENERAL SURGICAL SUPPLIES) SUPPLEMENTARY
4131 | 4229548019700 | "CUSTOM PACK ENT EAR; 1 BNS SURGICAL GOWN UL SP L WITH HAND TOWELS 40 X 48 CM, 1 CREPE PAPER 60 X 60 CM, 1 REINFORCED TABLE COVER 150 X 190 WRAPPING, 1 MAYO STAND COVER 79 X 145 CM, 2 BNS SURGICAL GOWN XL WITH HAND TOWELS 40 X 48 CM, 1 PAPER BAG 14 X 25 CM, 3 CANNULA FRAZIER ROUND TIP, 1 SKIN MARKER REGULAR, 3 CANNULA FRAZIER ROUND TIP 2 MM 7 CM SS GREEN CONNECT, 1 SYRINGE 20 ML L/L 3 PARTS CONC., 5 GAUZE LAP 20 X 30 CM 4P XRD, 1 EAR BANDAGE ONE SIDED LARGE, STERILE, 1 NDLE CNTR 20-CNT FOAM BLCK/MAG BLD REM YELL, 1 DIATH. PENCIL HAND BUTTONS BLADE 300 CM, 1 SUCTION AND DIATHERMY BAG, 40 X 35 CM, 1 SKIN CLOSURE STRIP 12.0 X 100 MM, 1 BLADESERVER STANDARD, 5 COTTON WOOL BALL L, 1 JUG 1000 ML, 1 INSTRUMENT CLEANER 5 X 5 CM, 2 ADHESIVE OP TOWEL 90 X 75 CM, 1 OP-TAPE 9 X 49 CM, 1 FLUID COLLECTION POUCH 40 X 35 CM, 1 HEAD DRAPE 150 X 175 CM, 2 BOWL 250 ML, 1 SCALPEL N#11, 1 SAFETY SCALPEL N#15 SS, 1 MICROSCOPE COVER 117 X 267 CM, 10 GAUZE SWAB 10 X 10 CM 16P XRD, 1 SCALPEL N#10, 1 SUCTION CO | GENERAL CONSUMABLES (GENERAL SURGICAL SUPPLIES) SUPPLEMENTARY
4132 | 4229421805500 | "CUSTOM PACK ENT NASAL; 1 BNS SURGICAL GOWN UL SP LL, 2 HAND TOWEL 40 X 48 CM, 1 CREPE PAPER 60 X 60 CM, 1 REINFORCED TABLE COVER 150 X 190 WRAPPING, 1 MAYO STAND COVER 79 X 145 CM, 2 BNS SURGICAL GOWN UL SP XLL, 4 HAND TOWEL 40 X 48 CM, 1 PAPER BAG 19 X 25 CM, 1 SKIN MARKER REGULAR, 1 SCALPEL N#15, 2 SYRINGE 30 ML L/L 3PARTS CONC., 1 NDLE CNTR 20-CNT FOAM BLCK/MAG BLD REM YELL, 2 BOWL 250 ML, 1 JUG 1000 ML, 1 SUCTION CONNECTING TUBING 30 CH X 350 CM, 1 BLADESERVER STANDARD, 5 GAUZE SWAB 10 X 10 CM 16P XRD, 2 SUCTION AND DIATHERMY BAG 40 X 35 CM, 1 OP-TAPE 9 X 49 CM, 1 HEAD DRAPE 150 X 175 CM, 1 SPLIT SHEET 150 X 260 CM, 2 ADHESIVE OP TOWEL 90 X 75 CM, 10 NEUROSORB 25.4 X 76.2 MM XRD STRING, 1 NEEDLE HYPODERMIC 27 GAUGE 40 MM SAFETY GREY" | GENERAL CONSUMABLES (GENERAL SURGICAL SUPPLIES) SUPPLEMENTARY
4133 | 4229421805600 | "CUSTOM PACK ENT TONSILLECTOMY; 1 BNS SURGICAL GOWN UL SP L WITH HAND TOWELS 40 X 48 CM, 1 CREPE PAPER 60 X 60 CM, 1 REINFORCED TABLE COVER 150 X 190 WRAPPING, 1 BNS SURGICAL GOWN UL SP XL WITH HAND TOWELS 40 X 48 CM, 1 CREPE PAPER 45 X 45 CM WHITE, 5 GAUZE SWAB 2.5 X 15 CM 16P XRD, 5 GAUZE SWAB 10 X 10 CM 16P XRD, 1 SYRINGE 30 ML L/L 3PARTS CONC., 1 SUCTION CONNECTING TUBING 30 CH X 350 CM, 1 OP-TAPE 9 X 49 CM, 1 HEAD DRAPE 150 X 175 CM, 1 DRAPE 175 X 175 CM, 1 FORCEPS BIPOLAR STRAIGHT 200 MM" | GENERAL CONSUMABLES (GENERAL SURGICAL SUPPLIES) SUPPLEMENTARY
4134 | 4229421805700 | "CUSTOMIZED EFFICIENCY ADULT CARDIAC KIT, 2 HAND TOWEL 47 X 38 CM WHITE, 1 CREPE PAPER 60 X 60 CM, 1 TABLE COVER 190 X 210 CM REINFORCED, 4 HAND TOWEL 47 X 38 CM WHITE, 1 TABLE COVER 150 X 190 CM REINF FOLDED, 2 HAND TOWEL 47 X 38 CM WHITE, 1 CV DRAPE 269 X 196 X 368 CM, 2 SURGICAL GOWN UNIVERSAL M, SP, BNS, 2 SURGICAL GOWN UNIVERSAL XL, HP, BNS, 1 SURGICAL GOWN UNIVERSAL XXLL, HP, 3 MAYO STAND COVER 58 X 137 CM, 20 GAUZE LAP 20 X 30 CM 4 P XRD, 20 OP TOWEL 65 X 42 CM XRD, 1 SYRINGE 50/60 ML BULB CATHETER TIP CONC., 2 KIDNEY BOWL 800 ML, 10 GAUZE SWAB 10 X 10 CM 16 P XRD, 1 JUG 1200 ML POLYPROPYLENE GRADUATED TRANSP., 1 DIATHERMY PENCIL, 1 NDLE CNTR 60 - CNT DBL MAG BLADE REM YELLOW, 2 BONEWAX WHITE 2.5 G, 1 SKIN MARKER REGULAR, 1 POLYSORB 2 - 075 CM, 2 SUTURE SOFSILK 0, 1IV CANNULA 16 GAUGE 45 MM, 1 SUTURE BOOTS MOSQUITO YELLOW 5 PR 10/1, 1 HEMOCLIP MEDIUM, 2 SYRINGE 20 ML L/L, 3 MEPILEX BORDER LITE 4 X 5 CM, 2 SA LABEL 1 X 4 CM WHITE PAPAVERINE,, 3 LABEL 1 X 4 CM NORMAL SALINE, 1 SA | GENERAL CONSUMABLES (GENERAL SURGICAL SUPPLIES) SUPPLEMENTARY
4135 | 4229541402500 | "CUSTOMIZED EFFICIENCY ADULT CYSTOSCOPY KIT; 2 BNS SURGICAL GOWN REINFORCED XL WITH HAND TOWEL WHITE 47 X 38 CM, 1 CREPE PAPER 60 X 60CM, 1 TABLE COVER 150 X 190CM REINFORCED, 2 HAND TOWEL WHITE 47 X 38 CM WHITE, 1 BNS SURGICAL GOWN REINFORCED L WITH HAND TOWEL WHITE 47 X 38 CM, 1 CAMERA DRAPE 18 X 246 CM, 10 GAUZE SWAB 10 X 10 CM 16P XRD, 4 SA LABEL 3.8 X 6.0 CM WHITE, 1 NONADHERENT DRESSING 7.5 X 20 CM, 1 SYRINGE 20 ML L/L, 4 SA LABEL 1.0 X 4.0 CM WHITE BLANK, 1 KIDNEY BOWL 800 ML, 1 BOWL 1000 ML, 1 BOWL 6000 ML POLYPROPYLENE BLUE, 1 CYSTO/TURP IRRIGATION SET DOUBLE, 2 TUBE HOLDER 2.5 X 30 CM, 1 SUCTION TUBE25 CH 3.0M, 1 BNS TUR DRAPE 175/270 X 180 CM AP. 8 AN D 5 C, 2 LEGGING DRAPE" | GENERAL CONSUMABLES (GENERAL SURGICAL SUPPLIES) SUPPLEMENTARY
4136 | 4229541405300 | "CUSTOMIZED EFFICIENCY MINOR ORTHO KIT; 2 HAND TOWEL 47 X 38 CM WHITE, 1 SURGICAL GOWN ULTRA L-XL , 1 CREPE PAPER 60 X60 CM, 1 TA BLE COVER 150 X 190 CM REINFORCED, 4 HAND TOWEL 47 X 38 CM WHITE, 2 SURGICAL GOWN L-XL, 15 LAP 30X30CM 16 PLY XRD,1 DIATHERMY PENCIL, 10 GAUZE SWAB 10 X 10 CM 16 PLY XRD, 1 SYRINGE 50 / 60 ML BULB, 1 KIDNEY BOWL 800 ML, 4 SA LABEL 1.3 CM X 4 CM WHITE BLANK, 2 SCALPEL BLADE N#10, 2 SCALPEL BLADE N#15, 1 BOWL 500 ML,1 BOWL 1000 ML, 4 SA LABEL 3.8 CM X 6 CM WHITE BLANK, 1 BOWL 2000 ML, 4 OP TOWEL 65 X 42 CM XRD, 2 OP-TAPE 9 X 49 CM, 1 FLUID COLLECTION POUCH 40 X 35 CM, 1 SUCTION SET 24 CH 3.5 M WITH YANKRND TIP 20CH, 1 NDLE CNTR 20-CNT FOAM, 1 MAYO STAND COVER 80 X 145 CM." | GENERAL CONSUMABLES (GENERAL SURGICAL SUPPLIES) SUPPLEMENTARY
4137 | 4229541411300 | "CUSTOMIZED EFFICIENCY BASIC ORTHO KIT (BEACH CHAR), 2 SPLIT SHEET 150 X 193 CM, 4 HAND TOWEL 18 X 25 CM, 1 REINFORCED TABLE COVER 150 X 190 WRAPPING, 1 BNS BEACH CHAIR SHOULDER DRAPE 400 X 240 CM WITH POUCH AND SUCTION PORT, 2 OP - TAPE 9 X 49 CM, 1 STOCKINETTE 22 X 75 CM, 2 INSTRUMENTS POUCH W/STICKY 40 X 35 CM, 1 MAYO STAND COVER REINFORCED 79 X 145 CM, 1 BOWL 500 ML, 3 GALLIPOT 120 ML, 2 KIDNEY BOWL 800 ML, 1 BANDAGE 15 CM 4.5 M COHESIVE TAN, 10 GAUZE SWAB 10 X 10 CM 12 PLY XRD, 1 FLEXIBLE LIGHT HANDLE COVERS, 1 CREPE PAPER 60 X 60 CM, 1 INSTRUMENT CLEANER, 3 M SUCTION CONNECTING TUBING, 10 GAUZE LAP 30 X 30 CM 16 PLY XRD" | GENERAL CONSUMABLES (GENERAL SURGICAL SUPPLIES) SUPPLEMENTARY
4138 | 4229541411400 | "CUSTOMIZED EFFICIENCY BASIC ORTHO KIT; 2 HAND TOWEL 47 X 38 CM WHITE, 1 SURGICAL GOWN L-XL, 1 TABLE COVER 150 X 190 CM REINFORCED, 4 HAND TOWEL 47 X 38 CM WHITE, 2 SURGICAL GOWN L-XL, 15 GAUZE LAP 30 X 30 CM 16 PLY XRD, 1 DIATHERMY PENCIL, 10 GAUZE SWAB 10 X 10 CM 16 PLY XRD, 1 SYRINGE 50/60 ML BULB, 1 KIDNEY BOWL 800 ML, 4 SA LABEL 13 MM X 40 MM WHITE BLANK, 2 SCALPEL BLADE N#10, 2 SCALPEL BLADE N#15, 1 BOWL 500 ML, 1 BOWL 1000 ML, 4 SA LABEL 3.8 X 6 CM WHITE BLANK, 1 BOWL 2000 ML, 4 OP TOWEL 65 X 42 CM XRD, 2 OP-TAPE 9 X 49 CM, 1 FLUID COLLECTION POUCH 40 X 35 CM, 1 SUCTION SET 24 CH 3.5 M WITH YANKRND TIP 20 CH, 1 NDLE CNTR 20-CNT, 3 MAYO STAND COVER 80 X 145 CM, 1 SPLIT SHEET 152 X 178 CM, 2 OP SHEET 152 X 193 CM BLUE, 1 TABLE COVER 150 X 240 CM FOLDED, 1 SPLIT SHEET 193 X 304 CM" | GENERAL CONSUMABLES (GENERAL SURGICAL SUPPLIES) SUPPLEMENTARY
4139 | 4229541411500 | "CUSTOMIZED EFFICIENCY BONE MARROW KIT, 2 HAND TOWEL WHITE 47 X 38 CM WHITE, 1 SURGICAL GOWN ULTRA L - XL, 1 CREPE PAPER 60 X 60 CM, 1 TABLE COVER 150 X 190 CM REINFORCED, 4 HAND TOWEL WHITE 47 X 38 CM WHITE, 2 SURGICAL GOWN ULTRA L - XL, 1 TABLE COVER 150 X 240 CM REINF FOLDED, 1 MAYO STAND COVER 58 X 137 CM, 6 OP TOWEL 65 X 42 CM XRD, 5 GAUZE SWAB 10 X 10 CM 16 P, 10 GAUZE SWAB 10 X 10 CM 16 P XRD, 4 UTILITY DRAPE WITH TAPE 64 X 38 CM, 4 SA LABEL 1.0 X 4.0 CM WHITE BLANK, 4 SA LABEL 3.8 X 6.0 CM WHITE, 1 SYRINGE 10 ML L/L, 1 BOWL 250 ML POLYPROPYLENE BLUE DENTURE, 4 SYRINGE 30 ML L/L, 1 PLASTIC BAG 20 X 30 CM ZIPLOCK, 1 SKIN MARKER REGULAR, 1 SPIKE CONNECTION LINE, 1 OP TOWEL 30 X 46 CM TRANSP., 2 BOWL 500 ML, 1 KIDNEY BOWL 800 ML, 1 BOWL 2500 ML POLYPROPYLENE BLUE, 2 MEPILEX BORDER POST - OP 9 X 15 CM PAD 4.5 X 10 CM, 2 MEPILEX BORDER POST - OP 6 X 8 CM PAD 3 X 5 CM, 1 OP - TAPE 9 X 49 CM, 1 FIXATION DRESSING 20 X 30 CM, 1 SPLIT SHEET 152 X 178 CM, 1 OP SHEET 152 X 193 CM BLUE, 1 SP | GENERAL CONSUMABLES (GENERAL SURGICAL SUPPLIES) SUPPLEMENTARY
4140 | 4229541411600 | "CUSTOMIZED EFFICIENCY CARDIAC CORE KIT; 2 HAND TOWEL 47 X 38 CM WHITE, 1 CREPE PAPER 60 X 60 CM, 1 TABLE COVER 150 X 190 CM REINFORCED, 2 HAND TOWEL 47 X 38 CM WHITE, 2 HAND TOWEL 47 X 38 CM WHITE, 1 SYRINGE 20ML L/L, 1 SYRINGE 50/60 ML BULB CATHETER TIP CONC., 1 I.V. CANNULA 16 GAUGE 45 MM, 1 LABEL WATER, 4 SA LABEL 13 MM X 40 MM WHITE BLANK, 1 NEEDLE HYPODERMIC 25 GAUGE 25 MM, 1 SKIN MARKER REGULAR, 1 SCALPEL BLADE N#11, 1 SCALPEL BLADE N#15, 2 KIDNEY BOWL 800 ML, 1 SUCTION TUBE 18 CHANNEL 3.0 M, 1 FLUID COLLECTION POUCH 40 X 35 CM, 10 GAUZE LAP 20 X 30 CM 4P XRD, 1 BOWL 250 ML, 1 BOWL 500 ML, 10 GAUZE SWAB 10 X 10 CM 16 P XRD, 1 JUG 1200 ML POLYPROPYLENE GRADUATED TRANSP., 1 NDLE CNTR 60-CNT DBL MAG BLADE REM YELLOW, 1 SURGICAL GOWN UNIVERSAL L, SP, BNS, 6 OP TOWEL 65 X 42 CM XRD, 1 CREPE PAPER 80 X 80 CM, 1 SURGICAL GOWN UNIVERSAL XLL, SP, BNS, 1 SURGICAL GOWN UNIVERSAL XLL, SP, BNS" | GENERAL CONSUMABLES (GENERAL SURGICAL SUPPLIES) SUPPLEMENTARY
4141 | 4229541411700 | "CUSTOMIZED EFFICIENCY CESAREAN SECTION 2 ; 1 FLUID COLLECTION POUCH 40 X 35 CM, 1 SCALPEL BLADE N#20, 1 SCALPEL BLADE N#22, 2 BOWL 250 ML, 1 DIATHERMY PENCIL PFTE COATED CABLE LENGTH 3-3.5 M, 2 SURGICAL GOWN ULTRA XL WITH HAND TOWELS 47 X 38 CM WHITE, 1 JUG 1200 ML POLYPROPYLENE GRADUATED TRANSP., 1 CREPE PAPER 60 X 60 CM, 1 TABLE COVER 150 X 190 CM REINFORCED, 2 SURGICAL GOWN ULTRA L WITH HAND TOWELS WHITE 47 X 38 CM, 1 MAYO STAND COVER 58 X 137 CM, 1 MATERNITY PAD, 1 SUCTION CANNULA YANKAUER 24 CH, 1 NDLE CNTR 10-CNT FOAM BLCK/MAG BLD REM YELL, 1 SUCTION TUBE 18C H 3.0 M, 20 GAUZE LAP 45 X 45 CM 6P XRD, 1 SYRINGE 10 ML L/L, 1 BULB SYRINGE 65 ML BLUE, 1 NEEDLE HYPODERMIC 18 G 40 MM, 1 UMBILICAL CORD CLAMP WHITE, 1 BNS C-SECTION DRAPE 175/250 X 300 CM INC. 38 X 32 CM" | GENERAL CONSUMABLES (GENERAL SURGICAL SUPPLIES) SUPPLEMENTARY
4142 | 4229548019900 | "CUSTOMIZED EFFICIENCY CLEFT PALATE AND LIP KIT, 1 BNS SURGICAL GOWN UL SP L, 2 HAND TOWEL WHITE 47 X 38 CM WHITE, 1 CREPE PAPER 60 X 60 CM, 1 TABLE COVER 150 X 190 CM REINFORCED, 2 HAND TOWEL WHITE 47 X 38 CM WHITE, 1 BNS SURGICAL GOWN UL SP XLL, 2 HAND TOWEL WHITE 47 X 38 CM WHITE, 1 BNS SURGICAL GOWN UL SP XLL, 1 MAYO STAND COVER 58 X 137 CM, 5 OP TOWEL 65 X 42 CM XRD, 1 PAPER BAG 11 X 19 CM, 1 SKIN MARKER FINE TIP, 10 SA LABEL 1.0 X 4.0 CM WHITE BLANK, 5 SCALPEL BLADE N# 15, 1 SYRINGE 5 ML L/L, 1 BOWL 250 ML, 10 GAUZE SWAB 10 X 10 CM 16 P XRD, 1 NDLE CNTR 40 - CNT FOAM BLCK/MAG BLD REM YELL, 1 SYRINGE 10 ML L/L, 2 HYPODERMIC NEEDLE 30 G 12 MM YELLOW, 1 DIATHERMY CABLE BIPOLAR, 1 SUCTION TUBE 24 CH 4.0 M, 1 HEAD DRAPE 150 X 175 CM, 1 NEEDLE DENTAL 25 GAUGE 40 MM, 1 FLUID COLLECTION POUCH 40 X 35 CM, 1 SUCTION AND DIATHERMY BAG, 40 X 35 CM, 2 OP - TAPE 9 X 49 CM, 2 KIDNEY BOWL 800 ML, 1 NEEDLE HYPODERMIC 20 GAUGE 25 MM, 1 SYRINGE 3 ML L/L, 2 SKIN CLOSURE STRIP 12.0 X 100 MM, 4 OP TOW | GENERAL CONSUMABLES (GENERAL SURGICAL SUPPLIES) SUPPLEMENTARY
4143 | 4229550658400 | "CUSTOMIZED EFFICIENCY CORE KIT, 1 BNS SURGICAL GOWN UL HP L, 2 HAND TOWEL 47 X 38 CM WHITE, 1 CREPE PAPER 60 X 60 CM, 1 TABLE COVER 150 X 190 CM REINFORCED, 4 HAND TOWEL 47 X 38 CM WHITE, 2 BNS SURGICAL GOWN UL HP XLL, 1 MAYO STAND COVER 58 X 137 CM, 1 DIATH. PENCIL BLADE SMOKE EVACUATION 300 CM, 10 GAUZE LAP 45 X 45 CM 6 P XRD, 6 OP TOWEL 65 X 42 CM XRD, 1 NDLE CNTR 20 - CNT FOAM BLCK/MAG BLD REM YELL, 1 SYRINGE 50/60 ML BULB CATHETER TIP CONC., 1 SKIN MARKER REGULAR, 4 SA LABEL 3.8 X 6 CM WHITE BLANK, 1 SCALPEL BLADE N# 15, 4 SA LABEL 13 MM X 40 MM WHITE BLANK, 1 SYRINGE 10 ML L/L, 1 GALLIPOT 120 ML, 1 SCALPEL BLADE N# 10, 1 BOWL 250 ML, 1 BOWL 500 ML, 1 KIDNEY BOWL 800 ML, 1 BOWL 1000 ML, 1 NON ADHERENT DRESSING 7.5 X 20 CM, 1 BOWL 2000 ML, 10 GAUZE SWAB 10 X 10 CM 16 P XRD, 1 SUCTION TUBE 18 CH 3.0 M, 1 SUCTION CANNULA YANKAUER 24 CH, 1 FLUID COLLECTION POUCH 40 X 35 CM, 4 OP TOWEL 90 X 72.5 CM, 1 MAGNETIC INSTRUMENT DRAPE, 1 DRAPE 150 X 175 CM" | GENERAL CONSUMABLES (GENERAL SURGICAL SUPPLIES) SUPPLEMENTARY
4144 | 4229548020000 | "CUSTOMIZED EFFICIENCY CRANIOTOMY KIT (MAJOR NEURO), 1 BNS SURGICAL GOWN UL HP L, 2 HAND TOWEL 47 X 38 CM WHITE, 1 CREPE PAPER 60 X 60 CM, 1 TABLE COVER 190 X 210 CM REINFORCED, 2 BNS SURGICAL GOWN UL HP L, 1 TABLE COVER 150 X 190 CM FOLDED, 4 HAND TOWEL 47 X 38 CM WHITE, 2 BNS SURGICAL GOWN UL HP XLL, 2 MAYO STAND COVER REINFORCED 79 X 145 CM, 15 OP TOWEL 65 X 42 CM XRD, 3 SUCTION TUBE 18 CH 3.0 M, 2 TUBE SILICONE 5.0 X 8.0 MM 1.0 M, 2 SYRINGE 50/60 ML BULB CATHETER TIP CONC., 5 GAUZE LAP 20 X 30 CM 4 P XRD, 20 GAUZE SWAB 10 X 10 CM 16 P XRD, 1 NDLE CNTR 40 - CNT FOAM BLCK/MAG BLD REM YELL, 10 PATTI 1.27 X 2.54 CM XRD WITH STRING, 10 PATTI 25 X 25 MM XRD W/STRING, 10 PATTI 13 X 13 MM XRD WITH STRING, 1 DIATHERMY HOLSTER, 1 DIATHERMY CABLE BIPOLAR, 10 PATTI 25 X 76 MM XRD WITH STRING, 2 BULB SYRINGE 65 ML BLUE, 2 NON ADHERENT DRESSING 7.5 X 20 CM, 1 DIATHERMY PENCIL, 2 POLYSORB 2 - 075 CM, 2 SUTURE SURGILON 4 - 0 CV - 221/213 MM, 1 HYPODERMIC NEEDLE 22 G 40 MM, 4 SA LABEL 3.8 X 6 CM WH | GENERAL CONSUMABLES (GENERAL SURGICAL SUPPLIES) SUPPLEMENTARY
4145 | 4229541411800 | "CUSTOMIZED EFFICIENCY EYE KIT, 1 BNS SURGICAL GOWN UL SP L, 2 HAND TOWEL WHITE 47 X 38 CM WHITE, 1 CREPE PAPER 60 X 60 CM, 1 TABLE COVER 150 X 190 CM REINFORCED, 4 HAND TOWEL WHITE 47 X 38 CM WHITE, 1 BNS SURGICAL GOWN UL SP XLL, 1 MAYO STAND COVER 58 X 137 CM, 10 GAUZE SWAB 10 X 10 CM 16 P XRD, 4 OP TOWEL 65 X 42 CM XRD, 1 NDLE CNTR 20 - CNT FOAM BLCK/MAG BLD REM YELL, 5 EYE SPEAR PVA 5 PC, 1 EYE PAD 5 X 7 CM, 1 INSTRUMENT WIPE 7.5 X 7.5 CM, 4 SA LABEL 3.8 X 6.0 CM WHITE, 1 HYPODERMIC NEEDLE 30 GAUGE 12 MM YELLOW, 1 EYE SHIELD, 4 SA LABEL 1.0 X 4.0 CM WHITE BLANK, 1 SYRINGE 10 ML L/L, 1 SYRINGE 5 ML L/L, 1 NEEDLE HYPODERMIC 25 GAUGE 16 MM, 1 NEEDLE HYPODERMIC 20 GAUGE 25 MM, 1 SYRINGE 3 ML L/L, 1 GALLIPOT 120 ML, 1 BOWL 500 ML, 1 BOWL 250 ML, 1 DIATHERMY CABLE BIPOLAR, 1 SKIN MARKER REGULAR, 1 SUCTION TUBE 24 CH 4.0 M, 1 FLUID COLLECTION POUCH 40 X 35 CM, 1 SUCTION AND DIATHERMY BAG, 40 X 35 CM, 1 KIDNEY BOWL 800 ML, 1 TUBE HOLDER 2.5 X 30 CM, 2 OP TOWEL 90 X 72.5 CM, 1 SPLIT SHEET 1 | GENERAL CONSUMABLES (GENERAL SURGICAL SUPPLIES) SUPPLEMENTARY
4146 | 4213170115800 | "CUSTOMIZED EFFICIENCY GENERAL LAPAROSCOPY 1 ; 1 LAPAROSCOPY DRAPE 200/250 X340 CM, 1 CREPE PAPER 60X60CM, 1 REINFORCED TABLE COVER 150 X 190 WRAPPING, 1 MAYO STAND COVER REINFORCED 79X145CM, 4 OP TOWEL 75X50CM, 1 SCALPEL BLADE N#11, 1 PAPER BAG 11X1 9CM, 1 SYRINGE 5ML L/L 3PARTS CONC, . 1 NEEDLE HYPODERMIC 18G 40MM PINK, 1 NEEDLE HYPODERMIC 22G 40MM BLACK, 1 SYRINGE 20ML L/L 3PARTS CONC., 2 BOWL 1000ML, 2 SUCTION AND DIATHERMY BAG 40X35 CM, 1 ANTI FOG SOLUTION, 2 TUBE HOLDER 5X15CM, 4 MEPILEX BORDER POST-OP 6X8CM PAD 3X5CM, 1 COVER CA MERA 18X244CM W/CARD TRANSP, 10 GAUZE SWAB 10X10CM 16P XRD, 1 NEEDLE COUNTER, 20-COUNT, DOUBLE MAGNET, 2 BOWL 250ML, 1 BNS SURGICAL GOWN UL SP L WITH HAND TOWELS 47X38CM, 2 BNS SURGICAL GOWN UL SP XL WITH HAND TOWELS 47X38CM, 2 KIDNEY BOWL 800ML, 5 GAUZE LAP 30X30CM 20TH6P XRD 5PCS, 1 VERESS NEEDLE 120MM, 2 COTTON APPLICATOR. (EACH)" | GENERAL CONSUMABLES (GENERAL SURGICAL SUPPLIES) SUPPLEMENTARY
4147 | 4229541401400 | "CUSTOMIZED EFFICIENCY GENERAL LAPAROSCOPY 2 ; 2 OP TOWEL 90 X 75 CM, 1 DRAPE 175 X 175 CM, 1 DRAPE 150 X 240 CM, 2 HAND TOWEL WHITE47 X 38 CM WHITE, 1 SURGICAL GOWN ULTRA L-XL, 1 CREPE PAPER 60 X 6 0CM, 1 TABLE COVER 150 X 190 CM REINFORCED, 4 HAND TOWEL WHITE 47 X 38 CM WHITE, 2 SURGICAL GOWN ULTRA L-XL, 1 TABLE COVER 100 X 150 CM FOLDED, 1 MAYO STAND COVER 58 X 137 CM, 1 NDLE CNTR 40-CNT FOAM BLCK/MAG BLD REM YELL, 5 GA UZE LAP 20 X 30 CM 4P XRD, 10 GAUZE SWAB 10 X 10 CM 16 P XRD, 2 FLUID COLLECTION POUCH 40 X 35CM, 1 ANTI FOG SOLUTION, 1 SYRINGE 10 ML L/L, 1 SYRINGE 20 ML L/L, 1 NEEDLE HYPODERMIC 18 GAUGE 40 MM, 1 SKIN MARKER REGULAR, 1 CAMERA DRAPE 18 X 246 CM, 4 SA LABEL 3,8X6,0CM WHITE, 4 SA LAB EL 1.0 X 4.0 CM WHITE BLANK, 1 GALLIPOT 60 ML, 1 BOWL 250 ML POLYPROPYLENE BLUE DENTURE, 1 KIDNEY BOWL 800 ML, 1 HYPODERMIC NEEDLE 22 GAUGE 40 MM, 1 VERESS NEEDLE 120 MM, 1 SCALPEL BLADE N#11, 6 OP TOWEL 65 X 42 CM XRD, 2 SKIN CLOSURE STRIP 6.0 X 75 MM, 1 NON ADHERENT DRESSING 7.5 X 20" | GENERAL CONSUMABLES (GENERAL SURGICAL SUPPLIES) SUPPLEMENTARY
4148 | 4229541411900 | "CUSTOMIZED EFFICIENCY GYNECOLOGY VAGINAL KIT, 1 BLUE CODED INSERT CARD FOR PROCEDURE PAK, 1 SIDE LABEL 191 X 39 MM BLUE BLANK, 2 LITHOTOMY LEGGINGS 78 X 121 CM, 2 HAND TOWEL 60 X 40 CM, 1 CREPE PAPER 60 X 60 CM, 1 TABLE COVER 150 X 190 CM, 4 SURGICAL GOWN ULTRA L - XL, 2 HAND TOWEL 60 X 40 CM, 2 HAND TOWEL 60 X 40 CM, 1 UNDER BUTTOCKS DRAPE 97 X 112 CM, 2 OP TOWEL 66 X 40 CM XRD, 1 MATERNITY PAD, 1 COLLECTION POUCH 50 X 58 CM SA, 1 KIDNEY BOWL 800 ML, 1 NEEDLE COUNTER MAGNETIC, 1 SUCTION TUBE 18 CH 3.0 M, 10 GAUZE SWAB 10 X 10 CM 16 P XRD, 8 SA LABEL 3.8 X 6.0 CM WHITE, 1 CATHETER SIL. 14 CH 40 CM 2 W B 5 - 10 ML, 1 SUCTION CANNULA YANKAUER 18 CH, 5 GAUZE LAP 20 X 30 CM 4 P XRD, 1 SKIN MARKER REGULAR, 1 TUBE HOLDER 2.5 X 30 CM, 1 FLUID COLLECTION POUCH 40 X 35 CM, 1 BOWL 500 ML, 1 OP TOWEL, 1 BOWL 2000 ML, 1 NON ADHERENT DRESSING 10 X 20 CM, 1 GYNE DRAPE 60 X 116 CM, 1 GYNECOLOGY DRAPE 200 X 255 CM" | GENERAL CONSUMABLES (GENERAL SURGICAL SUPPLIES) SUPPLEMENTARY
4149 | 4229541415700 | "CUSTOMIZED EFFICIENCY HEAD AND NECK KIT. 1 REINFORCED TABLE COVER 150 X 190 WRAPPING, 2 ADHESIVE OP TOWEL 90X75CM, 2 ADHESIVE OP SHEET 175X175CM, 2 SUCTION AND DIATHERMY BAG 40X35 CM, 1 INCISE DRAPE 60X35CM, 1 SUCTION CANNULA YANKAUER 18CH, 2 GALLIPOT 120ML, 2 KIDNEY BOWL 800ML TRANSPARENT, 2 BOWL TRANSPARENT 250ML, 3 HAND TOWEL 40X48CM, 1 SKIN MARKER REGULAR, 1 SCALPEL N#20 SS BLADE PROTECTION, 2 SCALPEL N#15, 20 GAUZE ROUND MEDIUM 8X8CM XRD, 20 GAUZE SWAB 10X10CM 8P XRD, 5 GAUZE LAP 30X30CM 6P XRD, 2 STICK SPONGE ORANGE, 3 RETRACTOR HOOK STD. SHARP SEA STAR, 1 SEA STAR FRAME- SMALL/LARGE. 35 CM X 22 CM, 1 MAGNETIC INSTRUMENT PAD, 1 CREPE PAPER 60X60CM, 1 SUCT.TUBE 30CH 3.5M F/F, DIATH. 1 PENCIL HAND ROCKER PTFE BLADE 320CM, 2 TUBE HOLDER 2, 5X15CM VELCRO/ADH, 1 NEEDLE CNTR 10-CNT FOAM BLOCK MAG BLD REM, DIATH. 1 ELECTRODE BLADE 6, 99CM PTFE INSULATED COATED, 1 FORCEPS BIPOLAR STRAIGHT 200MM CABLE 300CM, 2 SURGICAL GOWN UNIVERSAL L WITH HAND TOWELS, 2 SURGICAL GOWN UNIVERSAL XL WITH | GENERAL CONSUMABLES (GENERAL SURGICAL SUPPLIES) SUPPLEMENTARY
4150 | 4229541412000 | "CUSTOMIZED EFFICIENCY HIPEC LAPAROTOMY KIT; 2 HAND TOWEL 47 X 38 CM WHITE, 1 SURGICAL GOWN ULTRA L-XL, 1 CREPE PAPER 60 X 60 CM, 1 TABLE COVER 190 X 210 CM REINFORCED, 6 HAND TOWEL 47 X 38 CM WHITE, 3 SURGICAL GOWN ULTRA L-XL, 1 TABLE COVER 190 X 210 CM REINF FOLDED, 1 URO/GYNECOLOGY DRAPE, 1 UNDER-BUTTOCKS DRAPE 85 X 12 0CM WITH POUCH, 1 MAYO STAND COVER 58 X 137 CM, 1 JUG 1200 ML POLYPROPYLENE GRADUATED TRANSP., 1 SUCTION TUBE 18 CH 3.0 M, 8 UTILITY DRAPE WITH TAPE 64 X 38 CM, 1 OP SHEET 152 X 193 CM BLUE, 1 MAGNETIC INSTRUMENT PAD 25.4 CM X 40.6 CM BLUE, 1 SYRINGE 50/60 ML BULB CATHETER TIP CONC., 1 NDLE CNTR 40-CNT FOAM BLCK/MAG BLD REM YELL, 3 SUTURE BAG 16.5 X 30.5 CM, 4 SKIN STAPLER APPOSE ULC, 1 DIATHERMY PENCIL, 1 SKIN MARKER REGULAR, 1 SCALPEL BLADE N#10, 2 DIATHERMY BALL, 1 TRANSFER TRAY 23 X 11 X 2.2 CM BLUE, 2 FLUID COLLECTION POUCH 40 X 35 CM, 1 MEPILEX BORDER POST-OP 10 X 25 CM PAD 4.5 X 19.5 CM, 1 NON ADHERENT DRESSING 7.5 X 20 CM, 1 SUCTION CANNULA YANKAUER 24 CH, 2 M | GENERAL CONSUMABLES (GENERAL SURGICAL SUPPLIES) SUPPLEMENTARY
4151 | 4229541412100 | "CUSTOMIZED EFFICIENCY INFUSAPORT KIT, 2 HAND TOWEL 47 X 38 CM WHITE, 1 SURGICAL GOWN ULTRA L - XL, 1 CREPE PAPER 60 X 60 CM, 1 TABLE COVER 150 X 190 CM REINFORCED, 6 HAND TOWEL 47 X 38 CM WHITE, 3 SURGICAL GOWN ULTRA L - XL, 1 MAYO STAND COVER 80 X 145 CM, 2 HAND TOWEL 47 X 38 CM WHITE, 1 NEEDLE COUNTER, 15 GAUZE LAP 20 X 30 CM 4 P XRD, 20 GAUZE SWAB 10 X 10 CM 16 P XRD, 1 SKIN STAPLER APPOSE ULC, 4 SA LABEL 3.8 X 6 CM WHITE BLANK, 4 SA LABEL 13 MM X 40 MM WHITE BLANK, 1 BOWL 500 ML, 1 BOWL 1000 ML, 1 BOWL 2000 ML, 1 DIATHERMY CABLE BIPOLAR, 1 SYRINGE 50/60 ML BULB CATHETER TIP CONC., 1 SYRINGE 20 ML L/L, 1 SKIN MARKER REGULAR, 1 SCALPEL BLADE N# 15, 2 BONEWAX WHITE 2.5 G, 1 SCALPEL BLADE N# 10, 1 KIDNEY BOWL 800 ML, 1 DIATHERMY PENCIL, 6 OP TOWEL 65 X 42 CM XRD, 1 MESORB 15 X 23 CM, 1 C - ARM DRAPE 116 X 183 CM, 2 FLUID COLLECTION POUCH 40 X 35 CM, 1 FOAM DRESSING 10 X 30 CM, 2 SPLIT SHEET 152 X 178 CM, 4 ADHESIVE OP TOWEL 90 X 90 CM, 1 SUC SET 24 CH 3.5 M NON COND YANK 12 CH TAPRD, | GENERAL CONSUMABLES (GENERAL SURGICAL SUPPLIES) SUPPLEMENTARY
4152 | 4229541415800 | "CUSTOMIZED EFFICIENCY LAP. HYSTERECTOMY KIT, 2 INSTRUMENT BAG 30X50CM, 2 HAND TOWEL, 1 CREPE PAPER 60X60CM 60G/M2 WHITE, 1 SURGICAL GOWN UNIVERSAL HP M 119CM, 1 REINFORCED TABLE COVER 150 X 190 WRAPPING, 6 HAND TOWEL, 1 SURGICAL GOWN UNIVERSAL HP M 119CM, 2 SURGICAL GOWN UNIVERSAL HP XL-L 151CM, 1 MAYO STAND COVER REINFORCED 79X145CM, 20 GAUZE SWAB 10X10CM 16P XRD, 1 GAUZE TOWEL 61X43CM XRD LOOP BLUE 2/1, 1 ANTI FOG SOLUTION, 1 NDLE CNTR 20-CNT FOAM BLCK/MAG BLD REM YELL, 1 NEEDLE HYPODERMIC 22G 40MM BLACK, 1 SKIN MARKER REGULAR, 1 NEEDLE HYPODERMIC 18G 40MM PINK, 1 SYRINGE 20ML L/L 3PARTS CONC., 1 SYRINGE 10ML L/L 3PARTS CONC., 2 SKIN CLOSURE STRIP 12, 0X100MM, 1 SCALPEL BLADE N#10, 1 SCALPEL BLADE N#11, 1 VERESS NEEDLE 120MM, 1 KIDNEY BOWL 800ML RED, 2 BOWL 250 ML GRADUATED BLUE, 5 GAUZE LAP 30X30CM 6P XRD, 1 SMOKE EVACUATOR LL CLAMP FILTER, 1 CAMERA DRAPE 18X250 CM, 4 MEPILEX BORDER POST OP 6X8CM, 2 BOWL 2500ML POLYPROPYLENE BLUE, 4 SA LABEL 3, 8X6CM WHITE BLANK, 4 SA LABEL 13MMX40 | GENERAL CONSUMABLES (GENERAL SURGICAL SUPPLIES) SUPPLEMENTARY
4153 | 4229550658300 | "CUSTOMIZED EFFICIENCY LAPAROSCOPY COLORECTAL KIT; 1 LAPAROSCOPY DRAPE 175/250 X 295 CM, 3 SURGICAL GOWN ULTRA L-XL WITH HAND TOWELS 47 X 38 CM, 1 SURGICAL GOWN ULTRA L-L WITH HAND TOWELS 47 X 38 CM, 1 DIATHERMY PENCIL PTFE BLADE, 1 CREPE PAPER 60 X 60 CM, 1 TABLE COVER 190 X 150 CM REINFORCED, UNDER-BUTTOCKS DRAPE 85X120CM WITH POUCH, QUIVER FOR LAPAROSCOPIC INSTRUMENTS EXTENDABLE, 15 GAUZE LAP 45 X 45 CM 6P XRD, 1 NEEDLE HYPODERMIC 18 G 40 MM, 1 SKIN MARKER REGULAR WITH RULER, 1 HYPODERMIC NEEDLE 22 G 40 MM, 1 SYRINGE 20 ML L/L, 1 SYRINGE 10 ML L/L, 1 SCALPEL BLADE N#10, 1 SCALPEL BLADE N#11, 2 KIDNEY BOWL 800 ML, 6 OP TOWEL 75 X 50 CM XRD, 1 MAYO STAND COVER 58 X 137 CM, 1 SUCTION CANNULA YANKAUER 24 CH, 1 SUCTION TUBE 18 CH 3.0 M, 2 SYRINGE 50/60 ML BULB CATHETER TIP CONC., 1 BOWL 4000 ML, 1 NDLE CNTR 40-CNT FOAM BLCK/MAG BLD REM YELL, 2 FLUID COLLECTION POUCH 40 X 35 CM, 10 GAUZE SWAB 10 X 10 CM 16 P XRD, 2 BOWL 1000 ML POLYPROPYLENE BLUE, 2 BOWL 250 ML POLYPROPYLENE BLUE" | GENERAL CONSUMABLES (GENERAL SURGICAL SUPPLIES) SUPPLEMENTARY
4154 | 4229548020100 | "CUSTOMIZED EFFICIENCY LIVER TRANSPLANT KIT, 1 CREPE PAPER 60 X 60 CM, 1 TABLE COVER 190 X 210 CM REINFORCED, 4 SURGICAL GOWN ULTRA L - XL, 1 TABLE COVER 190 X 210 CM REINF FOLDED, 3 MAYO STAND COVER 79 X 145 CM, 2 SURGICAL CLIP APPLIER 23 CM MEDIUM TT 30 CLIPS, 1 BANDED BAG CIRCULAR 150 CM, 20 GAUZE SWAB 10 X 10 CM 16 P XRD, 10 OP TOWEL 65 X 42 CM XRD, 1 CREPE PAPER 60 X 60 CM, 2NDLE CNTR 40 - CNT FOAM BLCK/MAG BLD REM YELL, 1 NON ADHERENT DRESSING 7.5 X 20 CM, 2 MEPILEX BORDER POST - OP 9 X 15 CM PAD 4.5 X 10 CM, 2 MEPILEX BORDER POST - OP 10 X 25 CM PAD 4.5 X 19.5 CM, 2 MEPILEX BORDER POST - OP 6 X 8 CM PAD 3 X 5 CM, 1 SKIN STAPLER APPOSE ULC, 4 FLUID COLLECTION POUCH 40 X 35 CM, 1 NYLON TAPE 3 MM 70 CM, 1 SKIN MARKER REGULAR, 2 SUTURE BOOTS MOSQUITO YELLOW 5 PR 10/1, 1 SCALPEL BLADE N# 15, 1 IV CANNULA 18 G 48 MM GREEN, 1 SYRINGE 10 ML L/L, 1 SYRINGE 20 ML L/L, 1 SCALPEL BLADE N# 10, 1 VESSEL LOOP MAXI 1 MM 40.6 CM SIL BLUE 1 PIECE, 1 VESSEL LOOP MINI 0.83 MM 40.6 CM SIL RED 1 PC, | GENERAL CONSUMABLES (GENERAL SURGICAL SUPPLIES) SUPPLEMENTARY
4155 | 4229541404900 | "CUSTOMIZED EFFICIENCY MAJOR GENERAL SURGERY KIT, 2 OP TOWEL 90 X 75 CM, 1 DIATHERMY BLADE, 2 HAND TOWEL WHITE 47 X 38 CM WHITE, 1 SURGICAL GOWN ULT RA L - XL, 1 DIATH. PENCIL PTFE BLADE AND SMOKE EVAC, 1 CREPE PAPER 60 X 60 CM, 1 TABLE COVER 150 X 240 CM REINFORCED, 4 HAND TOWEL WHITE 47 X 38 CM WHITE, 2 SURGICAL GOWN ULTRA L - XL, 1 NDLE CNTR 40 - CNT FOAM BLCK/MAG BLD REM YELL, 10 GAUZE SWAB 10 X 10 CM 16 P XRD, 1 MAYO STAND COVER 58 X 137 CM, 20 LAP SPONGE 45 X 45 CM 6 PLY XRD, 1 OP TOWEL 65 X 42 CM XRD, 1 NON ADHERENT DRESSING 7, 5 X 20 CM, 1 SKIN STAPLER APPOSE ULC, 2 SYRINGE 50/60 ML BULB CATH. TIP CONC., 4 SA LABEL 3.8 X 6.0 CM WHITE, 1 SKIN MARKER REGULAR, 4 SA LABEL 1.0 X 4.0 CM WHITE BLANK, 1 SYRINGE 20 ML L/L, 1 SCALPEL BLADE N# 10, 1 SCALPEL BLADE N# 15, 1 SCALPEL BLADE N# 20, 1 BOWL 500 ML, 1 BOWL 250 ML POLYPROPYLENE BLUE DENTURE, 1 KIDNEY BOWEL 800 ML, 1 JUG 1200 ML POLYPROPYLENE GRADUATED TRANSP,.1 BOWEL 1000 ML, 1 BOWEL 6000 ML POLYPROPYLENE BLUE, 1 SUCTION TUBE 18 CH | GENERAL CONSUMABLES (GENERAL SURGICAL SUPPLIES) SUPPLEMENTARY
4156 | 4229541405200 | "CUSTOMIZED EFFICIENCY MASTECTOMY KIT, 1 BNS SURGICAL GOWN UL SP L, 2 HAND TOWEL WHITE 47 X 38 CM WHITE, 1 CREPE PAPER 60 X 60 CM, 1 TABLE COVER 190 X 210 CM REINFORCED, 20 GAUZE LAP 45 X 45 CM 6 P XRD, 2 MAYO STAND COVER 58 X 137 CM, 2 HAND TOWEL WHITE 47 X 38 CM WHITE, 1 BNS SURGICAL GOWN UL SP L, 4 SA LABEL 3.8 X 6.0 CM WHITE, 4 SA LABEL 1.0 X 4.0 CM WHITE BLANK, 1 BOWL 1000 ML, 1 BOWL 250 ML POLYPROPYLENE BLUE DENTURE, 1 N DLE CNTR 40 - CNT FOAM BLCK/MAG BLD REM YELL, 10 GAUZE SWAB 10 X 10 CM 16 P XRD, 1 ABSORBENT DRESSING 20 X 40 CM, 1 SYRINGE 50/60 ML BULB CATHETE R TIP CONC., 2 SKIN STAPLER APPOSE ULC, 2 FLUID COLLECTION POUCH 40 X 35 CM, 1 NON ADHERENT DRESSING 7.5 X 20 CM, 1 SKIN MARKER REGULAR, 1 DIA TH. PENCIL PTFE BLADE AND SMOKE EVAC, 1 HYPODERMIC NEEDLE 22 GAUGE 40 MM, 1 MAGNETIC INSTRUMENT PAD 25.4 CM X 40.6 CM BLUE, 1 NEEDLE HYPODERMIC 18 GAUGE 40 MM, 1 SYRINGE 20 ML L/L, 1 SCALPEL BLADE N# 10, 1 POST OP DRESSING 6 X 7 CM, 1 POST OP DRESSING 9 X 15 CM, 1 POST OP DRESSIN | GENERAL CONSUMABLES (GENERAL SURGICAL SUPPLIES) SUPPLEMENTARY
4157 | 4229541412200 | "CUSTOMIZED EFFICIENCY MICROSURGERY FREE FLAP KIT, 1 BNS SURGICAL GOWN UL HP L, 1 CREPE PAPER 60 X 60 CM, 1 TABLE COVER 150 X 190 CM REINFORCED, 4 BNS SURGICAL GOWN UL HP XLL, 12 HAND TOWEL WHITE 47 X 38 CM WHITE, 1 BNS SURGICAL GOWN UL HP XLL, 4 SYRINGE 20 ML L/L, 4 SCALPEL BLADE N# 15, 2 SKIN CLOSURE STRIP 12.0 X 100 MM, 1 PAPER BAG 38 X 51 CM, 2 CAST PADDING 10 CM 3.0 M, 2 NON ADHERENT DRESSING 7.5 X 20 CM, 1 SKIN STAPLER APPOSE ULC, 1 DIATHERMY CABLE BIPOLAR, 1 INSTRUMENT WIPE 7.5 X 7.5 CM, 2 SKIN MARKER REGULAR, 1 SKIN MARKER FINE TIP, 2 VESSEL LOOP MINI 0.83 MM 40.6 CM SIL RED 1 PC, 10 EYE SPEAR PVA 5 PC, 6 OP TOWEL 65 X 42 CM XRD, 1 COVER CAMERA 18 X 242 CM ELASTIC TIP 1 TAPE, 1 DIATHERMY PENCIL, 10 SA LABEL 1.0 X 4.0 CM WHITE BLANK, 1 SPIKE CONNECTION LINE, 1 NDLE CNTR 40 - CNT FOAM BLCK/MAG BLD REM YELL, 1 BOWL 250 ML, 10 GAUZE LAP 45 X 45 CM 6 P XRD, 1 BOWL 500 ML, 20 GAUZE SWAB 10 X 10 CM 16 P XRD, 1 SUCTION AND DIATHERMY BAG, 40 X 35 CM, 1 BULB SYRINGE 65 ML BLUE, 1 FLUID C | GENERAL CONSUMABLES (GENERAL SURGICAL SUPPLIES) SUPPLEMENTARY
4158 | 4229541412300 | "CUSTOMIZED EFFICIENCY NECK DISSECTION KIT; 2 BNS SURGICAL GOWN UL HP L, 1 CREPE PAPER 60 X 60 CM, 1 TABLE COVER 150 X 190 CM REINFORCED, 8 HAND TOWEL WHITE 47 X 38 CM WHITE, 2 BNS SURGICAL GOWN UL HP XLL, 1 MAYO STAND COVER 58 X 137 CM, 1 GALLIPOT 120 ML, 1 BOWL 250 ML, 10 SA LABEL 1.0 X 4.0 CM WHITE BLANK, 5 GAUZE LAP 20X30CM 4P XRD, 1 BOWL 500 ML, 1 BOWL 1000ML, 10 GAUZE SWAB 10 X 10 CM 16P XRD, 2 KIDNEY BOWL 800 ML, 2 SYRINGE 10 ML L/L, 1 SCALPEL BLADE N#10, 1 SCALPEL BLADE N#15, 1 NEEDLE DENTAL 25G 40MM, 1 SKIN MARKER REGULAR, 4 OP TOWEL 30 X 46 CM TRANSP., 1 BULB SYRINGE 65 ML BLUE, 1 NDLE CNTR 40-CNT FOAM BLCK/MAG BLD REM YELL, 1 BOWL 2000 ML, 6 OP TOWEL 65 X 42 CM XRD, 1 SUCTION TUBE 18 CH 3.0 M, 2 NON ADHERENT DRESSING 7.5 X 20 CM, 1 SPLIT SHEET 150 X 193 CM, 1 FLUID COLLECTION POUCH 40 X 35 CM, 1 DRAPE 175 X 173 CM, 1 MAGNETIC INSTRUMENT DRAPE, 1 SPLIT SHEET 250 X 290 CM, SPLIT 20 X 102 CM, 1 FOAM DRESSING LITE 7.5 X 7.5 CM, 1 SUCTION AND DIATHERMY BAG, 40 X 35 CM, 1 TRAY 43 | GENERAL CONSUMABLES (GENERAL SURGICAL SUPPLIES) SUPPLEMENTARY
4159 | 4229541412400 | "CUSTOMIZED EFFICIENCY NEURO SPINE KIT; 1 BNS SURGICAL GOWN UL SP L, 2 HAND TOWEL 47 X 38 CM WHITE, 1 CREPE PAPER 60 X 60 CM, 1 TABLE COVER 150 X 190 CM REINFORCED, 2 MAYO STAND COVER REINFORCED 79 X 145 CM, 1 BNS SURGICAL GOWN UL SP XL, 2 HAND TOWEL 47 X 38 CM WHITE, 5 GAUZE LAP 20 X 30 CM 4P XRD, 20 GAUZE SWAB 10 X 10 CM 16 P XRD, 1 NDLE CNTR 40-CNT FOAM BLCK/MAG BLD REM YELL, 2 FILM DRESSING 10 X 12 CM, 1 SKIN STAPLER APPOSE ULC, 10 PATTI 13 X 13 MM XRD W/STRING, 10 PATTI 25 X 25 MM XRD WITH STRING, 10 PATTI 1.27 X 2.54 CM XRD WITH STRING, 10 PATTI 25 X 76 MM XRD WITH STRING, 2 SYRINGE 50/60 ML BULB CATHETER TIP CONC., 2 BULB SYRINGE 65 ML BLUE, 1 HYPODERMIC NEEDLE 22 GAUGE 40 MM, 4 SA LABEL 3.8 X 6 CM WHITE, 2 IV CANNULA 18 GAUGE 48 MM GREEN, 4 SA LABEL 13 MM X 40MM WHITE BLANK, 1 BOWL 500 ML, 2 BOWL 250 ML, 1 BASIN LINER - SINGLE, 1 DIATH. HOLSTER HDPE WHITE, 1 NEEDLE HYPODERMIC 18 GAUGE 40 MM, 1 BOWL 1000 ML, 1 SKIN MARKER REGULAR, 1 SYRINGE 10 ML L/L, 2 SCALPEL BLADE N#15, 1 NEE | GENERAL CONSUMABLES (GENERAL SURGICAL SUPPLIES) SUPPLEMENTARY
4160 | 4229541405900 | "CUSTOMIZED EFFICIENCY NEURO THORACOLUMBAR LUMBOSACRAL SPINE KIT, 1 BNS SURGICAL GOWN UL SP L, 2 HAND TOWEL 47 X 38 CM WHITE, 1 CREPE PAPER 60 X 60 C M, 1 TABLE COVER 150 X 190 CM REINFORCED, 2 MAYO STAND COVER REINFORCED 79 X 145 CM, 1 BNS SURGICAL GOWN UL SP XL, 2 HAND TOWEL 47 X 38 CM WHITE, 5 GAUZ E LAP 20 X 30 CM 4 P XRD, 20 GAUZE SWAB 10 X 10 CM 16 P XRD, 1 NDLE CNTR 40 - CNT FOAM BLCK/MAG BLD REM YELL, 2 FILM DRESSING 10 X 12 CM, 1 SKIN STAPLER AP POSE ULC, 10 PATTI 13 X 13 MM XRD W/STRING, 10 PATTI 25 X 25 MM XRD W/STRING, 10 PATTI 1.27 X 2.54 CM XRD W/STRING, 10 PATTI 25 X 76 MM XRD W/STRING, 2 SY RINGE 50/60 ML BULB CATH. TIP CONC,.2 BULB SYRINGE 65 ML BLUE 1 HYPODERMIC NEEDLE 22 G 40 MM, 4 SA LABEL 3, 8 X 6 CM WHITE, 2 IV CANNULA 18 G 48 MM GRE EN, 4 SA LABEL 13 MMX 40 MM WHITE BLANK, 1 BOWL 500 ML, 2 BOWL 250 ML 1 BASIN LINER - SINGLE, 1 DIATH. HOLSTER HDPE WHITE, 1 NEEDLE HYPODERMIC 18 G 40 MM, 1 BOWL 1000 ML, 1 SKIN MARKER REGULAR, 1 SYRINGE 10 ML L/L, 2 SCALP EL BLADE N# | GENERAL CONSUMABLES (GENERAL SURGICAL SUPPLIES) SUPPLEMENTARY
4161 | 4229541406700 | "CUSTOMIZED EFFICIENCY OPHTHALMIC GENERAL PHACO AND CATARACT KIT; 1 MAYO STAND COVER 79X145CM, 1 RED CODED INSERT CARD FOR PROCEDURE TRAY, 2 BNS SURGICAL GOWN L, 1 OPHTHALMIC DRAPE 140X150CM, 1 DRAPE 150X240CM, 4 OP TOWEL 50X50CM, 2 NEEDLE HYPODERMIC 1 8G 40MM, 3 SYRINGE 3ML L/L, 1 SYRINGE 5ML L/L, 2 SYRINGE 10ML L/L, 2 GAUZE SWAB 10X10CM 16P XRD, 1 EYE PAD 5X7CM, 3 BOWL 250ML, 1 KIDNEY BOWL 800ML, 1 EYE SPEAR, 1 EYE SHIELD, 2 COTTON APPLICATOR L 15CM, 4 HAND TOWEL 47X38CM WHITE, 1 KIDNEY BOWL 800ML, 1 INSTRUMENT WIPE 7, 5X7, 5CM, 1 RED CODED SIDE/BOTTOM LABEL 191 X 39 MM FOR PROCEDURE PAK, 1 RED CODED TRANSPORT BOX STICKER, 1 TABLE COVER 150X190CM STANDARD" | GENERAL CONSUMABLES (GENERAL SURGICAL SUPPLIES) SUPPLEMENTARY
4162 | 4229541406200 | "CUSTOMIZED EFFICIENCY OPHTHALMIC OCULOPLASTY GENERAL PPV; 2 MAYO STAND COVER 79X145CM, 1 VIOLET CODED INSERT CARD FOR PROCEDURE TRAY, 2 BNS SURGICAL GOWN L WITH HAND TOWELS, 1 OPHTHALMIC DRAPE 140X150CM, 1 DRAPE 150X240CM, 6 OP TOWEL 50X50CM, 1 SUCTION AND DIATHERMY BAG 40X35 CM, 2 NEEDLE HYPODERMIC 18G 40MM, 2 SYRINGE 3ML L/L, 1 SYRINGE 5ML L/L, 1 SYRINGE 10ML L/L, 1 NEEDLE HYPODERMIC 25G 16MM, 2 GAUZE S WAB 10X10CM 16P XRD, 1 SKIN CLOSURE STRIP 12, 0X100MM, 1 EYE PAD 5X7CM, 3 BOWL 250ML, 1 KIDNEY BOWL 800ML, 1 EYE SPEAR, 1 EYE SHIELD, 10 COTTON APPLICATOR L 15CM, 1 KIDNEY BOWL 800ML, 1 INSTRUMENT WIPE 7, 5X7, 5CM, 1 SUTURE BOOTS MOSQUITO YELLOW 2PR 4/1, 1 VIOLET CODED SIDE/BOTTOM LABEL 191 X 39 MM FOR PROCEDURE PAK, 1 VIOLET CODED TRANSPORT BOX STICKER, 1 TABLE COVER 150X190CM STANDARD" | GENERAL CONSUMABLES (GENERAL SURGICAL SUPPLIES) SUPPLEMENTARY
4163 | 4229541412500 | "CUSTOMIZED EFFICIENCY ORTHO SPINE KIT; 2 HAND TOWEL 47 X 38 CM WHITE, 1 SURGICAL GOWN ULTRA LARGE-EXTRA LARGE, 1 CREPE PAPER 60 X 60 CM, 1 TABLE COVER 150 X 190 CM REINFORCED, 6 HAND TOWEL 47 X 38 CM WHITE, 3 SURGICAL GOWN ULTRA LARGE-EXTRA LARGE, 1 MAYO STAND COVER 80 X 145 CM, 2 HAND TOWEL 47 X 38 CM WHITE, 1 NEEDLE COUNTER, 15 GAUZE LAP 30 X 30 CM 16PLY XRD, 20 GAUZE SWAB 10 X 10 CM 16 P XRD, 1 SKIN STAPLER APPOSE ULC, 4 SA LABEL 3.8 X 6 CM WHITE BLANK, 4 SA LABEL 13 MM X 40 MM WHITE BLANK, 1 BOWL 500 ML, 1 BOWL 1000 ML, 1 BOWL 2000 ML, 1 DIATHERMY CABLE BIPOLAR, 1 SYRINGE 50/60 ML BULB CATHETER TIP CONC., 1 SYRINGE 20 ML L/L, 1 SKIN MARKER REGULAR, 1 SCALPEL BLADE N#15, 1 SCALPEL BLADE N#10, 1 KIDNEY BOWL 800 ML, 1 DIATHERMY PENCIL, 6 OP TOWEL 65 X 42 CM XRD, 1 C-ARM DRAPE 116 X 183 CM, 2 FLUID COLLECTION POUCH 40 X 35 CM, 2 SPLIT SHEET 152 X 178 CM, 4 ADHESIVE OP TOWEL 90 X 90 CM, 1 ORTHOPEDIC SUCTION SET, 1 INCISE ANTIMICROBIAL DRAPE, 2 LARGE DRAPE" | GENERAL CONSUMABLES (GENERAL SURGICAL SUPPLIES) SUPPLEMENTARY
4164 | 4229541412600 | "CUSTOMIZED EFFICIENCY PACK CESAREAN SECTION 1 ; 1 CREPE PAPER 60 X 60 CM, 2 SURGICAL GOWN REINFORCED L WITH HAND TOWELS 40 X 48 CM, 1 REINFORCED TABLE COVER 150 X 190 WRAPPING, 2 SURGICAL GOWN REINFORCED XL WITH HAND TOWELS 40 X 48 CM, 1 MAYO STAND COVER REINFORCED 79 X 145 CM, 2 SCALPEL BLADE N#20, 1 PAPER BAG 25 X 38 CM, 1 BULB SYRINGE 65 ML BLUE, 1 NEEDLE CNTER 10-CNT FOAM BLOCK/MAG YELL, 1 UMBILICAL CORD CLAMP WHITE, 1 SYRINGE 20 ML L/L 3 PARTS CONC., 2 OP TOWEL 65 X 42 CM XRD, 2 BOWL 250 ML, 2 KIDNEY BOWL 800 ML, 2 TUBE HOLDER 2.5 X 15 CM VELCRO/ADH, 2 BOWL 2000 ML, 10 GAUZE SWAB 10 X 10 CM 16P XRD, 10 GAUZE LAP 45 X 45 CM 4P XRD, 1 SUCTION SET 3.5 M YANKAUER, 1 BNS C-SECTION DRAPE 175/250 X 300 CM INC. 38 X 32 CM, 1 MATERNITY PAD 11 X 35 CM" | GENERAL CONSUMABLES (GENERAL SURGICAL SUPPLIES) SUPPLEMENTARY
4165 | 4229541412800 | "CUSTOMIZED EFFICIENCY PCNL PACK, 1 TUBE HOLDER 2.5 X 30 CM, 1 REINFORCED TABLE COVER 150 X 240 WRAPPING, 2 GAUZE ROUND SPONGE N# 420 TH XRD 5 PIECES, 10 GAUZE SWAB 10 X 10 CM 8 P, 3 BNS SURGICAL GOWN UL HP XLL, 2 OP TOWEL 50 X 50 CM, 1 BNS CRANIOTOMY DRAPE 230 X 300 CM INCLUDING 30 X 2, 1 DRAPE 150 X 175 CM, 1 MAYO STAND COVER 79 X 145 CM, 1 SYRINGE 3 ML L/L, 1 SYRINGE 10 ML L/L, 1 SYRINGE 30 ML L/L, 1 SYRINGE 50 ML CATHETER TIP, 1 BOWL 250 ML, 2 KIDNEY BOWL 800 ML, 1 URINE DRAINAGE BAG 2000 ML, 6 HAND TOWEL 47 X 38 CM WHITE, 1 CYSTO/TURP IRRIGATION SET DOUBLE, 1 SCALPEL N# 11, 2 EXTENSION LINE 75 CM ID 3, 0 MM RA/FLL, 1 SYRINGE 50 ML, 1 CREPE PAPER 60 X 60 CM, 5 GAUZE LAP 30 X 30 CM, 124 CHANNEL X 300 CM SUCTION CONNECTING TUBING, 1 C - ARM DRAPE 116 X 183 CM" | GENERAL CONSUMABLES (GENERAL SURGICAL SUPPLIES) SUPPLEMENTARY
4166 | 4229541412900 | "CUSTOMIZED EFFICIENCY PEDIATRIC CARDIAC KIT; 2 HAND TOWEL 47 X 38 CM WHITE, 1 CREPE PAPER 60 X 60 CM, 1 SURGICAL GOWN UNIVERSAL M, SP, BNS, 1 TABLE COVER 190 X 210 CM REINFORCED, 1 NEEDLE HYPODERMIC 25 GAUGE 16 MM, 1 I.V. CANNULA 14 GAUGE 45 MM, 1 SURGICAL GOWN UNIVERSAL M, SP, BNS, 4 HAND TOWEL 47 X 38 CM WHITE, 1 SURGICAL GOWN UNIVERSAL XXLL, HP, 1 SURGICAL GOWN UNIVERSAL XL, HP, BNS, 20 OP TOWEL 65 X 42 CM XRD, 3 MAYO STAND COVER 58 X 137 CM, 3 LABEL 1 X 4 CM NORMAL SALINE, 4 SA LABEL 13 MM X 40 MM WHITE BLANK, 3 SA LABEL 1 X 4 CM WHITE HEPARIN 1000 IE/ML, 2 SA LABEL 1 X 4 CM WHITE PAPAVERINE, 1 BOWL 250 ML, 1 LABEL WATER, 1 SA LABEL 1 X 4 CM WHITE RINGER-LACTATE, 1 BOWL 500 ML, 1 BOWL 1000 ML, 1 SYRINGE 50/60 ML BULB CATHETER TIP CONC., 1 DIATHERMY BLADE, 1 SYRINGE 20ML L/L, 1 I.V. CANNULA 16 GAUGE 45 MM, 2 KIDNEY BOWL 800 ML, 1 SKIN MARKER REGULAR, 1 HYPODERMIC NEEDLE 22 GAUGE 40 MM, 10 GAUZE LAP 20 X 30 CM 4P XRD, 20 GAUZE SWAB 10 X 10 CM 16P XRD, 1 JUG 1200 ML POLYPROPYLENE GRA | GENERAL CONSUMABLES (GENERAL SURGICAL SUPPLIES) SUPPLEMENTARY
4167 | 4229541413000 | "CUSTOMIZED EFFICIENCY PEDIATRIC CYSTO SUPINE KIT, 1 BNS SURGICAL GOWN UL SP EXTRA LARGE, 2 HAND TOWEL WHITE 47 X 38 CM WHITE, 1 CREPE PAPER 60 X 60 CM, 1 TABLE COVER 150 X 190 CM STANDARD, 2 HAND TOWEL WHITE 47 X 38 CM WHITE, 1 BNS SURGICAL GOWN UL HP XLL, 1 KIDNEY BOWL 800 ML, 5 GAUZE SWAB 10 X 10 CM 16 P, 1 BOWL 1000 ML POLYPROPYLENE BLUE, 1 CYSTO/TURP IRRIGATION SET SINGLE, 1 APERTURE DRAPE 200 X 280 CM, 1 CREPE PAPER 60 X 60 CM" | GENERAL CONSUMABLES (GENERAL SURGICAL SUPPLIES) SUPPLEMENTARY
4168 | 4229548020200 | "CUSTOMIZED EFFICIENCY PEDIATRIC MAJOR KIT, 1 CREPE PAPER 60 X 60 CM, 1 TABLE COVER 150 X 190 CM REINFORCED, 1 BNS SURGICAL GOWN UL HP LL, 3 BNS SURGICAL GOWN UL HP XLL, 1 DENTAL DRAPE 150 X 150 CM, 4 OP TOWEL 75 X 73 CM, 1 SUCTION CANNULA YANKAUER 18 CHANNEL, 1 DIATHERMY NEEDLE, 8 HAND TOWEL WHITE 47 X 38 CM WHITE, 1 DIATHERMY PENCIL PTFE BLADE AND SMOKE EVAC, 1 MAYO STAND COVER 58 X 137 CM, 15 GAUZE LAP 20 X 30 CM 4 P XRD, 10 GAUZE SWAB 10 X 10 CM 16 P XRD, 1 NON ADHERENT DRESSING 7.5 X 20 CM, 4 OP TOWEL 30 X 46 CM TRANSP., 5 OP TOWEL 65 X 42 CM XRD, 1 SUCTION AND DIATHERMY BAG, 40 X 35 CM, 5 SA LABEL 3.8 X 6.0 CM WHITE, 1 SYRINGE 10 ML L/L, 1 DIATHERMY HOLSTER, 5 SA LABEL 1.0 X 4.0 CM WHITE BLANK, 2 POST OP DRESSING 6 X 7 CM, 1 BOWL 250 ML, 1 NEEDLE DENTAL 25 GAUGE 40 MM, 1 BOWL 500 ML, 1 HYPODERMIC NEEDLE 20 GAUGE 40 MM, 2 SKIN CLOSURE STRIP 12.0 X 100 MM, 1 BOWL 1000 ML, 1 SKIN MARKER REGULAR, 1 SCALPEL BLADE N# 15, 1 BOWL 2000 ML, 2 KIDNEY BOWL 800 ML, 1 FLUID COLLECTION POUCH 40 | GENERAL CONSUMABLES (GENERAL SURGICAL SUPPLIES) SUPPLEMENTARY
4169 | 4229548020300 | "CUSTOMIZED EFFICIENCY PEDIATRIC MINOR KIT, 1 MAYO STAND COVER 58 X 137 CM, 1 DIATHERMY NEEDLE, 1 BOWL 2000 ML, 1 CREPE PAPER 60 X 60 CM, 3 HAND TOWEL 47 X 38 CM WHITE, 2 FLUID COLLECTION POUCH 40 X 35 CM, 1 INSTRUMENT CLEANER 5 X 5 CM, 1 SYRINGE 10 ML L/L, 1 SCALPEL BLADE N# 15, 1 HYPODERMIC NEEDLE 20 GAUGE 40 MM, 2 SKIN CLOSURE STRIP 12.0 X 100 MM, 2 KIDNEY BOWL 800 ML, 10 GAUZE SWAB 10 X 10 CM 16 P XRD, 1 GREEN CODED INSERT CARD FOR PROCEDURE TRAY, 1 DIATHERMY PENCIL, 5 OP TOWEL 65 X 42 CM XRD, 10 SA LABEL 3.8 X 6 CM WHITE, 1 GREEN CODED SIDE/BOTTOM LABEL 191 X 39 MM FOR PROCEDURE PAK, 1 GREEN CODED TRANSPORT BOX STICKER, 1 TABLE COVER 150 X 240 CM REINFORCED, 1 BOWL 250 ML, 1 BOWL 500 ML, 1 BOWL 1000 ML, 1 NDLE CNTR 30 - CNT FOAM/MAG BLD REM YELLOW, 4 ADHESIVE OP TOWEL 90 X 75 CM, 1 DRAPE 150 X 175 CM, 1 NEEDLE DENTAL 25 GAUGE 40 MM, 1 OP SHEET 152 X 193 CM BLUE, 1 SKIN MARKER DUAL TIP/, 1 DIATHERMY HOLSTER HDPE WHITE, 3 SURGICAL GOWN UNIVERSAL L, SP, BNS" | GENERAL CONSUMABLES (GENERAL SURGICAL SUPPLIES) SUPPLEMENTARY
4170 | 4229541413100 | "CUSTOMIZED EFFICIENCY PERCUTANEOUS NEPHR (TRIANGLE POUCH), 2 TUBE HOLDER 2.5 X 30 CM, 1 REINFORCED TABLE COVER 150 X 240 WRAPPING, 10 GAUZE SWAB 10 X 10 CM 8 P, 1 BNS SURGICAL GOWN UL SP L, 2 OP TOWEL 50 X 50 CM, 1 BNS CRANIOTOMY DRAPE 230 X 300 CM INCLUDING 30 X 20, 1 DRAPE 150 X 175 CM, 1 FLUID COLLECTION POUCH 40 X 35 CM, 1 PAPER BAG 38 X 51 CM, 10 GAUZE SWAB 10 X 10 CM 32 P XRD, 2 BOWL 250 ML, 2 KIDNEY BOWL 800 ML, 1 BOWL 5000 ML, 1 JUG 1000 ML, 1 CYSTO/TURP IRRIGATION SET SINGLE, 3 HAND TOWEL 47 X 38 CM WHITE, 1 CYSTO/TURP IRRIGATION SET DOUBLE, 1 SCALPEL N# 11, 1 SCALPEL N# 15, 2 EXTENSION LINE 75 CM ID 3.0 MM RA/FLL, 1 CREPE PAPER 80 X 80 CM, 1 CREPE PAPER 60 X 60 CM, 1 CONNECTOR, 5 GAUZE LAP 30 X 30 CM, 1 SYRINGE 10 ML L/L 3 PARTS CONC., 1 SYRINGE 30 ML L/L 3 P ARTS CONC., 1 SYRINGE 3 ML L/L 3 PARTS CONC., 2 SYRINGE 60 ML L/S 3 PARTS CONC. CATHETER TIP" | GENERAL CONSUMABLES (GENERAL SURGICAL SUPPLIES) SUPPLEMENTARY
4171 | 4229541413200 | "CUSTOMIZED EFFICIENCY PERCUTANEOUS NEPHRO - LITHOTRIPSY KIT, 1 BNS SURGICAL GOWN UL SP EXTRA LARGE, 2 HAND TOWEL WHITE 47 X 38 CM WHITE, 1 CREPE PAPER 60 X 60 CM, 1 TABLE COVER 150 X 190 CM REINFORCED, 4 OP TOWEL 65 X 42 CM XRD, 2 HAND TOWEL WHITE 47 X 38 CM WHITE, 1 BNS SURGICAL GOWN UL HP XLL, 2 HAND TOWEL WHITE 47 X 38 CM WHITE, 1 BNS SURGICAL GOWN UL HP XLL, 2 MAYO STAND COVER 58 X 137 CM, 1 NDLE CNTR 40 - CNT FOAM BLCK/MAG BLD REM YELL, 5 GAUZE LAP 45 X 45 CM 6 P XRD, 1 URINE DRAINAGE BAG 2000 ML, 1 GALLIPOT 120 ML, 4 SA LABEL 3.8 X 6.0 CM WHITE, 1 SUCTION AND DIATHERMY BAG, 40 X 35 CM, 4 SA LABEL 1.0 X 4.0 CM WHITE BLANK, 1 FLUID COLLECTION POUCH 40 X 35 CM, 1 BOWL 500 ML, 2 BOWL 1000 ML, 1 SYRINGE 30 ML L/L, 1 SKIN MARKER REGULAR, 3 SUCTION TUBE 18 CHANNEL 3.0 M, 1 SYRINGE 20 ML L/L, 1 SCALPEL BLADE N# 11, 1 CAMERA DRAPE 18 X 246 CM, 1 KIDNEY BOWL 800 ML, 1 CYSTO/TURP IRRIGATION SET DOUBLE, 3 TUBE HOLDER 2.5 X 30 CM, 2 FIXATION DRESSING 20 X 30 CM, 1 THORACIC DRAIN 28 CHANNEL, | GENERAL CONSUMABLES (GENERAL SURGICAL SUPPLIES) SUPPLEMENTARY
4172 | 4229548020400 | "CUSTOMIZED EFFICIENCY PHACOEMULSIFICATION KIT; 1 BNS SURGICAL GOWN UL SP L, 2 HAND TOWEL WHITE 47 X 38 CM WHITE, 1 CREPE PAPER 60 X 60 CM, 1 TABLE COVER 150 X 190 CM REINFORCED, 1 MAYO STAND COVER 58 X 137 CM, 2 HAND TOWEL WHITE 47 X 38 CM WHITE, 10 GAUZE SWAB 10 X 10 CM 16P XRD, 4 SA LABEL 3.8 X 6.0 CM WHITE, 4 SA LABEL 1.0 X 4.0 CM WHITE BLANK, 1 BOWL 250 ML, 1 BOWL 500 ML, 3 SYRINGE 3 ML L/L, 1 SYRINGE 10 ML L/L, 1 PAPER BAG 18 X 38 CM, 1 SYRINGE 1ML L/S, 2 EYE PAD 5 X 7 CM, 1 IRRIGATING CYSTOTOME 25 GAUGE 16 MM, 1 EYE SHIELD, 1 NEEDLE COUNTER, 1 KNIFE STAB 15#, 1 INSTRUMENT WIPE 7.5 X 7.5 CM, 1 UTILITY MARKER REGULAR TIP BLACK, 1 OPHTHALMIC KNIFES, 6 COTTON APPLICATOR L 15 CM, 5 EYE SPEAR PVA 5PC, 1 FLUID COLLECTION POUCH 40 X 35 CM, 1 OPHTHALMIC DRAPE 150 X 300 CM, 2 COTTON APPLICATOR S 15 CM, 4 OP TOWEL 65 X 42 CM XRD, 1 TUBE HOLDER 2.5 X 30 CM, 2 HAND TOWEL WHITE 47 X 38 CM WHITE, 1 BNS SURGICAL GOWN UL SP XLL" | GENERAL CONSUMABLES (GENERAL SURGICAL SUPPLIES) SUPPLEMENTARY
4173 | 4229420603300 | "CUSTOMIZED EFFICIENCY PLASTIC EXTRA KIT, 1 REINFORCED TABLE COVER 100 X 150 WRAPPING, 1 MAYO STAND COVER 58 X 137 CM, 4 HAND TOWEL, 2 BNS SURGICAL GOWN UL HP L, 1 PLASTIC BAG 20 X 30 CM ZIPLOCK, 1 SURGICAL CLIP LARGE, 2 VESSEL LOOP MINI BLUE 0.83 MM 40.6 CM 1 PC, 2 VESSEL LOOP MINI 0.83 MM 40.6 CM SILVER RED 1 PC, 1 MICROTEK MEDICAL SIT, 1 SURGICAL CLIP APPLIER 23 CM MEDIUM TT 30 CLIPS, 8 RETRACTOR HOOK. STD. SHARP SEA STAR, 1 DIATHERMY FORCEPS BIPOLAR, 1 BIPOLAR FORCEPS, 2 EYE SPEAR PVA 5/1, 2 NEUROSORB 25.4 X 76.2 MM XRD STRING 10 PC, 1 INSULIN SYRINGE 1 ML INTEGRATED NEEDLE 29 G 12.5 MM, 1 SUCTION AND DIATHERMY BAG, 40 X 35 CM, 2 OP. TOWEL 90 X 75 CM, 2 DRAPE 150 X 175 CM" | GENERAL CONSUMABLES (GENERAL SURGICAL SUPPLIES) SUPPLEMENTARY
4174 | 4229420603400 | "CUSTOMIZED EFFICIENCY PLASTIC EXTRAS KIT, 1 BNS SURGICAL GOWN UL SP L, 2 SPLIT SHEET 150 X 260 CM, 2 HAND TOWEL WHITE 47 X 38 CM WHITE, 1 BOWL 2000 ML, 5 GAUZE LAP 45 X 45 CM 6 P XRD, 1 CREPE PAPER 60 X 60 CM, 1 TABLE COVER 150 X 190 CM REINFORCED, 4 HAND TOWEL WHITE 47 X 38 CM WHITE, 2 BNS SURGICAL GOWN UL SP XLL, 5 OP TOWEL 65 X 42 CM XRD, 1 DIATHERMY CABLE BIPOLAR, 1 MAYO STAND COVER 58 X 137 CM, 1 SYRINGE 10 ML L/L, 10 GAUZE SWAB 10 X 10 CM 16 P XRD, 1 SCALPEL BLADE N# 15, 1 BOWL 500 ML, 1 BOWL 250 ML, 1 KIDNEY BOWL 800 ML, 1 SUCTION TUBE 18 CHANNEL 3.0 M, 1 NDLE CNTR 40 - CNT FOAM BLCK/MAG BLD REM YELL, 1 FLUID COLLECTION POUCH 40 X 35 CM, 1 SUCTION AND DIATHERMY BAG, 40 X 35 CM, 1 DRAPE 175 X 173 CM, 4 OP TOWEL 75 X 73 CM, 1 TRAY 43 X 28 X 1.5 CM, 1 NEEDLE DENTAL 25 GAUGE 40 MM, 1 DIATHERMY BLADE, 1 DIATHERMY PENCIL" | GENERAL CONSUMABLES (GENERAL SURGICAL SUPPLIES) SUPPLEMENTARY
4175 | 4229420603500 | "CUSTOMIZED EFFICIENCY THORACIC KIT; 2 HAND TOWEL WHITE 47 X 38 CM WHITE, 1 SURGICAL GOWN ULTRA LARGE - EXTRA LARGE, 1 CREPE PAPER 60 X 60 CM, 2 TABLE COVER 150 X 40 CM REINFORCED, 1 INCISE DRAPE 60 X 45 CM, 1 SUCTION CANNULA YANKAUER 24 CHANNEL, 6 HAND TOWEL WHITE 47 X 38 CM WHITE, 1 DIATHERMY PENCIL PTFE BLADE AND SMOKE EVAC, 2 SURGICAL GOWN ULTRA LARGE-EXTRA LARGE, 2 HAND TOWEL WHITE 47 X 38 CM WHITE, 1 SURGICAL GOWN ULTRA LARGE-EXTRA LARGE, 10 OP TOWEL 65 X 42 CM XRD, 1 NEEDLE HYPODERMIC 18 GAUGE 40 MM, 1 SUTURE BOOTS MOSQUITO YELLOW 5 PR 10/1, 1 SKIN MARKER REGULAR, 1 SCALPEL BLADE N#10, 1 HYPODERMIC NEEDLE 22 GAUGE 40 MM, 1 MAYO STAND COVER 58 X 137 CM, 10 GAUZE SWAB 10 X 10 CM 16 P XRD, 2 SUCTION TUBE 18 CHANNEL 3.0 M, 5 GAUZE PLEDGET 5 IN HOLDER XRD, 1 SKIN STAPLER APPOSE ULC, 1 SYRINGE 20 ML L/L, 1 GALLIPOT 60 ML, 1 SYRINGE 50/60 ML BULB CATHETER TIP CONCRETE, 10 SA LABEL 1.0 X 4.0 CM WHITE BLANK, 1 FLUID COLLECTION POUCH 40 X 35 CM, 1 BOWL 500 ML, 1 KIDNEY BOWL 800 ML, 1 BOWL | GENERAL CONSUMABLES (GENERAL SURGICAL SUPPLIES) SUPPLEMENTARY
4176 | 4214312900200 | "CUSTOMIZED EFFICIENCY TONSILLECTOMY KIT MPT; 1 BNS SURGICAL GOWN UL SP L, 2 HAND TOWEL 47 X 38 CM WHITE, 1 CREPE PAPER 60 X 60 CM, 1 REINFORCED TABLE COVER 150 X 190 WRAPPING, 4 HAND TOWEL 47 X 38 CM WHITE, 1 BNS SURGICAL GOWN UL SP L, 1 PLASTIC BAG 20 X 30 CM ZIPLOCK, 1 SUCTION CATHETER 10 CH, 1 SUCTION CATHETER 8 CH, 10 GAUZE ROUND 20 X 20 CM XRD DBL STRING, 1 HR720-ENT MIRROR OR ANY OTHER EQUIVALENT, 5 GAUZE ROUND SPONGE N#3 20TH XRD WHITE WRAPPED 5 PIECES, 1 FORCEPS BIPOLAR BAYONET, 1 SYRINGE 20 ML L/S 3 PARTS ECCENT., 10 GAUZE SWAB 10 X 10 CM 16P XRD, 1 GALLIPOT 120 ML, 1 30 CH X 300 CM SUCTION CONNECTING TUBING, 1 BNS ADHESIVE APERTURE DRAPE 75 X 90 CM., 3 OP TOWEL 90 X 72.5 CM" | GENERAL CONSUMABLES (GENERAL SURGICAL SUPPLIES) SUPPLEMENTARY
4177 | 4229541413400 | "CUSTOMIZED EFFICIENCY BILATERAL TOTAL KNEE KIT, 1 DIATHERMY PENCIL, 2 HAND TOWEL WHITE 47 X 38 CM WHITE, 20 GAUZE LAP 45 X 45 CM 16 PLY XRD, 1 SURGICAL GOWN LARGE - EXTRA LARGE, 1 CREPE PAPER 60 X 60 CM, 1 TABLE COVER 150 X 210 CM REINFORCED, 8 HAND TOWEL WHITE 47 X 38 CM WHITE, 3 SURGICAL GOW LARGE - EXTRA LARGE, 4 CAST PADDING 15 CM 3.0 M, 4 BANDAGE 15 CM 4.5 M ELASTIC, 2 SKIN STAPLER, 4 SA LABEL 1.0 X 4.0 CM WHITE BLANK, 1 BOWL 500 ML, 1 NEEDLE COUNTER, 2 SYRINGE 50/60 ML BULB, 1 BOWL 1000 ML, 1 BOWL 2000 ML, 2 SKIN MARKER REGULAR,4 SCALPEL BLADE N# 10, 2 SCALPEL BLADE N# 15, 2 SCALPEL BLADE N# 20, 1 KIDNEY BOWL 800 ML, 1 SET ORTHOPEDIC SUCTION TUBE WITH FILTER, 2 STOCKINETTE 30 X 121 CM, 6 OP TOWEL 65 X 42 CM XRD, 2 SPLIT SHEET 152 X 178 CM, 2 SPLIT SHEET PLASTIC, 3 MAYO STAND COVER 80 X 145 CM, ELECTROSURGICAL SCRATCHPAD, 4 O P - TAPE 9 X 49 CM, 2 FLUID COLLECTION POUCH 40 X 35 CM, 4 OP SHEET 152 X 193 CM BLUE, 1 BILATERAL ORTHOPEDIC LIMB DRAPE 116 X 88 X 144 IN, 2 INCISE ANTIMIC | GENERAL CONSUMABLES (GENERAL SURGICAL SUPPLIES) SUPPLEMENTARY
4178 | 4229548020500 | "CUSTOMIZED EFFICIENCY TRANSSPHENOIDAL KIT, 1 BNS SURGICAL GOWN UL SP L, 2 HAND TOWEL 47 X 38 CM WHITE, 1 CREPE PAPER 60 X 60 CM, 1 TABLE COVER 190 X 210 CM REINFORCED, 2 HAND TOWEL 47 X 38 CM WHITE, 1 BNS SURGICAL GOWN UL SP L, 4 HAND TOWEL 47 X 38 CM WHITE, 2 BNS SURGICAL GOWN UL SP XL, 3 MAYO STAND COVER REINFORCED 79 X 145 CM, 2 HAND TOWEL 47 X 38 CM WHITE, 1 NDLE CNTR 40 - CNT FOAM BLCK/MAG BLD REM YELL, 3 POST OP DRESSING 6 X 7 CM, 1 SKIN STAPLER APPOSE ULC, 3 SPINAL NEEDLE QUINCKE 18 GAUGE 90 MM PINK, 1 BONEWAX WHITE 2.5 GAUZE, 10 PATTI 1.27 X 2.54 CM XRD WITH STRING, 10 PATTIES 13 X 13 MM XRD WITH STRING, 10 NEURO SWAB NON - WOVEN 1.3 X 76 MM STRING WHITE, 8 GAUZE SWAB 5 X 5 CM 8 P, 7 NEEDLE SPINAL QUINCKE 22 GAUGE 90 MM, 1 DIATHERMY HOLSTER, 2 IV CANNULA 18 GAUGE 48 MM GREEN, 1 CONNECTOR STRAIGHT 7 - 11 X 7 - 11 MM BARB, 3 SYRINGE 20 ML L/L, 1 DIATHERMY PENCIL, 4 SA LABEL 3.8 X 6 CM WHITE, 1 SYRINGE 10 ML L/L, 2 BOWL 250 ML, 4 SA LABEL 13 MM X 40 MM WHITE BLANK, 7 SYRINGE 1 ML | GENERAL CONSUMABLES (GENERAL SURGICAL SUPPLIES) SUPPLEMENTARY
4179 | 4229548019800 | "CUSTOMIZED EFFICIENCY TRAY FOR CRANIOTOMY SURGERIES; 1 TABLE COVER 150 X 190 CM REINFORCED, 1 NEEDLE HYPODERMIC 18 GAUGE 40 MM, 1 NEEDLE HYPODERMIC 21 GAUGE 40 MM, 1 SYRINGE 10 ML L/L, 3 SYRINGE 20 ML L/L, 1 SCALPEL BLADE N#10, 1 SCALPEL BLADE N#15, 1 GALLIPOT 120 ML, 1 SCALPEL BLADE N#20, 2 I.V. CANNULA 16 GAUGE 45 MM, 1 SKIN STAPLER APPOSE ULC, 1 PLASTIC BAG 25 X 46 CM, 10 PATTI 25 X 25 MM XRD WITH STRING, 2 SYRINGE 50/60 ML BULB CATHETER TIP CONC., 1 BONEWAX WHITE 2.5 G, 1 HYPODERMIC NEEDLE 23 GAUGE 30 MM, 1 DIATHERMY PENCIL, 1 DIATH. HOLSTER HDPE WHITE, 3 SUCTION TUBE 25 CH 5.0 M, 2 OP-TAPE 9 X 49 CM, 3 FLUID COLLECTION POUCH 40 X 35 CM, 4 OP TOWEL 90 X 75 CM, 1 SHARPS PAD, 1 SPLIT SHEET 200 X 150 CM, 1 BNS CRANIOTOMY DRAPE 230 X 300 CM INCLUDING 30 X 2, 4 DRAPE 175 X 173 CM, 1 DRAPE 148 X 240 CM, 10 PATTI 13 X 13 MM XRD WITH STRING, 10 PATTI 25 X 76 MM XRD WITH STRING, 10 NEURO SWAB NON-WOVEN 13 X 76 MM STRING WHITE, 10 GAUZE LAP 30 X 30 CM 12P XRD, 40 GAUZE SWAB 10 X 10 CM 32P X | GENERAL CONSUMABLES (GENERAL SURGICAL SUPPLIES) SUPPLEMENTARY
4180 | 4229541411200 | "CUSTOMIZED EFFICIENCY TRAY FOR VP SHUNT SURGERIES, 4 HAND TOWEL, 4 DRAPE 175 X 173 CM, 6 OP TOWEL 75 X 50 CM, 3 SUCTION AND DIATHERMY BAG, 40 X 35 CM, 1 SPLIT SHEET 200 X 260 CM, 1 NEEDLE HYPODERMIC 18 GAUGE 40 MM, 1 NEEDLE HYPODERMIC 25 GAUGE 25 MM, 3 SCALPEL BLADE N# 10, 2 SCALPEL BLADE N# 15, 2 FILM DRESSING 10 X 12 CM, 3 SYRINGE 20 ML L/S, 1 SYRINGE 10 ML L/S, 5 GAUZE LAP 30 X 30 CM 24 P XRD, 1 SKIN STAPLER APPOSE ULC, 1 INCISE DRAPE 60 X 45 CM, 1 BOWL 250 ML, 1 BOWL 1000 ML, 1 DIATHERMY CABLE BIPOLAR, 1 SKIN MARKER REGULAR, 30 GAUZE SWAB 10 X 10 CM 32 P XRD, 1 SUTURE BOOTS MOSQUITO YELLOW 5 PR 10/1, 2 KIDNEY BOWL 700 ML POLYPROPYLENE BLUE, 1 SYRINGE 50/60 ML BULB CATHETER TIP CONC., 2 IV CANNULA 18 GAUGE 48 MM GREEN, 1 SUTURE SOFSILK 2 - 0 NO NEEDLE 60 CM BLACK, 1 BONEWAX WHITE 2.5 GAUZE, 1 HYPODERMIC NEEDLE 23 GAUGE 30 MM, 1 SUCTION TUBE 18 CHANNEL 4.0 M, 1 INSTRUMENT CLEANER 5 X 5 CM, 1 DIATHERMY ELECTRODE NEEDLE 6.5 CM SLEEVE TUNGS, 1 DIATHERMY HOLSTER HDPE WHITE, 4 SA LABEL 1 | GENERAL CONSUMABLES (GENERAL SURGICAL SUPPLIES) SUPPLEMENTARY
4181 | 4229541413500 | "CUSTOMIZED EFFICIENCY UROLOGY ROBOTIC KIT; 1 BNS SURGICAL GOWN UL HP XL, 2 HAND TOWEL 47 X 38 CM WHITE, 1 CREPE PAPER 60 X 60 CM, 1 TABLE COVER 190 X 210 CM REINFORCED, 1 TABLE COVER 150 X 190C M REINF FOLDED, 2 TUBE HOLDER 2.5 X 30 CM, 3 BNS ADHESIVE OP-SHEET 175 X 200 CM, NARROW, 6 OP TOWEL 65 X 42CM XRD, 5 GAUZE LAP 20 X 30CM 4P XRD, 10 GAUZE SWAB 10 X 10 CM 16P XRD, 1 SYRINGE 10 ML L/L, 1 SYRINGE 20 ML L/L, 2 KIDNEY BOWL 800 ML, 4 OP TOWEL 50 X 50 CM, 2 HAND TOWEL 47 X 38 CM WHITE, 1 BNS SURGICAL GOWN UL HP XL, 2 HAND TOWEL 47 X 38 CM WHITE, 1 BNS SURGICAL GOWN UL HP XL, 2 HAND TOWEL 47 X 38 CM WHITE, 1 BNS SURGICAL GOWN UL HP XL, 2 HAND TOWEL 47 X 38 CM WHITE, 1 BNS SURGICAL GOWN UL HP XL, 1 URINE DRAINAGE BAG 2000 ML, 1 NDLE CNTR 40-CNT FOAM BLCK/MAG BLD REM YELL, 5 POST OP DRESSING 6 X 7 CM, 1 POST OP DRESSING 9 X 30 CM, 2 SKIN CLOSURE STRIP 12.0 X 100 MM, 1 PLASTIC BAG 25 X 46 CM, 1 PLASTIC BAG 20 X 30 CM ZIPLOCK, 1 SKIN MARKER REGULAR, 1 SKIN MARKER RULER 15 CM WHITE PAPER, 1 | GENERAL CONSUMABLES (GENERAL SURGICAL SUPPLIES) SUPPLEMENTARY
4182 | 4229541416300 | "CUSTOMIZED EFFICIENCY VASCULAR ANGIOPLASTY KIT . 1 REINFORCED TABLE COVER 150 X 190 CM WRAPPING, 1 REINFORCED TABLE COVER 150 X 190 WRAPPING, 1 SPLIT SHEET 200X150CM, 2 BNS ADHESIVE OP-SHEET 200X240 CM, 1 ADHESIVE OP SHEET 260X175CM, 2 SUCTION AND DIATHERMY BAG 40X35 CM, 1 SKIN CLOSURE STRIP 6, 0X100MM, 2 SKIN CLOSURE STRIP 12, 0X100MM, 1 SCALPEL N#11, 10 GAUZE SWAB 10X10CM 16P XRD, 10 GAUZE LAP 30X30CM 6P XRD, 1 SUTURE BOOTS MOSQUITO YELLOW 5PR 10/1, 1 BOWL 2500ML POLYP BLUE GUIDEWIRE W/TABS, 2 JUG 1200ML POLYPROPYLENE GRADUATED TRANSP, 1 SKIN MARKER TAPER TIP RULER, 1 SCALPEL N#15 SS BLADE PROTECTION, 1 SHARPS PAD, 2 SYRINGE 20 ML RED, 1 CREPE PAPER 60X60CM, 2 SYRINGE YELLOW 20ML 3PART LL CLEAR BARELL, 1 LABEL SHEET, 1 ULTRASOUND PROBE COVER, 2 SYRINGE 20ML L/L BLUE PLUNGER, 1 C-ARM DRAPE 116X183CM, 1 ULTRASOUND GEL, 3 GALLIPOT 60ML TRANSPARENT, 2 KIDNEY BOWL 800ML TRANSPARENT, 1 SURGICAL GOWN UNIVERSAL L, HP, BNS WITH HAND TOWEL, 2 SURGICAL GOWN UNIVERSAL XL, HP, BNS WITH HAND TOWE | GENERAL CONSUMABLES (GENERAL SURGICAL SUPPLIES) SUPPLEMENTARY
4183 | 4229541413600 | "CUSTOMIZED EFFICIENCY VASCULAR KIT; 2 HAND TOWEL 47 X 38 CM WHITE, 1 SURGICAL GOWN ULTRA L-XL, 1 CREPE PAPER 60 X 60 CM, 1 TABLE COVER 150 X 240 CM REINFORCED, 2 HAND TOWEL 47 X 38 CM WHITE, 1 SURGICAL GOWN ULTRA LARGE - EXTRA LARGE, 1 MAYO STAND COVER 79 X 145 CM, 4 HAND TOWEL 47 X 38 CM WHITE, 2 SURGICAL GOWN ULTRA LARGE - EXTRA LARGE, 10 GAUZE LAP 45 X 45 CM 6P XRD, 10 OP TOWEL 65 X 42 CM XRD, 1 MAGNETIC INSTRUMENT PAD 250.4 CM X 40.6 CM BLUE, 1 SYRINGE GREEN 10 ML 3 PART LL CLEAR BARRELL, 1 SYRINGE 50/60 ML BULB CATHETER TIP CONCRETE, 1 SYRINGE RED 10 ML 3 PART LL CLEAR BARREL, 1 SYRINGE 20 ML L/L, 1 SUTURE BOOTS MOSQUITO YELLOW 5 PR 10/1, 1 SKIN MARKER REGULAR, 1 KIDNEY BOWL 800 ML, 10 SA LABEL 13 MM X 40 MM WHITE BLANK, 1 MAYO STAND COVER 58 X 137 CM, 10 GAUZE SWAB 10 X 10 CM 16 P XRD, 1 FLUID COLLECTION POUCH 40 X 35 CM, 1 BOWL 250 ML, 1 GALLIPOT 60 ML, 1 SCALPEL BLADE N#10, 1 HYPODERMIC NEEDLE 22 GAUGE 40 MM, 1 NEEDLE HYPODERMIC 18 GAUGE 40 MM, 1 SCALPEL BLADE N#15, 1 SCALPEL | GENERAL CONSUMABLES (GENERAL SURGICAL SUPPLIES) SUPPLEMENTARY
4184 | 4229541416400 | "CUSTOMIZED EFFICIENCY VASCULAR OPEN REPAIR KIT . 1 REINFORCED TABLE COVER 150 X 190 WRAPPING, 4 DRAPE 150X240 CM, 2 SUCTION AND DIATHERMY BAG 40X35 CM, 2 MAYO STAND COVER 79X145CM, 1 SKIN CLOSURE STRIP 12, 0X100MM, 1 INCISE DRAPE 60X85CM, 1 SCALPEL N#11, 15 GAUZE SWAB 10X10CM 16P XRD, 5 GAUZE LAP 30X30CM 6P XRD, 1 SKIN STAPLER W, 2 SUTURE BOOTS MOSQUITO YELLOW 5PR 10/1, 1 VESSEL LOOP MAXI 1MM 40.6CM SIL BLUE 1PC, 1 VESSEL LOOP MINI BLUE 0.83MM 40.6CM 1PC, 1 VESSEL LOOP MAXI 2MM 42CM SIL RED 1 PC, 1 VESSEL LOOP MINI 0.83MM 40.6CM SIL RED 1 PC, 3 KIDNEY BOWL 800ML TRANSPARENT, 2 JUG 1200ML POLYPROPYLENE GRADUATED TRANSP., 1 SKIN MARKER TAPER TIP RULER, 2 SCALPEL N#15 SS BLADE PROTECTION, 1 SCALPEL N#10 SS BLADE PROTECTION, 1 SHARPS PAD, 1 CREPE PAPER 60X60CM, 1 SUCT.TUBE PVC OD 24CH 18CH 3.5M F/F, 1 INSTRUMENT CLEANER 5X5CM, DIATH. 1 PENCIL HAND BUTTONS BLADE 300CM, 1 SUCTION CANNULA YANKAUER 22CH, 2 GALLIPOT 60ML TRANSPARENT, 1 SURGICAL GOWN UNIVERSAL L, HP, BNS WITH HAND TOWEL, 2 SURG | GENERAL CONSUMABLES (GENERAL SURGICAL SUPPLIES) SUPPLEMENTARY
4185 | 4229541405800 | "CUSTOMIZED EFFICIENCY VENTRICULO-PERITONEAL SHUNT KIT ""MINOR NEURO""; 2 BNS SURGICAL GOWN UL HP L, 2 HAND TOWEL WHITE 47X38 CM WHITE,1 CREPE PA PER 80X80CM, 1 TABLE COVER 150X190CM REINFORCED, 6 HAND TOWEL WHITE 47X38 CM WHITE, 2 BNS SURGICAL GOWN UL HP XLL, 2 MAYOSTAND COVER REINFORCE D 79X145CM, 1 TABLE COVER 150X190CM FOLDED, 5 GAUZE LAP 20X30CM 4P XRD, 1 NDLE CNTR 40-CNT FOAM BLCK/MAG BLD REM YELL, 1 DIATHERMY CABLE BIPOL AR, 1 SYRINGE 50/60 ML BULB CATH. TIP CONC,. 1 SKIN STAPLER APPOSE ULC, 1 COLLECTION POUCH 50X58CM SA, 1 BULB SYRINGE 65ML BLUE, 1 SUTURE SOFS ILK 2-0 NO NEEDLE 60CM BLACK, 1 BONEWAX WHITE 2 ,5G, 2 POLYSORB 3-0 75CM, 1 PAPER BAG 14X25CM, 10 PATTI 13X13MM XRD W/STRING, 3 TUBE 1,65X10,1C M 13ML GRADUATED SCREW CAP, 1 BANDAGE 6CM 4M ELASTIC GAUZE WHITE, 1 SCALPEL BLADE N#11, 1 SUTURE BOOTS MOSQUITO YELLOW 5PR 10/1, 4 SA LABEL 3, 8X6,0CM WHITE, 1 NEEDLE HYPODERMIC 18G 40MM, 4 SA LABEL 1,0X4,0CM WHIT E BLANK, 2 BOWL 250ML, 2 0 GAUZE SWAB 10X10CM 16P XRD, 2 CONNECTORS | GENERAL CONSUMABLES (GENERAL SURGICAL SUPPLIES) SUPPLEMENTARY
4186 | 4231270000300 | "DERMAL REPAIR SCAFFOLD DERIVED FROM FETAL BOVINE DERMIS, FENESTRATED, 8 X 8 CM ( +/- 1 CM ) FOR CHRONIC WOUNDS AND SKIN ULCERS, STERILE" | GENERAL CONSUMABLES (GENERAL SURGICAL SUPPLIES) SUPPLEMENTARY
4187 | 4231270000400 | "DERMAL REPAIR SCAFFOLD DERIVED FROM FETAL BOVINE DERMIS, MESHED, 8 X 12 CM ( +/- 1 CM ) FOR CHRONIC WOUNDS AND SKIN ULCERS, STERILE" | GENERAL CONSUMABLES (GENERAL SURGICAL SUPPLIES) SUPPLEMENTARY
4188 | 4231270000500 | "DERMAL REPAIR SCAFFOLD DERIVED FROM FETAL BOVINE DERMIS, SOLID, 6 X 6 CM ( +/- 1 CM ) FOR CHRONIC WOUNDS AND SKIN ULCERS, STERILE" | GENERAL CONSUMABLES (GENERAL SURGICAL SUPPLIES) SUPPLEMENTARY
4189 | 4229180400300 | DEVICE CIRCUMCISION PLASTIC SIZE: 1.1 CM DISPOSABLE STERILE | GENERAL CONSUMABLES (GENERAL SURGICAL SUPPLIES) SUPPLEMENTARY
4190 | 4229180400100 | DEVICE CIRCUMCISION PLASTIC SIZE: 1.2 CM DISPOSABLE STERILE | GENERAL CONSUMABLES (GENERAL SURGICAL SUPPLIES) SUPPLEMENTARY
4191 | 4229180400200 | DEVICE CIRCUMCISION PLASTIC SIZE: 1.3 CM DISPOSABLE STERILE | GENERAL CONSUMABLES (GENERAL SURGICAL SUPPLIES) SUPPLEMENTARY
4192 | 4229180400400 | DEVICE CIRCUMCISION PLASTIC SIZE: 1.4 CM DISPOSABLE STERILE | GENERAL CONSUMABLES (GENERAL SURGICAL SUPPLIES) SUPPLEMENTARY
4193 | 4229180400500 | DEVICE CIRCUMCISION PLASTIC SIZE: 1.5 CM DISPOSABLE STERILE | GENERAL CONSUMABLES (GENERAL SURGICAL SUPPLIES) SUPPLEMENTARY
4194 | 4229548600100 | "DEVICE, LAPAROTOMY ( OPEN ), FOR ATRAUMATIC HERNIA MESH FIXATION AND SEALANT APPLICATOR, 30/60 DROPS, STERILE" | GENERAL CONSUMABLES (GENERAL SURGICAL SUPPLIES) SUPPLEMENTARY
4195 | 4214271602600 | PESSARY INCONTINENCE DISH FOLDING WITH SUPPORT SIZE: 84-85 MM WITH APPLICATOR MEDICAL GRADE SILICONE (10% OF FITTING KIT FREE OF CHARGE FOR ALL QUANTITY) | GENERAL CONSUMABLES (GENERAL SURGICAL SUPPLIES) SUPPLEMENTARY
4196 | 4229552300000 | "DEVICE, TOT OBTURATOR, HELICAL PASSERS ONE A TRAUMATIC WINGED GUIDE TRANS OBTURATOR TAPE" | GENERAL CONSUMABLES (GENERAL SURGICAL SUPPLIES) SUPPLEMENTARY
4197 | 4222161001600 | "TRAY, PLASTIC, FOR PASSING SHARP INSTRUMENTS AND BLADES, STERILE" | GENERAL CONSUMABLES (GENERAL SURGICAL SUPPLIES) SUPPLEMENTARY
4198 | 4214272900000 | DILATION BALLOON FOR NEPHROSTOMY TRACT WITH RADIOPAQUE MARKERS THE FUNCTIONAL DILATING PORTION IS 15 CM IN LENGTH AND DIAMETER OF 8 MM BURST PRESSURE 20ATM CATHETER IS 6 FRENCH AND 55 CM LENGTH WITH GUIDEWIRE OF 0.038 INCH WITH TFE SHEATH AND INFLATION DEVICE DISPOSABLE STERILE | GENERAL CONSUMABLES (GENERAL SURGICAL SUPPLIES) SUPPLEMENTARY
4199 | 4229340700500 | DILATION BALLOON FOR NEPHROSTOMY TRACT WITH RADIOPAQUE MARKERS THE FUNCTIONAL DILATING PORTION IS 15CM IN LENGTH AND DIAMETER OF 10 MM BURST PRESSURE 20 ATM CATHETER IS 6 FRENCH AND 55 CM LENGTH WITH GUIDE WIRE OF 0.038 INCH WITH TFE SHEATH AND INFLATION DEVICE DISPOSABLE STERILE | GENERAL CONSUMABLES (GENERAL SURGICAL SUPPLIES) SUPPLEMENTARY
4200 | 4213220512100 | "DOUBLE GLOVES, SURGICAL, LATEX FREE, POWDER FREE, HYPOALLERGENIC, SIZE 5.5 (PAIR IS EQUIVALENT TO PAIR OF 2)" | GENERAL CONSUMABLES (GENERAL SURGICAL SUPPLIES) SUPPLEMENTARY
4201 | 4213220512200 | "DOUBLE GLOVES, SURGICAL, LATEX FREE, POWDER FREE, HYPOALLERGENIC, SIZE 6 (PAIR IS EQUIVALENT TO PAIR OF 2)" | GENERAL CONSUMABLES (GENERAL SURGICAL SUPPLIES) SUPPLEMENTARY
4202 | 4213220512300 | "DOUBLE GLOVES, SURGICAL, LATEX FREE, POWDER FREE, HYPOALLERGENIC, SIZE 6.5 (PAIR IS EQUIVALENT TO PAIR OF 2)" | GENERAL CONSUMABLES (GENERAL SURGICAL SUPPLIES) SUPPLEMENTARY
4203 | 4213220512400 | "DOUBLE GLOVES, SURGICAL, LATEX FREE, POWDER FREE, HYPOALLERGENIC, SIZE 7 (PAIR IS EQUIVALENT TO PAIR OF 2)" | GENERAL CONSUMABLES (GENERAL SURGICAL SUPPLIES) SUPPLEMENTARY
4204 | 4213220512500 | "DOUBLE GLOVES, SURGICAL, LATEX FREE, POWDER FREE, HYPOALLERGENIC, SIZE 7.5 (PAIR IS EQUIVALENT TO PAIR OF 2)" | GENERAL CONSUMABLES (GENERAL SURGICAL SUPPLIES) SUPPLEMENTARY
4205 | 4213220512600 | "DOUBLE GLOVES, SURGICAL, LATEX FREE, POWDER FREE, HYPOALLERGENIC, SIZE 8 (PAIR IS EQUIVALENT TO PAIR OF 2)" | GENERAL CONSUMABLES (GENERAL SURGICAL SUPPLIES) SUPPLEMENTARY
4206 | 4213220512700 | "DOUBLE GLOVES, SURGICAL, LATEX FREE, POWDER FREE, HYPOALLERGENIC, SIZE 8.5 (PAIR IS EQUIVALENT TO PAIR OF 2)" | GENERAL CONSUMABLES (GENERAL SURGICAL SUPPLIES) SUPPLEMENTARY
4207 | 4229540014100 | "DOUBLE GLOVES, SURGICAL, LATEX, POWDER FREE, HYPOALLERGENIC, SIZE 5.5 (PAIR IS EQUIVALENT TO PAIR OF 2)" | GENERAL CONSUMABLES (GENERAL SURGICAL SUPPLIES) SUPPLEMENTARY
4208 | 4229540014200 | "DOUBLE GLOVES, SURGICAL, LATEX, POWDER FREE, HYPOALLERGENIC, SIZE 6 (PAIR IS EQUIVALENT TO PAIR OF 2)" | GENERAL CONSUMABLES (GENERAL SURGICAL SUPPLIES) SUPPLEMENTARY
4209 | 4229540014300 | "DOUBLE GLOVES, SURGICAL, LATEX, POWDER FREE, HYPOALLERGENIC, SIZE 6.5 (PAIR IS EQUIVALENT TO PAIR OF 2)" | GENERAL CONSUMABLES (GENERAL SURGICAL SUPPLIES) SUPPLEMENTARY
4210 | 4229540014400 | "DOUBLE GLOVES, SURGICAL, LATEX, POWDER FREE, HYPOALLERGENIC, SIZE 7 (PAIR IS EQUIVALENT TO PAIR OF 2)" | GENERAL CONSUMABLES (GENERAL SURGICAL SUPPLIES) SUPPLEMENTARY
4211 | 4229540014500 | "DOUBLE GLOVES, SURGICAL, LATEX, POWDER FREE, HYPOALLERGENIC, SIZE 7.5 (PAIR IS EQUIVALENT TO PAIR OF 2)" | GENERAL CONSUMABLES (GENERAL SURGICAL SUPPLIES) SUPPLEMENTARY
4212 | 4229540014600 | "DOUBLE GLOVES, SURGICAL, LATEX, POWDER FREE, HYPOALLERGENIC, SIZE 8 (PAIR IS EQUIVALENT TO PAIR OF 2)" | GENERAL CONSUMABLES (GENERAL SURGICAL SUPPLIES) SUPPLEMENTARY
4213 | 4229540014700 | "DOUBLE GLOVES, SURGICAL, LATEX, POWDER FREE, HYPOALLERGENIC, SIZE 8.5 (PAIR IS EQUIVALENT TO PAIR OF 2)" | GENERAL CONSUMABLES (GENERAL SURGICAL SUPPLIES) SUPPLEMENTARY
4214 | 4229540008900 | "CATHETER, THORACIC DRAINAGE, WITHOUT TROCAR AND SENTINEL, STRAIGHT, TRANSPARENT, ROUND SOFT TIP WITH 2 EYELETS OR MORE, RADIO-OPAQUE, 15-25CM LENGTH, WITH PEEL OFF PACKING, SIZE: FG 16, DISPOSABLE, STERILE" | GENERAL CONSUMABLES (GENERAL SURGICAL SUPPLIES) SUPPLEMENTARY
4215 | 4229545305800 | "DRAIN, JACKSON PRATT, SILICONE, FLAT, SIZE, 7 MM, DISPOSABLE, STERILE" | GENERAL CONSUMABLES (GENERAL SURGICAL SUPPLIES) SUPPLEMENTARY
4216 | 4229545306200 | "DRAIN, PENROSE, LATEX RUBBER, RADIOPAQUE, 1 X 12 INCH, DISPOSABLE, STERILE" | GENERAL CONSUMABLES (GENERAL SURGICAL SUPPLIES) SUPPLEMENTARY
4217 | 4229545305900 | "DRAIN, PENROSE, LATEX RUBBER, RADIOPAQUE, 1/2 X 12 INCH, DISPOSABLE, STERILE" | GENERAL CONSUMABLES (GENERAL SURGICAL SUPPLIES) SUPPLEMENTARY
4218 | 4229545306000 | "DRAIN, PENROSE, LATEX RUBBER, RADIOPAQUE, 1/4 X 18 INCH, DISPOSABLE, STERILE" | GENERAL CONSUMABLES (GENERAL SURGICAL SUPPLIES) SUPPLEMENTARY
4219 | 4229545306100 | "DRAIN, PENROSE, LATEX RUBBER, RADIOPAQUE, 3/4 X 18 INCH, DISPOSABLE, STERILE" | GENERAL CONSUMABLES (GENERAL SURGICAL SUPPLIES) SUPPLEMENTARY
4220 | 4231150505500 | "DRAIN, SILICONE, ROUND, RADIO-OPAQUE, 10 MM, 3/4 FLAT FLUTED, WITH COLLECTION BULB RESERVOIR, GRADUATED, SELF EXPANDABLE, SIZE: 400-450 ML, WITHOUT TROCAR, DISPOSABLE, STERILE" | GENERAL CONSUMABLES (GENERAL SURGICAL SUPPLIES) SUPPLEMENTARY
4221 | 4229545305500 | "DRAIN, SILICONE, ROUND, RADIO-OPAQUE, 3/4 FLUTED FLAT, 10 FRENCH, WITH TROCAR, DISPOSABLE, STERILE" | GENERAL CONSUMABLES (GENERAL SURGICAL SUPPLIES) SUPPLEMENTARY
4222 | 4229545301000 | "DRAIN, SILICONE, ROUND, RADIO-OPAQUE, 3/4 FLUTED FLAT, 15 FRENCH, WITH TROCAR, DISPOSABLE, STERILE" | GENERAL CONSUMABLES (GENERAL SURGICAL SUPPLIES) SUPPLEMENTARY
4223 | 4229545305600 | "DRAIN, SILICONE, ROUND, RADIO-OPAQUE, 3/4 FLUTED FLAT, 19 FRENCH, WITH TROCAR, DISPOSABLE, STERILE" | GENERAL CONSUMABLES (GENERAL SURGICAL SUPPLIES) SUPPLEMENTARY
4224 | 4231210810000 | "DRAIN, SILICONE, ROUND, RADIO-OPAQUE, HUBLESS, 10 FRENCH, WITH TROCAR, DISPOSABLE, STERILE" | GENERAL CONSUMABLES (GENERAL SURGICAL SUPPLIES) SUPPLEMENTARY
4225 | 4229545301100 | DRAIN SILICONE ROUND RADIO-OPAQUE HUBLESS 10 FRENCH WITHOUT TROCAR DISPOSABLE STERILE | GENERAL CONSUMABLES (GENERAL SURGICAL SUPPLIES) SUPPLEMENTARY
4226 | 4231190100100 | DRAIN SILICONE ROUND RADIO-OPAQUE HUBLESS 15 FRENCH WITH COLLECTION BULB RESERVOIR GRADUATED SELF EXPANDABLE SIZE: 100-150 ML WITHOUT TROCAR DISPOSABLE STERILE | GENERAL CONSUMABLES (GENERAL SURGICAL SUPPLIES) SUPPLEMENTARY
4227 | 4229545300900 | "DRAIN, SILICONE, ROUND, RADIO-OPAQUE, HUBLESS, 15 FRENCH, WITH TROCAR, DISPOSABLE, STERILE" | GENERAL CONSUMABLES (GENERAL SURGICAL SUPPLIES) SUPPLEMENTARY
4228 | 4229545303500 | "DRAIN, SILICONE, ROUND, RADIO-OPAQUE, HUBLESS, 15 FRENCH, WITHOUT TROCAR, DISPOSABLE, STERILE" | GENERAL CONSUMABLES (GENERAL SURGICAL SUPPLIES) SUPPLEMENTARY
4229 | 4231190100000 | "DRAIN, SILICONE, ROUND, RADIO-OPAQUE, HUBLESS, 19 FRENCH, WITH COLLECTION BULB RESERVOIR, GRADUATED, SELF EXPANDABLE, SIZE: 300-400 ML, WITHOUT TROCAR, DISPOSABLE, STERILE" | GENERAL CONSUMABLES (GENERAL SURGICAL SUPPLIES) SUPPLEMENTARY
4230 | 4229545308400 | "DRAIN, SILICONE, ROUND, RADIO-OPAQUE, HUBLESS, 19 FRENCH, WITH TROCAR, DISPOSABLE, STERILE" | GENERAL CONSUMABLES (GENERAL SURGICAL SUPPLIES) SUPPLEMENTARY
4231 | 4229545301200 | "DRAIN, SILICONE, ROUND, RADIO-OPAQUE, HUBLESS, 19 FRENCH, WITHOUT TROCAR, DISPOSABLE, STERILE" | GENERAL CONSUMABLES (GENERAL SURGICAL SUPPLIES) SUPPLEMENTARY
4232 | 4229545303600 | DRAIN SILICONE ROUND RADIO-OPAQUE HUBLESS 24 FRENCH WITH TROCAR DISPOSABLE STERILE | GENERAL CONSUMABLES (GENERAL SURGICAL SUPPLIES) SUPPLEMENTARY
4233 | 4229545305700 | "DRAIN, SILICONE, ROUND, RADIO-OPAQUE, HUBLESS, 24 FRENCH, WITHOUT TROCAR, DISPOSABLE, STERILE" | GENERAL CONSUMABLES (GENERAL SURGICAL SUPPLIES) SUPPLEMENTARY
4234 | 4229545306500 | "DRAIN, T-TUBE LATEX/RUBBER, 14 FR, LENGTH 30 - 50 CM, DISPOSABLE, STERILE" | GENERAL CONSUMABLES (GENERAL SURGICAL SUPPLIES) SUPPLEMENTARY
4235 | 4229540009100 | "DRAIN, T-TUBE LATEX/RUBBER, 22 FR, LENGTH 30 - 50 CM, DISPOSABLE, STERILE" | GENERAL CONSUMABLES (GENERAL SURGICAL SUPPLIES) SUPPLEMENTARY
4236 | 4229540009200 | "DRAIN, T-TUBE LATEX/RUBBER, 24 FR, LENGTH 30 - 50 CM, DISPOSABLE, STERILE" | GENERAL CONSUMABLES (GENERAL SURGICAL SUPPLIES) SUPPLEMENTARY
4237 | 4229545306600 | "DRAIN, T-TUBE LATEX/RUBBER, 10 FR, LENGTH 30 - 50 CM, DISPOSABLE, STERILE" | GENERAL CONSUMABLES (GENERAL SURGICAL SUPPLIES) SUPPLEMENTARY
4238 | 4229542000700 | "DRAIN, T-TUBE LATEX/RUBBER, 12 FR, LENGTH 30 - 50 CM, DISPOSABLE, STERILE" | GENERAL CONSUMABLES (GENERAL SURGICAL SUPPLIES) SUPPLEMENTARY
4239 | 4229542000900 | "DRAIN, T-TUBE LATEX/RUBBER, 16 FR, LENGTH 30 - 50 CM, DISPOSABLE, STERILE" | GENERAL CONSUMABLES (GENERAL SURGICAL SUPPLIES) SUPPLEMENTARY
4240 | 4229542001000 | "DRAIN, T-TUBE LATEX/RUBBER, 18 FR, LENGTH 30 - 50 CM, DISPOSABLE, STERILE" | GENERAL CONSUMABLES (GENERAL SURGICAL SUPPLIES) SUPPLEMENTARY
4241 | 4229542001100 | "DRAIN, T-TUBE LATEX/RUBBER, 20 FR, LENGTH 30 - 50 CM, DISPOSABLE, STERILE" | GENERAL CONSUMABLES (GENERAL SURGICAL SUPPLIES) SUPPLEMENTARY
4242 | 4214253600200 | "CATHETER, THORACIC DRAINAGE, WITH TROCAR AND SENTINEL, STRAIGHT, TRANSPARENT, ROUND SOFT TIP WITH 2 EYELETS OR MORE, RADIO-OPAQUE, 15-25CM LENGTH, WITH PEEL OFF PACKING, SIZE: FG 16, DISPOSABLE, STERILE" | GENERAL CONSUMABLES (GENERAL SURGICAL SUPPLIES) SUPPLEMENTARY
4243 | 4214253600100 | "CATHETER, THORACIC DRAINAGE, WITH TROCAR AND SENTINEL, STRAIGHT, TRANSPARENT, ROUND SOFT TIP WITH 2 EYELETS OR MORE, RADIO-OPAQUE, 10-25CM LENGTH, WITH PEEL OFF PACKING, SIZE: FG 10, DISPOSABLE, STERILE" | GENERAL CONSUMABLES (GENERAL SURGICAL SUPPLIES) SUPPLEMENTARY
4244 | 4214253601100 | "CATHETER, THORACIC DRAINAGE, WITH TROCAR AND SENTINEL, STRAIGHT, TRANSPARENT, ROUND SOFT TIP WITH 2 EYELETS OR MORE, RADIO-OPAQUE, 10-25CM LENGTH, WITH PEEL OFF PACKING, SIZE: FG 12, DISPOSABLE, STERILE" | GENERAL CONSUMABLES (GENERAL SURGICAL SUPPLIES) SUPPLEMENTARY
4245 | 4214253600000 | "CATHETER, THORACIC DRAINAGE, WITH TROCAR AND SENTINEL, STRAIGHT, TRANSPARENT, ROUND SOFT TIP WITH 2 EYELETS OR MORE, RADIO-OPAQUE, 10-25CM LENGTH, WITH PEEL OFF PACKING, SIZE: FG 8, DISPOSABLE, STERILE" | GENERAL CONSUMABLES (GENERAL SURGICAL SUPPLIES) SUPPLEMENTARY
4246 | 4214253600400 | "CATHETER, THORACIC DRAINAGE, WITH TROCAR AND SENTINEL, STRAIGHT, TRANSPARENT, ROUND SOFT TIP WITH 2 EYELETS OR MORE, RADIO-OPAQUE, 30-50CM LENGTH, WITH PEEL OFF PACKING, SIZE: FG 24, DISPOSABLE, STERILE" | GENERAL CONSUMABLES (GENERAL SURGICAL SUPPLIES) SUPPLEMENTARY
4247 | 4214253600500 | "CATHETER, THORACIC DRAINAGE, WITH TROCAR AND SENTINEL, STRAIGHT, TRANSPARENT, ROUND SOFT TIP WITH 2 EYELETS OR MORE, RADIO-OPAQUE, 30-50CM LENGTH, WITH PEEL OFF PACKING, SIZE: FG 28, DISPOSABLE, STERILE" | GENERAL CONSUMABLES (GENERAL SURGICAL SUPPLIES) SUPPLEMENTARY
4248 | 4214253600300 | "CATHETER, THORACIC DRAINAGE, WITH TROCAR AND SENTINEL, STRAIGHT, TRANSPARENT, ROUND SOFT TIP WITH 2 EYELETS OR MORE, RADIO-OPAQUE, 30-50CM LENGTH, WITH PEEL OFF PACKING, SIZE: FG 20, DISPOSABLE, STERILE" | GENERAL CONSUMABLES (GENERAL SURGICAL SUPPLIES) SUPPLEMENTARY
4249 | 4214410101400 | "DRAINAGE, CHEST, WATER SEAL SYSTEM, 500 - 1000 CC, CLOSED SYSTEM, SINGLE CHAMBER, SILICONE CONNECTION TUBES, DISPOSABLE, STERILE" | GENERAL CONSUMABLES (GENERAL SURGICAL SUPPLIES) SUPPLEMENTARY
4250 | 4229545306800 | "DRAINAGE, RESERVOIR, BULB, SUCTION WOUND, WITH ANTI REFLUX VALVE, 100-150 ML, DISPOSABLE, STERILE" | GENERAL CONSUMABLES (GENERAL SURGICAL SUPPLIES) SUPPLEMENTARY
4251 | 4229350700200 | "DRAINAGE, RESERVOIR, SUCTION WOUND, WITH Y CONNECTOR AND ANTI REFLUX VALVE AND ADAPTOR, 300-350 ML, DISPOSABLE, STERILE" | GENERAL CONSUMABLES (GENERAL SURGICAL SUPPLIES) SUPPLEMENTARY
4252 | 4214271501400 | "DRAINAGE, RESERVOIR, SUCTION WOUND, WITH Y CONNECTOR AND ANTI REFLUX VALVE AND ADAPTOR, 400-450 ML, DISPOSABLE, STERILE" | GENERAL CONSUMABLES (GENERAL SURGICAL SUPPLIES) SUPPLEMENTARY
4253 | 4229350700000 | "DRAINAGE, RESERVOIR, SUCTION WOUND, WITH Y CONNECTOR AND ANTI REFLUX VALVE AND ADAPTOR,100-150 ML, DISPOSABLE, STERILE" | GENERAL CONSUMABLES (GENERAL SURGICAL SUPPLIES) SUPPLEMENTARY
4254 | 4229545306900 | "DRAINAGE, CHEST, WATER SEAL SYSTEM, 100 - 200 CC, CLOSED SYSTEM, THREE CHAMBER, DISPOSABLE, STERILE" | GENERAL CONSUMABLES (GENERAL SURGICAL SUPPLIES) SUPPLEMENTARY
4255 | 4231210810100 | "DRAINAGE, SET, FOR WOUND, PLASTIC, RADIO-OPAQUE, 200-300 ML CAPACITY WITH MULTICHANNEL SOFT CATHETER AND TROCAR, NEGATIVE PRESSURE, MINIMUM LENGTH 50CM, SIZE: FG10, DISPOSABLE, STERILE" | GENERAL CONSUMABLES (GENERAL SURGICAL SUPPLIES) SUPPLEMENTARY
4256 | 4231210810200 | DRAINAGE SET FOR WOUND PLASTIC RADIO-OPAQUE 400-500 ML CAPACITY WITH MULTICHANNEL SOFT CATHETER AND TROCAR NEGATIVE PRESSURE MINIMUM LENGTH 50CM SIZE: FG14 DISPOSABLE STERILE | GENERAL CONSUMABLES (GENERAL SURGICAL SUPPLIES) SUPPLEMENTARY
4257 | 4231210810500 | "DRAINAGE, SET, FOR WOUND, PLASTIC, RADIO-OPAQUE, 400-500 ML CAPACITY WITH MULTICHANNEL SOFT CATHETER AND TROCAR, NEGATIVE PRESSURE, MINIMUM LENGTH 50CM, SIZE: FG15, DISPOSABLE, STERILE" | GENERAL CONSUMABLES (GENERAL SURGICAL SUPPLIES) SUPPLEMENTARY
4258 | 4231210810300 | DRAINAGE SET FOR WOUND PLASTIC RADIO-OPAQUE 400-500 ML CAPACITY WITH MULTICHANNEL SOFT CATHETER AND TROCAR NEGATIVE PRESSURE MINIMUM LENGTH 50CM SIZE: FG16 DISPOSABLE STERILE | GENERAL CONSUMABLES (GENERAL SURGICAL SUPPLIES) SUPPLEMENTARY
4259 | 4231210810400 | DRAINAGE SET FOR WOUND PLASTIC RADIO-OPAQUE 400-500 ML CAPACITY WITH MULTICHANNEL SOFT CATHETER AND TROCAR NEGATIVE PRESSURE MINIMUM LENGTH 50CM SIZE: FG18 DISPOSABLE STERILE | GENERAL CONSUMABLES (GENERAL SURGICAL SUPPLIES) SUPPLEMENTARY
4260 | 4231210810600 | "DRAINAGE, SET, FOR WOUND, PLASTIC, RADIO-OPAQUE, 400-500 ML CAPACITY WITH MULTICHANNEL SOFT CATHETER AND TROCAR, NEGATIVE PRESSURE, MINIMUM LENGTH 50CM, SIZE: FG19, DISPOSABLE, STERILE" | GENERAL CONSUMABLES (GENERAL SURGICAL SUPPLIES) SUPPLEMENTARY
4261 | 4231210809500 | "DRAINAGE, SET, FOR WOUND, PLASTIC, RADIO-OPAQUE, 40-50 ML CAPACITY WITH MULTICHANNEL SOFT CATHETER AND TROCAR, NEGATIVE PRESSURE, MINIMUM LENGTH 50CM, SIZE: FG 6, DISPOSABLE, STERILE" | GENERAL CONSUMABLES (GENERAL SURGICAL SUPPLIES) SUPPLEMENTARY
4262 | 4229545307000 | "DRAINAGE, CHEST, WATER OR DRY SEAL SYSTEM, 1000 - 2000 CC ( +/- 100 CC ), CLOSED SYSTEM, FOUR CHAMBER WITH MANOMETER, DISPOSABLE, STERILE" | GENERAL CONSUMABLES (GENERAL SURGICAL SUPPLIES) SUPPLEMENTARY
4263 | 4213170100700 | "DRAPE, STERILE-ALL PURPOSE MAKING STERILE FIELD FOR ANY PROCEDURE, WITH STICKY CENTRAL HOLE 10 X 10 CM ( +/- 2 CM ), SIZES 50 X 60 CM ( +/- 5 CM) , STICKY ON THE UPPER EDGE, DISPOSABLE, STERILE, INDIVIDUAL PACKAGING" | GENERAL CONSUMABLES (GENERAL SURGICAL SUPPLIES) SUPPLEMENTARY
4264 | 4213170108700 | "DRAPE WITH ADHESIVE SINGLE HOLE, APERTURE, DIAMETER SIZE 5-7 CM, FABRIC REINFORCEMENT, OVERALL LENGTH 75 X 75 CM (+/- 5 CM ), DISPOSABLE, STERILE" | GENERAL CONSUMABLES (GENERAL SURGICAL SUPPLIES) SUPPLEMENTARY
4265 | 4213170112500 | "DRAPE, ANGIOGRAPHY, FEMORAL, LOWER PORTION, TRANSPARENT, 77 X 100 INCH (+/- 5 INCH), DISPOSABLE, STERILE" | GENERAL CONSUMABLES (GENERAL SURGICAL SUPPLIES) SUPPLEMENTARY
4266 | 4213170112700 | "DRAPE WITH ADHESIVE SINGLE HOLE, APERTURE, OVERALL LENGTH 90 X 75 CM (+/- 5 CM ), DISPOSABLE, STERILE" | GENERAL CONSUMABLES (GENERAL SURGICAL SUPPLIES) SUPPLEMENTARY
4267 | 4213170104000 | "DRAPE, CRANIOTOMY, WITH TRINGALED POUCH, SURGICAL 220-240 X NOT LESS THAN 295 CM, DISPOSABLE, STERILE" | GENERAL CONSUMABLES (GENERAL SURGICAL SUPPLIES) SUPPLEMENTARY
4268 | 4213170100400 | "DRAPE, FABRIC REINFORCEMENT, 76 X 75 INCH (+/- 5 INCH), DISPOSABLE, STERILE" | GENERAL CONSUMABLES (GENERAL SURGICAL SUPPLIES) SUPPLEMENTARY
4269 | 4213170107300 | "DRAPE, FENESTRATED, SIZE 122 CM X 132 CM ( +/- 5 CM ), WITH FENESTRATION SIZE 20 CM X 36 CM, AND INCISE DRAPE, DISPOSABLE, STERILE" | GENERAL CONSUMABLES (GENERAL SURGICAL SUPPLIES) SUPPLEMENTARY
4270 | 4213170105800 | "DRAPE WITH ADHESIVE SINGLE HOLE, APERTURE, DIAMETER SIZE 5-7 CM, FABRIC REINFORCEMENT, OVERALL LENGTH 105 X 115 CM (+/- 5 CM ), DISPOSABLE, STERILE" | GENERAL CONSUMABLES (GENERAL SURGICAL SUPPLIES) SUPPLEMENTARY
4271 | 4213170100600 | "DRAPE, FENESTRATED, FABRIC REINFORCEMENT, 4 X 12 INCH ( +/- 1 INCH ), DISPOSABLE, STERILE" | GENERAL CONSUMABLES (GENERAL SURGICAL SUPPLIES) SUPPLEMENTARY
4272 | 4213170112800 | "DRAPE, SURGICAL, INCISE, ADHESIVE, SIZE: 30 X 55 CM (+/- 3 CM), DISPOSABLE, STERILE" | GENERAL CONSUMABLES (GENERAL SURGICAL SUPPLIES) SUPPLEMENTARY
4273 | 4213170116000 | "DRAPE, SURGICAL, INCISE, ADHESIVE, SIZE: 40 X 40 CM (+/- 3 CM), DISPOSABLE, STERILE" | GENERAL CONSUMABLES (GENERAL SURGICAL SUPPLIES) SUPPLEMENTARY
4274 | 4213170116100 | "DRAPE, SURGICAL, INCISE, ADHESIVE, SIZE: 45 X 55 CM (+/- 3 CM), DISPOSABLE, STERILE" | GENERAL CONSUMABLES (GENERAL SURGICAL SUPPLIES) SUPPLEMENTARY
4275 | 4213170106200 | "DRAPE, SURGICAL, INCISE, ADHESIVE, SIZE: 15 X 26 CM (+/- 2 CM), DISPOSABLE, STERILE" | GENERAL CONSUMABLES (GENERAL SURGICAL SUPPLIES) SUPPLEMENTARY
4276 | 4213170106300 | DRAPE SURGICAL INCISE ADHESIVE SIZE: 30 X 26 CM (+/- 2 CM) DISPOSABLE STERILE | GENERAL CONSUMABLES (GENERAL SURGICAL SUPPLIES) SUPPLEMENTARY
4277 | 4213170116200 | "DRAPE, SURGICAL, INCISE, ADHESIVE, SIZE: 45 X 26 CM (+/- 3 CM), DISPOSABLE, STERILE" | GENERAL CONSUMABLES (GENERAL SURGICAL SUPPLIES) SUPPLEMENTARY
4278 | 4213170116300 | "DRAPE, SURGICAL, INCISE, ADHESIVE, SIZE: 56 X 80 CM (+/- 4 CM), DISPOSABLE, STERILE" | GENERAL CONSUMABLES (GENERAL SURGICAL SUPPLIES) SUPPLEMENTARY
4279 | 4213170113000 | "DRAPE, LEGGING, LITHOTOMY, 70 X 120 CM (+/- 5 CM), 2/ PK, DISPOSABLE, STERILE" | GENERAL CONSUMABLES (GENERAL SURGICAL SUPPLIES) SUPPLEMENTARY
4280 | 4213170103000 | "PAD, MAGNETIC FOR INSTRUMENT, SIZE: 25 CM X 40 CM (+/-5CM) DISPOSABLE, STERILE" | GENERAL CONSUMABLES (GENERAL SURGICAL SUPPLIES) SUPPLEMENTARY
4281 | 4213170113100 | "DRAPE, MAYO STAND COVER, FLUID REPELLANT, TEAR/SLIP RESISTANT, NON-WOVEN, 20-25 X 50-55 INCH, STERILE" | GENERAL CONSUMABLES (GENERAL SURGICAL SUPPLIES) SUPPLEMENTARY
4282 | 4213170402600 | "DRAPE, NON-ABSORBENT, WITH ADHESIVE TAPE, SIZE 70 X 50 CM (+/- 5 CM), DISPOSABLE, STERILE" | GENERAL CONSUMABLES (GENERAL SURGICAL SUPPLIES) SUPPLEMENTARY
4283 | 4213170113300 | "DRAPE, PACK SURGICAL, LAPAROTOMY, UNIVERSAL COMPONENTS: 1 BACK TABLE COVER REINFORCED 140 X 190 CM, 1 MAYO STAND COVER REINFORCED 75X145 CM, 4 UTILITY DRAPES WITH ADHESIVE TAPE 75X50 CM, 1 UTILITY BAG, 1 WHOLE BODY DRAPE T SHAPED 255 X 285 X180 CM FENESTRATED WITH CONTROL FABRIC REINFORCEMENT, 30 X 30CM WITH TUBE HOLDER, 1 LOWER DRAPE REINFORCED 125 X 170CM WITH ADHESIVE TAPE, 2 LEGGING 110 X 75 CM 2 ADHESIVE TAPE 10 X 50 CM, 1 NEEDLE COUNTER, SURGICAL GOWN XL SIZE. 1, SURGICAL GOWN L SIZE. 1, ABSORBENT TOWEL 2X, STERILE" | GENERAL CONSUMABLES (GENERAL SURGICAL SUPPLIES) SUPPLEMENTARY
4284 | 4213170113500 | "DRAPE, SHEET SURGICAL, WITH ADHESIVE TAPE, 135 X 200 CM ( +/- 10 CM ), DISPOSABLE, STERILE" | GENERAL CONSUMABLES (GENERAL SURGICAL SUPPLIES) SUPPLEMENTARY
4285 | 4229541511300 | "DRAPE, SHEET, COVER, CLEAR PLASTIC, 46 CM X 48.5 CM (18 X 19 INCH, ) FOR KARL STORZ ENDOSCOPIC TOUCH SCREEN OR EQUIVALENT, STERILE" | GENERAL CONSUMABLES (GENERAL SURGICAL SUPPLIES) SUPPLEMENTARY
4286 | 4229541511400 | "DRAPE, SLUSH, 122 X 122 CM (48 X 48 INCH), LATEX FREE, FOR ORS HASH SLUSH MACHINE, DISPOSABLE, STERILE" | GENERAL CONSUMABLES (GENERAL SURGICAL SUPPLIES) SUPPLEMENTARY
4287 | 4213170116500 | "DRAPE, STOCKINETTE EXTREMITY, VOLUME SMALL, IMPERVIOUS, WITH PLASTIC COVERING, DISPOSABLE, STERILE" | GENERAL CONSUMABLES (GENERAL SURGICAL SUPPLIES) SUPPLEMENTARY
4288 | 4213170107900 | "TOWEL, SURGICAL HAND, ABSORBENT LINT FREE, NON-WOVEN, 30 X 45 CM (+/- 3 CM), 2/PK, STERILE" | GENERAL CONSUMABLES (GENERAL SURGICAL SUPPLIES) SUPPLEMENTARY
4289 | 4213170113700 | "TOWEL, SURGICAL HAND, ABSORBENT LINT FREE, NON-WOVEN, 30 X 58 CM (+/- 3 CM), 2/PK, STERILE" | GENERAL CONSUMABLES (GENERAL SURGICAL SUPPLIES) SUPPLEMENTARY
4290 | 4213170113800 | "DRAPE, SURGICAL, EYE, WITH POUCH, LENGTH 105 X 105 CM (+/- 5 CM) DISPOSABLE" | GENERAL CONSUMABLES (GENERAL SURGICAL SUPPLIES) SUPPLEMENTARY
4291 | 4213170114200 | DRAPE SURGICAL INCISE ANTIMICROBIAL ADHESIVE SIZE: 35 X 35 CM (+/- 5 CM) STERILE | GENERAL CONSUMABLES (GENERAL SURGICAL SUPPLIES) SUPPLEMENTARY
4292 | 4213170114000 | DRAPE SURGICAL INCISE ANTIMICROBIAL ADHESIVE SIZE: 60 X 45 CM (+/- 5 CM) STERILE | GENERAL CONSUMABLES (GENERAL SURGICAL SUPPLIES) SUPPLEMENTARY
4293 | 4213170114300 | "DRAPE, SURGICAL, INCISE, ADHESIVE, SIZE: 15 X 20 CM (+/- 2 CM), DISPOSABLE, STERILE" | GENERAL CONSUMABLES (GENERAL SURGICAL SUPPLIES) SUPPLEMENTARY
4294 | 4213170114400 | DRAPE, SURGICAL, MICROSCOPE, 109-122 CM X 300-305 CM TYPE #71, FOR ZEISS OPMI VARIO, DISPOSABLE, STERILE | GENERAL CONSUMABLES (GENERAL SURGICAL SUPPLIES) SUPPLEMENTARY
4295 | 4229541511500 | "DRAPE, SURGICAL, MICROSCOPE, 117 X 305 CM, FOR ZEISS CONTRAVES, DISPOSABLE, STERILE" | GENERAL CONSUMABLES (GENERAL SURGICAL SUPPLIES) SUPPLEMENTARY
4296 | 4213170113900 | "PACK, SURGICAL FOR T.U.R, INCLUDES T.U.R DRAPE WITH POUCH SIZE: 200 X 260 CM (+/- 30 CM), LEGGINGS, SURGICAL TABLE COVER 150 X 190 CM (+/- 10 CM), ADHESIVE TAPE, STERILE" | GENERAL CONSUMABLES (GENERAL SURGICAL SUPPLIES) SUPPLEMENTARY
4297 | 4213170116600 | "DRAPE, SURGICAL, SIZE: X-LARGE, 200 CM X 255 CM (+/- 10 CM), DISPOSABLE, STERILE" | GENERAL CONSUMABLES (GENERAL SURGICAL SUPPLIES) SUPPLEMENTARY
4298 | 4213170114600 | "DRAPE, SURGICAL, U-SHEET, SPLIT REINFORCEMENT, TUBE HOLDERS, WITH ADHESIVE, 195 X 300 (+/- 10 CM ), STERILE" | GENERAL CONSUMABLES (GENERAL SURGICAL SUPPLIES) SUPPLEMENTARY
4299 | 4213170114700 | "DRAPE, SURGICAL, W/ ADHESIVE CLEAR PLASTIC, WOUND EDGE PROTECTOR AND INCISE DRAPE AT FENESTRATION, SIZE 120 X 130 CM (+/- 5 CM) , STERILE" | GENERAL CONSUMABLES (GENERAL SURGICAL SUPPLIES) SUPPLEMENTARY
4300 | 4213170114800 | "DRAPE, TAPE STRIP ADHESIVE, WIDTH 10 X 50 CM LENGTH (+/- 2 CM), DISPOSABLE, STERILE" | GENERAL CONSUMABLES (GENERAL SURGICAL SUPPLIES) SUPPLEMENTARY
4301 | 4213170114900 | "DRAPE, HALF DRAPE, WITH ADHESIVE TAPE, 110 X 150 CM (+/- 5 CM), STERILE" | GENERAL CONSUMABLES (GENERAL SURGICAL SUPPLIES) SUPPLEMENTARY
4302 | 4213170115000 | "DRAPE, UTILITY, NON-STICKY TAPES, SIZE 70 X 50 CM (+/- 5 CM), DISPOSABLE, STERILE" | GENERAL CONSUMABLES (GENERAL SURGICAL SUPPLIES) SUPPLEMENTARY
4303 | 4231151009900 | "DRESSING, FOR BURN, CELLULOSE FACE MASK, SATURATED WITH SALINE 95% NORMAL PH, ASSORTED SIZES, DISPOSABLE, STERILE" | GENERAL CONSUMABLES (GENERAL SURGICAL SUPPLIES) SUPPLEMENTARY
4304 | 4231151010000 | DRESSING FOR BURN CELLULOSE SHEET SATURATED WITH SALINE 95% NORMAL PH SIZE 15 X 20 CM ( +/- 1 CM ) DISPOSABLE STERILE | GENERAL CONSUMABLES (GENERAL SURGICAL SUPPLIES) SUPPLEMENTARY
4305 | 4231151010300 | "DRESSING, FOR BURN, TEMPORARY BIOSYNTHETIC SKIN DRESSING FOR BURN, GLOVES, ASSORTED SIZES, DISPOSABLE, STERILE" | GENERAL CONSUMABLES (GENERAL SURGICAL SUPPLIES) SUPPLEMENTARY
4306 | 4231151010400 | "DRESSING, FOR BURN, TEMPORARY BIOSYNTHETIC SKIN DRESSING FOR BURN, SHEET, ASSORTED SIZES, DISPOSABLE, STERILE" | GENERAL CONSUMABLES (GENERAL SURGICAL SUPPLIES) SUPPLEMENTARY
4307 | 4229540010000 | "ELECTRODE BALL, COATED PTFE, FOR COAGULATION, ROUND TIP, SIZE 12 CM (+/- 3 CM), DISPOSABLE, STERILE" | GENERAL CONSUMABLES (GENERAL SURGICAL SUPPLIES) SUPPLEMENTARY
4308 | 4218170801200 | "ELECTRODE, RETURN, ELECTROSURGERY, FOR PATIENT, ADULT (42 TO 46 INCH L X 18 TO 20 INCH W) OF WITH VISCOELASTIC POLYMER, EASY SET - UP, OPTIMUM SAFETY AND NO PLATE SITE BURN, NO SHAVING OR SEARCHING FOR AN ADEQUATE PATIENT PAD SITE, NO ADHESIVE - RELATED SKIN IRRITATIONS - DUAL CORD, LIGHT WEIGHT, REUSABLE" | GENERAL CONSUMABLES (GENERAL SURGICAL SUPPLIES) SUPPLEMENTARY
4309 | 4218170801300 | "ELECTRODE, RETURN, ELECTROSURGERY, FOR PATIENT, ADULT (42 TO 46 INCH L X 18 TO 20 INCH W) OF WITH VISCOELASTIC POLYMER, EASY SET - UP, OPTIMUM SAFETY AND NO PLATE SITE BURN, NO SHAVING OR SEARCHING FOR AN ADEQUATE PATIENT PAD SITE, NO ADHESIVE - RELATED SKIN IRRITATIONS - SINGLE CORD, LIGHT WEIGHT, REUSABLE" | GENERAL CONSUMABLES (GENERAL SURGICAL SUPPLIES) SUPPLEMENTARY
4310 | 4229514301400 | "ELECTRODE, RETURN, ELECTROSURGERY, FOR PATIENT, FOR PEDIATRIC, WEIGHING BETWEEN (0.35 KG AND 22 KG), SOFT WITH VISCOELASTIC POLYMERFOR THE BEN EFITS OF A PRESSURE REDUCTION PAD, LARGE ELECTRODE SIZE AND DESIGN ENSURES OPTIMUM SAFETY AND PREVENT PLATE SITE BURN, REUSABLE SIGNIFICANTLY REDUCES COST PER PROCEDURE, EASY SET-UP, NO SHAVING OR SEARCHING FOR AN ADEQUATE PATIENT PAD SITE, NO ADHESIVE-RELATED SKIN IRRITATIONS, LIGHT WEIGHT" | GENERAL CONSUMABLES (GENERAL SURGICAL SUPPLIES) SUPPLEMENTARY
4311 | 4229514303500 | "ELECTROSURGERY DIATHERMY PENCILLATE, DETACHABLE, 10 FT CABLE, DISPOSABLE, STERILE (UNIVERSAL PLUG TO FIT ALL TYPES OF ELECTROSURGERY MACHINES MUST BE PROVIDED FOC WHENEVER NECESSARY)" | GENERAL CONSUMABLES (GENERAL SURGICAL SUPPLIES) SUPPLEMENTARY
4312 | 4229514312600 | "ELECTROSURGERY BIPOLAR FORCEPS HIGHLY POLISHED TIPS, LIGHT CLOSING FORCE, WELL BALANCED AND NYLON COATING RESIST ABRASION, 1.5 MM TIP X 7 IN. (17.8 CM) , STERILE (UNIVERSAL PLUG TO FIT ALL TYPES OF ELECTROSURGERY MACHINES MUST BE PROVIDED FOC WHENEVER NECESSARY)" | GENERAL CONSUMABLES (GENERAL SURGICAL SUPPLIES) SUPPLEMENTARY
4313 | 4229540010100 | "ENDOCAVITY NEEDLE GUIDES, KIT, CONTAINS: NEEDLE GUIDE, ULTRASOUND PROBE COVER, TWO ELASTIC BANDS, ULTRASOUND GEL PACKET 20 ML, ASSORTED TYPE OF NEEDLE GUIDE, STERILE, DISPOSABLE " | GENERAL CONSUMABLES (GENERAL SURGICAL SUPPLIES) SUPPLEMENTARY
4314 | 4218150500500 | ENDOMETRIAL SAMPLING DEVICE WITH SYRINGE 10 ML STANDARD LENGTH 20-22 CM O.D 2.9-3.1MM DISPOSABLE STERILE | GENERAL CONSUMABLES (GENERAL SURGICAL SUPPLIES) SUPPLEMENTARY
4315 | 4227190317700 | "ENDOTRACHEAL TUBE, LOW PROFILE, WITH SMOOTH CONDUCTIVE INK ELECTRODES, SIZE 6 TO 6.5 MM, FOR THYROID MONITORING, IT SHOULD BE COMPATIBLE WITH HOSPITAL MACHINE, STERILE, DISPOSABLE" | GENERAL CONSUMABLES (GENERAL SURGICAL SUPPLIES) SUPPLEMENTARY
4316 | 4227190317800 | "ENDOTRACHEAL TUBE, LOW PROFILE, WITH SMOOTH CONDUCTIVE INK ELECTRODES, SIZE 7 TO 7.5 MM, FOR THYROID MONITORING, IT SHOULD BE COMPATIBLE WITH HOSPITAL MACHINE, STERILE, DISPOSABLE" | GENERAL CONSUMABLES (GENERAL SURGICAL SUPPLIES) SUPPLEMENTARY
4317 | 4227190317900 | "ENDOTRACHEAL TUBE, LOW PROFILE, WITH SMOOTH CONDUCTIVE INK ELECTRODES, SIZE 8 TO 8.5 MM, FOR THYROID MONITORING, IT SHOULD BE COMPATIBLE WITH HOSPITAL MACHINE, STERILE, DISPOSABLE" | GENERAL CONSUMABLES (GENERAL SURGICAL SUPPLIES) SUPPLEMENTARY
4318 | 4111220600800 | "EVACUATOR, ELECTROSURGERY SMOKE EVACUATION ATTACHMENT, ACCEPTS MOST ENERGY BASED DEVICES, HAND SWITCHING PENCILS" | GENERAL CONSUMABLES (GENERAL SURGICAL SUPPLIES) SUPPLEMENTARY
4319 | 4229514310000 | "FILTER, ELECTROSURGERY CHARCOAL OR CARBON, TO REMOVE VERY SMALL PARTICLE, IN SMOKE EVACUATION, NON-STERILE" | GENERAL CONSUMABLES (GENERAL SURGICAL SUPPLIES) SUPPLEMENTARY
4320 | 4229516800300 | "FILTER ( FLUID TRAP ) , ELECTROSURGERY SMOKE EVACUATOR FILTER, NON-STERILE" | GENERAL CONSUMABLES (GENERAL SURGICAL SUPPLIES) SUPPLEMENTARY
4321 | 4229514319500 | "PENCIL, FOR ELECTROSURGERY, WITH TELESCOPIC EXTENDABLE NOSE, ATTACHED TUBING ( SMOKE EVACUATION ), DISPOSABLE, STERILE" | GENERAL CONSUMABLES (GENERAL SURGICAL SUPPLIES) SUPPLEMENTARY
4322 | 4229514319600 | "PENCIL, FOR ELECTROSURGERY, TRIGGER GRIP METHOD FOR SMOKE EVACUATION MOST ERGONOMIC GRIP, PRE - ATTACHED TUBING, DISPOSABLE, STERILE" | GENERAL CONSUMABLES (GENERAL SURGICAL SUPPLIES) SUPPLEMENTARY
4323 | 4229514302400 | "TUBING, ELECTROSURGERY LAPAROSCOPIC TUBING, CONNECTS DIRECTLY TO SMOKE EVACUATOR, IN-LINE VALVE, ENABLES CONTROLLED SMOKE EVACUATION" | GENERAL CONSUMABLES (GENERAL SURGICAL SUPPLIES) SUPPLEMENTARY
4324 | 4229351103800 | "FILTER, DISPOSABLE, FOR VAC HAIR REMOVAL SYSTEM, (1 CLIP VAC MACHINE FREE OF CHARGE WITH EACH 300 FILTER)" | GENERAL CONSUMABLES (GENERAL SURGICAL SUPPLIES) SUPPLEMENTARY
4325 | 4229542400500 | "HAIR CLIPPER, SHAVING HEAD, BLADE, DISPOSABLE, FOR VAC HAIR REMOVAL SYSTEM, (1 SURGICAL CLIPPER MACHINE FREE OF CHARGE WITH EACH 500 BLADE)" | GENERAL CONSUMABLES (GENERAL SURGICAL SUPPLIES) SUPPLEMENTARY
4326 | 4230000000200 | "FLEXIBLE URETEROSCOPE, SHAFT DIAMETER 8.0-9.5 FR, WITH WORKING CHANNEL 3.6 FR, BUILT IN LED LIGHT SOURCE ARTICULATION TIP DEFLECTION ( 270 DEGREE OR MORE ) IN BOTH DIRECTION, FOR USE WITH LAPTOP/TABLE AND MONITOR, DISPOSABLE, STERILE (ONE SCREEN FREE OF CHARGE WITH EVERY 150 PC)" | GENERAL CONSUMABLES (GENERAL SURGICAL SUPPLIES) SUPPLEMENTARY
4327 | 4710161400000 | "GEL, HYALURONIC ACID/DEXTRANOMER, 1ML PREFILLED SYRINGE" | GENERAL CONSUMABLES (GENERAL SURGICAL SUPPLIES) SUPPLEMENTARY
4328 | 4229492500900 | NEEDLE METAL FOR INJECTION SIZE 23G X 3.7FR X 350 MM | GENERAL CONSUMABLES (GENERAL SURGICAL SUPPLIES) SUPPLEMENTARY
4329 | 4229541414100 | "GENERAL SURGERY LAPAROSCOPY PACK; 4 SURGICAL GOWNS UNIVERSAL LL, HP, BNS, 1 TABLE COVER 150 X 210 CM REINFORCED, 4 HAND TOWEL 47 X 38 CM WHITE, 1 MAYO STAND COVER 79X145CM, 1 BASIN LINER - SINGLE, 10 GAUZE LAP 45X45CM 6P XRD, 1 PAPER BAG 14 X 25 CM, 10 GAUZE ROUND 30 X 40 CM, 10 GAUZE SWAB 10 X 10 CM 16 P XRD, 4 SA LABEL 3.8 X 6 CM WHITE, 1 SUTURE BAG 16.5 X 30.5 CM, 1 INSTRUMENT BAG 30 X 50 CM, 1 COVER CAMERA 18 X 244 CM WITH CARD TRANSP, 1 NEEDLE COUNTER, 1 SYRINGE 10 ML L/L, 1 SYRINGE 20 ML L/L, 1 SKIN MARKER TAPER TIP RULER, 1 SCALPEL BLADE N#11, 1 SCALPEL BLADE N#10, 1 NEEDLE HYPODERMIC 18 GAUGE 40 MM, 3 BOWL 250 ML, 1 SYRINGE 50 ML CATHETER TIP, 1 SYRINGE 50 / 60 ML BULB CATHETER TIP CONC., 2 KIDNEY BOWL 800 ML, 4 OP TOWEL 75 X 50 CM, 2 LITHOTOMY LEGGING 75 X 150 CM, 1 MONOPOLAR SCISSORS, 1 TRAY 43 X 28 X 1.5 CM" | GENERAL CONSUMABLES (GENERAL SURGICAL SUPPLIES) SUPPLEMENTARY
4330 | 4213220508700 | GLOVES SURGICAL NON - POWDERED MADE FROM POLYISOPRENE LATEX - FREE HYPOALLERGENIC PEEL PACK SIZE: 6.5 INDIVIDUALLY WRAPPED IN INNER PACK DISPOSABLE STERILE ; ONE (1) EACH = ONE (1) PAIR | GENERAL CONSUMABLES (GENERAL SURGICAL SUPPLIES) SUPPLEMENTARY
4331 | 4213220508800 | GLOVES SURGICAL NON - POWDERED MADE FROM POLYISOPRENE LATEX - FREE HYPOALLERGENIC PEEL PACK SIZE: 8 INDIVIDUALLY WRAPPED IN INNER PACK DISPOSABLE STERILE ; ONE (1) EACH = ONE (1) PAIR | GENERAL CONSUMABLES (GENERAL SURGICAL SUPPLIES) SUPPLEMENTARY
4332 | 4213220507600 | "GLOVES, SURGICAL, NON - POWDERED MICRO THIN PEEL PACK SIZE: 6.5 INDIVIDUALLY WRAPPED IN INNER PACK DISPOSABLE STERILE ; ONE (1) EACH = ONE (1) PAIR" | GENERAL CONSUMABLES (GENERAL SURGICAL SUPPLIES) SUPPLEMENTARY
4333 | 4213220507700 | "GLOVES, SURGICAL, NON - POWDERED MICRO THIN PEEL PACK SIZE: 7.0 INDIVIDUALLY WRAPPED IN INNER PACK DISPOSABLE STERILE ; ONE (1) EACH = ONE (1) PAIR" | GENERAL CONSUMABLES (GENERAL SURGICAL SUPPLIES) SUPPLEMENTARY
4334 | 4213220506400 | "GLOVES, SURGICAL, NON - POWDERED MICRO THIN PEEL PACK SIZE: 7.5 INDIVIDUALLY WRAPPED IN INNER PACK DISPOSABLE STERILE ; ONE (1) EACH = ONE (1) PAIR" | GENERAL CONSUMABLES (GENERAL SURGICAL SUPPLIES) SUPPLEMENTARY
4335 | 4213220507400 | "GLOVES, SURGICAL, LATEX, NON-POWDERED, PEEL PACK, PAIR, SIZE: 5.5, INDIVIDUALLY WRAPPED IN INNER PACK, DISPOSABLE, STERILE ; ONE (1) EACH = ONE (1) PAIR" | GENERAL CONSUMABLES (GENERAL SURGICAL SUPPLIES) SUPPLEMENTARY
4336 | 4213220510200 | "GLOVES, SURGICAL, LATEX, NON-POWDERED, PEEL PACK, PAIR, SIZE: 6, INDIVIDUALLY WRAPPED IN INNER PACK, DISPOSABLE, STERILE ; ONE (1) EACH = ONE (1) PAIR" | GENERAL CONSUMABLES (GENERAL SURGICAL SUPPLIES) SUPPLEMENTARY
4337 | 4213220504200 | "GLOVES, SURGICAL, LATEX, NON-POWDERED, PEEL PACK, PAIR, SIZE: 6.5, INDIVIDUALLY WRAPPED IN INNER PACK, DISPOSABLE, STERILE ; ONE (1) PIECE = ONE (1) PAIR" | GENERAL CONSUMABLES (GENERAL SURGICAL SUPPLIES) SUPPLEMENTARY
4338 | 4213220504300 | "GLOVES, SURGICAL, LATEX, NON-POWDERED, PEEL PACK, PAIR, SIZE: 7, INDIVIDUALLY WRAPPED IN INNER PACK, DISPOSABLE, STERILE ; ONE (1) EACH = ONE (1) PAIR" | GENERAL CONSUMABLES (GENERAL SURGICAL SUPPLIES) SUPPLEMENTARY
4339 | 4213220508500 | "GLOVES, SURGICAL, LATEX, NON-POWDERED, PEEL PACK, PAIR, SIZE: 7.5, INDIVIDUALLY WRAPPED IN INNER PACK, DISPOSABLE, STERILE ; ONE (1) EACH = ONE (1) PAIR" | GENERAL CONSUMABLES (GENERAL SURGICAL SUPPLIES) SUPPLEMENTARY
4340 | 4213220510400 | "GLOVES, SURGICAL, LATEX, NON-POWDERED, PEEL PACK, PAIR, SIZE: 8, INDIVIDUALLY WRAPPED IN INNER PACK, DISPOSABLE, STERILE ; ONE (1) EACH = ONE (1) PAIR" | GENERAL CONSUMABLES (GENERAL SURGICAL SUPPLIES) SUPPLEMENTARY
4341 | 4213220504400 | "GLOVES, SURGICAL, LATEX, NON-POWDERED, PEEL PACK, PAIR, SIZE: 8.5, INDIVIDUALLY WRAPPED IN INNER PACK, DISPOSABLE, STERILE ; ONE (1) PIECE = ONE (1) PAIR" | GENERAL CONSUMABLES (GENERAL SURGICAL SUPPLIES) SUPPLEMENTARY
4342 | 4213220507500 | "GLOVES, SURGICAL, LATEX, THICK WALL, NON-POWDERED, BROWN COLOR, FOR ORTHOPEDIC PROCEDURE, HYPOALLERGENIC, PEEL PACK, SIZE: 6.5, PACKING: INDIVIDUALLY WRAPPED IN INNER PACK, 50 PAIRS / BOX, DISPOSABLE, STERILE ; ONE (1) EACH = ONE (1) PAIR" | GENERAL CONSUMABLES (GENERAL SURGICAL SUPPLIES) SUPPLEMENTARY
4343 | 4213220509300 | "GLOVES, SURGICAL, LATEX, THICK WALL, NON-POWDERED, BROWN COLOR, FOR ORTHOPEDIC PROCEDURE, HYPOALLERGENIC, PEEL PACK, SIZE: 7, PACKING: INDIVIDUALLY WRAPPED IN INNER PACK, 50 PAIRS / BOX, DISPOSABLE, STERILE ; ONE (1) EACH = ONE (1) PAIR" | GENERAL CONSUMABLES (GENERAL SURGICAL SUPPLIES) SUPPLEMENTARY
4344 | 4213220509400 | "GLOVES, SURGICAL, LATEX, THICK WALL, NON-POWDERED, BROWN COLOR, FOR ORTHOPEDIC PROCEDURE, HYPOALLERGENIC, PEEL PACK, SIZE: 7.5, PACKING: INDIVIDUALLY WRAPPED IN INNER PACK, 50 PAIRS / BOX, DISPOSABLE, STERILE ; ONE (1) EACH = ONE (1) PAIR" | GENERAL CONSUMABLES (GENERAL SURGICAL SUPPLIES) SUPPLEMENTARY
4345 | 4213220509500 | "GLOVES, SURGICAL, LATEX, THICK WALL, NON-POWDERED, BROWN COLOR, FOR ORTHOPEDIC PROCEDURE, HYPOALLERGENIC, PEEL PACK, SIZE: 8, PACKING: INDIVIDUALLY WRAPPED IN INNER PACK, 50 PAIRS/ BOX, DISPOSABLE, STERILE ; ONE (1) EACH = ONE (1) PAIR" | GENERAL CONSUMABLES (GENERAL SURGICAL SUPPLIES) SUPPLEMENTARY
4346 | 4213220509600 | GLOVES SURGICAL LATEX THICK WALL NON-POWDERED BROWN COLOR FOR ORTHOPEDIC PROCEDURE HYPOALLERGENIC PEEL PACK SIZE: 8.5 PACKING: INDIVIDUALLY WRAPPED IN INNER PACK 50 PAIRS / BOX DISPOSABLE STERILE (PACKET) ; ONE (1) PACKET = ONE (1) PAIR | GENERAL CONSUMABLES (GENERAL SURGICAL SUPPLIES) SUPPLEMENTARY
4347 | 4229541700100 | "COVER, SURGICAL, LIGHT HANDLE, SINGLE PACK, STERILE" | GENERAL CONSUMABLES (GENERAL SURGICAL SUPPLIES) SUPPLEMENTARY
4348 | 4229541700200 | "GLOVES, SURGICAL, NON LATEX, NON-POWDERED, PEEL PACK, PAIR, SIZE: 5.5, INDIVIDUALLY WRAPPED IN INNER PACK, DISPOSABLE, STERILE ; ONE (1) EACH = ONE (1) PAIR" | GENERAL CONSUMABLES (GENERAL SURGICAL SUPPLIES) SUPPLEMENTARY
4349 | 4213220509700 | "GLOVES, SURGICAL, NON LATEX, NON-POWDERED, PEEL PACK, PAIR, SIZE: 6, INDIVIDUALLY WRAPPED IN INNER PACK, DISPOSABLE, STERILE ; ONE (1) EACH = ONE (1) PAIR" | GENERAL CONSUMABLES (GENERAL SURGICAL SUPPLIES) SUPPLEMENTARY
4350 | 4213220509800 | "GLOVES, SURGICAL, NON LATEX, NON-POWDERED, PEEL PACK, PAIR, SIZE: 6.5, INDIVIDUALLY WRAPPED IN INNER PACK, DISPOSABLE, STERILE ; ONE (1) EACH = ONE (1) PAIR" | GENERAL CONSUMABLES (GENERAL SURGICAL SUPPLIES) SUPPLEMENTARY
4351 | 4213220509900 | "GLOVES, SURGICAL, NON LATEX, NON-POWDERED, PEEL PACK, PAIR, SIZE: 7, INDIVIDUALLY WRAPPED IN INNER PACK, DISPOSABLE, STERILE ; ONE (1) EACH = ONE (1) PAIR" | GENERAL CONSUMABLES (GENERAL SURGICAL SUPPLIES) SUPPLEMENTARY
4352 | 4213220510000 | "GLOVES, SURGICAL, NON LATEX, NON-POWDERED, PEEL PACK, PAIR, SIZE: 7.5, INDIVIDUALLY WRAPPED IN INNER PACK, DISPOSABLE, STERILE ; ONE (1) EACH = ONE (1) PAIR" | GENERAL CONSUMABLES (GENERAL SURGICAL SUPPLIES) SUPPLEMENTARY
4353 | 4213220510100 | "GLOVES, SURGICAL, NON LATEX, NON-POWDERED, PEEL PACK, PAIR, SIZE: 8, INDIVIDUALLY WRAPPED IN INNER PACK, DISPOSABLE, STERILE ; ONE (1) EACH = ONE (1) PAIR" | GENERAL CONSUMABLES (GENERAL SURGICAL SUPPLIES) SUPPLEMENTARY
4354 | 4213220509200 | "GLOVES, SURGICAL, NON LATEX, NON-POWDERED, PEEL PACK, PAIR, SIZE: 8.5, INDIVIDUALLY WRAPPED IN INNER PACK, DISPOSABLE, STERILE ; ONE (1) EACH = ONE (1) PAIR" | GENERAL CONSUMABLES (GENERAL SURGICAL SUPPLIES) SUPPLEMENTARY
4355 | 4213220502800 | "GLOVES, SURGICAL, NON-POWDERED, MADE FROM POLYISOPRENE, LATEX-FREE, HYPOALLERGENIC, PEEL PACK, SIZE: 6, INDIVIDUALLY WRAPPED IN INNER PACK, DISPOSABLE, STERILE" | GENERAL CONSUMABLES (GENERAL SURGICAL SUPPLIES) SUPPLEMENTARY
4356 | 4213220508200 | "GLOVES, SURGICAL, NON-POWDERED, MADE FROM POLYISOPRENE, LATEX-FREE, HYPOALLERGENIC, PEEL PACK, SIZE: 7, INDIVIDUALLY WRAPPED IN INNER PACK, DISPOSABLE, STERILE ; ONE (1) PACKET = ONE (1) PAIR" | GENERAL CONSUMABLES (GENERAL SURGICAL SUPPLIES) SUPPLEMENTARY
4357 | 4213220508300 | GLOVES SURGICAL NON-POWDERED MADE FROM POLYISOPRENE LATEX-FREE HYPOALLERGENIC PEEL PACK SIZE: 7.5 INDIVIDUALLY WRAPPED IN INNER PACK DISPOSABLE STERILE ; ONE (1) PACKET = ONE (1) PAIR | GENERAL CONSUMABLES (GENERAL SURGICAL SUPPLIES) SUPPLEMENTARY
4358 | 4213220505800 | "GLOVES, SURGICAL, NON-POWDERED, MADE FROM POLYISOPRENE, LATEX-FREE, HYPOALLERGENIC, PEEL PACK, SIZE: 8.5, INDIVIDUALLY WRAPPED IN INNER PACK, DISPOSABLE, STERILE ; ONE (1) EACH = ONE (1) PAIR" | GENERAL CONSUMABLES (GENERAL SURGICAL SUPPLIES) SUPPLEMENTARY
4359 | 4213220512800 | "GLOVES, SURGICAL, NON-POWDERED, MICRO THIN, PEEL PACK, SIZE: 6, INDIVIDUALLY WRAPPED IN INNER PACK, DISPOSABLE, STERILE, ONE (1) EACH = ONE (1) PAIR" | GENERAL CONSUMABLES (GENERAL SURGICAL SUPPLIES) SUPPLEMENTARY
4360 | 4213220512900 | "GLOVES, SURGICAL, NON-POWDERED, MICRO THIN, PEEL PACK, SIZE: 8, INDIVIDUALLY WRAPPED IN INNER PACK, DISPOSABLE, STERILE" | GENERAL CONSUMABLES (GENERAL SURGICAL SUPPLIES) SUPPLEMENTARY
4361 | 4213220513000 | "GLOVES, SURGICAL, NON-POWDERED, MICRO THIN, PEEL PACK, SIZE: 8.5, INDIVIDUALLY WRAPPED IN INNER PACK, DISPOSABLE, STERILE" | GENERAL CONSUMABLES (GENERAL SURGICAL SUPPLIES) SUPPLEMENTARY
4362 | 4229552507900 | "MESH / GRAFT, BIOLOGICAL, ACELLULAR NON - CROSS - LINKED, WITH OPEN COLLAGEN STRUCTURE, FOR HERNIA AND ABDOMINAL WALL, SIZE 10 CM X 15 CM ( +/- 2 CM ), DISPOSABLE, STERILE" | GENERAL CONSUMABLES (GENERAL SURGICAL SUPPLIES) SUPPLEMENTARY
4363 | 4229552508000 | "MESH / GRAFT, BIOLOGICAL, ACELLULAR NON - CROSS - LINKED, WITH OPEN COLLAGEN STRUCTURE, FOR HERNIA AND ABDOMINAL WALL, SIZE 10 CM X 20 CM ( +/- 2 CM ), DISPOSABLE, STERILE" | GENERAL CONSUMABLES (GENERAL SURGICAL SUPPLIES) SUPPLEMENTARY
4364 | 4229552508100 | "MESH / GRAFT, BIOLOGICAL, ACELLULAR NON - CROSS - LINKED, WITH OPEN COLLAGEN STRUCTURE, FOR HERNIA AND ABDOMINAL WALL, SIZE 15 CM X 20 CM ( +/- 2 CM ), DISPOSABLE, STERILE" | GENERAL CONSUMABLES (GENERAL SURGICAL SUPPLIES) SUPPLEMENTARY
4365 | 4229552508200 | "MESH / GRAFT, BIOLOGICAL, ACELLULAR NON - CROSS - LINKED, WITH OPEN COLLAGEN STRUCTURE, FOR HERNIA AND ABDOMINAL WALL, SIZE 15 CM X 25 CM ( +/- 2 CM ), DISPOSABLE, STERILE" | GENERAL CONSUMABLES (GENERAL SURGICAL SUPPLIES) SUPPLEMENTARY
4366 | 4229552508300 | "MESH / GRAFT, BIOLOGICAL, ACELLULAR NON - CROSS - LINKED, WITH OPEN COLLAGEN STRUCTURE, FOR HERNIA AND ABDOMINAL WALL, SIZE 20 CM X 25 CM ( +/- 2 CM ), DISPOSABLE, STERILE" | GENERAL CONSUMABLES (GENERAL SURGICAL SUPPLIES) SUPPLEMENTARY
4367 | 4229552508500 | "GRAFT, DEHYDRATED MULTIPLE LAYERS AMNION/CHORION MEMBRANE GRAFT, NON - VIABLE CELLULAR AMNIOTIC, SIZE 4 X 4 CM (+\ - 1 CM)" | GENERAL CONSUMABLES (GENERAL SURGICAL SUPPLIES) SUPPLEMENTARY
4368 | 4229552508400 | "GRAFT, DEHYDRATED MULTIPLE LAYERS AMNION/CHORION MEMBRANE GRAFT, NON - VIABLE CELLULAR AMNIOTIC, SIZE 7 X 7 CM (+\ - 1 CM)" | GENERAL CONSUMABLES (GENERAL SURGICAL SUPPLIES) SUPPLEMENTARY
4369 | 4229351600000 | "GUARD, CONTAMINATED, SHOULD BE COMPATIBLE WITH HOSPITAL MACHINE" | GENERAL CONSUMABLES (GENERAL SURGICAL SUPPLIES) SUPPLEMENTARY
4370 | 4229420512800 | "NOSE CONE, FOR ELECTROSURGERY, 23 KHZ, SHOULD BE COMPATIBLE WITH HOSPITAL MACHINE" | GENERAL CONSUMABLES (GENERAL SURGICAL SUPPLIES) SUPPLEMENTARY
4371 | 4229580903000 | "TIP, CURVED, EXTENDED, MICROTIP, 36 KHZ, SHOULD BE COMPATIBLE WITH HOSPITAL MACHINE" | GENERAL CONSUMABLES (GENERAL SURGICAL SUPPLIES) SUPPLEMENTARY
4372 | 4214310110800 | "TIP, CURVED, EXTENDED, MICROTIP, LONG, 36 KHZ, SHOULD BE COMPATIBLE WITH HOSPITAL MACHINE" | GENERAL CONSUMABLES (GENERAL SURGICAL SUPPLIES) SUPPLEMENTARY
4373 | 4214310111000 | "TIP, CURVED, EXTENDED, PRECISION TIP, 36 KHZ, SHOULD BE COMPATIBLE WITH HOSPITAL MACHINE" | GENERAL CONSUMABLES (GENERAL SURGICAL SUPPLIES) SUPPLEMENTARY
4374 | 4229580903100 | "TIP, CURVED, EXTENDED, STANDARD TIP, 36 KHZ, SHOULD BE COMPATIBLE WITH HOSPITAL MACHINE" | GENERAL CONSUMABLES (GENERAL SURGICAL SUPPLIES) SUPPLEMENTARY
4375 | 4229163310500 | TIP SABER 36 KHZ SHOULD BE COMPATIBLE WITH HOSPITAL MACHINE | GENERAL CONSUMABLES (GENERAL SURGICAL SUPPLIES) SUPPLEMENTARY
4376 | 4229580903200 | TIP STRAIGHT EXTENDED MICROTIP 36 KHZ SHOULD BE COMPATIBLE WITH HOSPITAL MACHINE | GENERAL CONSUMABLES (GENERAL SURGICAL SUPPLIES) SUPPLEMENTARY
4377 | 4214310110700 | "TIP, STRAIGHT, MACROTIP, 23 KHZ, SHOULD BE COMPATIBLE WITH HOSPITAL MACHINE" | GENERAL CONSUMABLES (GENERAL SURGICAL SUPPLIES) SUPPLEMENTARY
4378 | 4229580200000 | "TUBING, MANIFOLD, 23 KHZ, SHOULD BE COMPATIBLE WITH HOSPITAL MACHINE" | GENERAL CONSUMABLES (GENERAL SURGICAL SUPPLIES) SUPPLEMENTARY
4379 | 4229610007200 | "TUBING, MANIFOLD, 36 KHZ, SHOULD BE COMPATIBLE WITH HOSPITAL MACHINE" | GENERAL CONSUMABLES (GENERAL SURGICAL SUPPLIES) SUPPLEMENTARY
4380 | 4229230700300 | "WRENCH, TORQUE, STERILE TIP, 36 KHZ, SHOULD BE COMPATIBLE WITH HOSPITAL MACHINE" | GENERAL CONSUMABLES (GENERAL SURGICAL SUPPLIES) SUPPLEMENTARY
4381 | 4229351600800 | "GUIDEWIRE, HYDROPHILIC COATED, ANGLED TIP, 0.035 X 130-150 CM LENGTH, DISPOSABLE, STERILE" | GENERAL CONSUMABLES (GENERAL SURGICAL SUPPLIES) SUPPLEMENTARY
4382 | 4220343802100 | "GUIDEWIRE, HYDROPHILIC COATED, STRAIGHT TIP, 0.018 X 240-260 CM LENGTH, DISPOSABLE, STERILE" | GENERAL CONSUMABLES (GENERAL SURGICAL SUPPLIES) SUPPLEMENTARY
4383 | 4229351600900 | "GUIDEWIRE, TEFLON (PTFE) COATED, STRAIGHT TIP, 0.032 X 130-150 CM LENGTH, DISPOSABLE, STERILE" | GENERAL CONSUMABLES (GENERAL SURGICAL SUPPLIES) SUPPLEMENTARY
4384 | 4214272100100 | "GUIDEWIRE, HYDROPHILIC COATED, STRAIGHT TIP, 0.038 X 130-150 CM LENGTH, DISPOSABLE, STERILE" | GENERAL CONSUMABLES (GENERAL SURGICAL SUPPLIES) SUPPLEMENTARY
4385 | 4229540010600 | "GUIDEWIRE, TEFLON (PTFE) COATED, STRAIGHT TIP, 0.018 X 120-150 CM LENGTH, DISPOSABLE, STERILE" | GENERAL CONSUMABLES (GENERAL SURGICAL SUPPLIES) SUPPLEMENTARY
4386 | 4220340431700 | "GUIDEWIRE, TEFLON (PTFE) COATED, STRAIGHT TIP, 0.025 X 120-150 CM LENGTH, DISPOSABLE, STERILE" | GENERAL CONSUMABLES (GENERAL SURGICAL SUPPLIES) SUPPLEMENTARY
4387 | 4220340431900 | "GUIDEWIRE, TEFLON (PTFE) COATED, FIXED CORE, STRAIGHT TIP, 0.035 X 130-150 CM LENGTH, DISPOSABLE, STERILE" | GENERAL CONSUMABLES (GENERAL SURGICAL SUPPLIES) SUPPLEMENTARY
4388 | 4220340431400 | "GUIDEWIRE, TEFLON (PTFE) COATED, FIXED CORE, ANGLED TIP, STIFF, 0.035 X 130-150 CM LENGTH, DISPOSABLE, STERILE" | GENERAL CONSUMABLES (GENERAL SURGICAL SUPPLIES) SUPPLEMENTARY
4389 | 4220340431600 | "GUIDEWIRE, TEFLON (PTFE) COATED, FIXED CORE, ANGLED TIP, STIFF, 0.038 X 130-150 CM LENGTH, DISPOSABLE, STERILE" | GENERAL CONSUMABLES (GENERAL SURGICAL SUPPLIES) SUPPLEMENTARY
4390 | 4220340431300 | "GUIDEWIRE, TEFLON (PTFE) COATED, FIXED CORE, ANGLED TIP, 0.035 X 130-150 CM LENGTH, DISPOSABLE, STERILE" | GENERAL CONSUMABLES (GENERAL SURGICAL SUPPLIES) SUPPLEMENTARY
4391 | 4220340431500 | "GUIDEWIRE, TEFLON (PTFE) COATED, FIXED CORE, STRAIGHT TIP, 0.038 X 130-150 CM LENGTH, DISPOSABLE, STERILE" | GENERAL CONSUMABLES (GENERAL SURGICAL SUPPLIES) SUPPLEMENTARY
4392 | 4229491900200 | "GUIDEWIRE, TEFLON (PTFE) COATED, STRAIGHT FLEXIBLE TIP, STAINLESS STEEL STIFF, 0.038 X 130-150 CM LENGTH, DISPOSABLE, STERILE" | GENERAL CONSUMABLES (GENERAL SURGICAL SUPPLIES) SUPPLEMENTARY
4393 | 4220340431800 | "GUIDEWIRE, TEFLON (PTFE) COATED, STRAIGHT, STAINLESS STEEL STIFF, 0.035 X 130-150 CM LENGTH, DISPOSABLE, STERILE" | GENERAL CONSUMABLES (GENERAL SURGICAL SUPPLIES) SUPPLEMENTARY
4394 | 4214270223700 | "GUIDEWIRE, TEFLON (PTFE) COATED, AMPLATZ, ANGLED TIP, STAINLESS STEEL WITH FLAT WIRE COIL, 0.035 X 130-150 CM LENGTH, DISPOSABLE, STERILE" | GENERAL CONSUMABLES (GENERAL SURGICAL SUPPLIES) SUPPLEMENTARY
4395 | 4214272101600 | "GUIDEWIRE, TEFLON (PTFE) COATED, SENSOR, WITH HYDROPHILIC STRAIGHT TIP, DUAL FLEX, 0.035 INCH X 130-150 CM, DISPOSABLE, STERILE" | GENERAL CONSUMABLES (GENERAL SURGICAL SUPPLIES) SUPPLEMENTARY
4396 | 4214270223800 | GUIDEWIRE TEFLON (PTFE) COATED SENSOR WITH HYDROPHILIC STRAIGHT TIP DUAL FLEX 0.038 INCH X 130-150 CM DISPOSABLE STERILE | GENERAL CONSUMABLES (GENERAL SURGICAL SUPPLIES) SUPPLEMENTARY
4397 | 4214270223900 | "GUIDEWIRE, TEFLON (PTFE) COATED, ZEBRA MARKING, WITH HYDROPHILIC FLEXIBLE ANGLED TIP, 0.035 X 130-150 CM, DISPOSABLE, STERILE" | GENERAL CONSUMABLES (GENERAL SURGICAL SUPPLIES) SUPPLEMENTARY
4398 | 4214250409400 | "BIOPSY NEEDLE DEVICE, AUTOMATIC, CORE BIOPSY, NEEDLE SIZE: 16G X 20-22 CM, PENETRATION DEPTH 17-22 MM, DISPOSABLE, STERILE, (EACH BIOPSY DEVICE MUST INCLUDE AN APPROPRIATE SIZE COAXIAL NEEDLE)" | GENERAL CONSUMABLES (GENERAL SURGICAL SUPPLIES) SUPPLEMENTARY
4399 | 4214250409500 | "BIOPSY NEEDLE DEVICE, AUTOMATIC, CORE BIOPSY, NEEDLE SIZE: 18G X 14-16 CM, PENETRATION DEPTH 17-22 MM, DISPOSABLE, STERILE, (EACH BIOPSY DEVICE MUST INCLUDE AN APPROPRIATE SIZE COAXIAL NEEDLE)" | GENERAL CONSUMABLES (GENERAL SURGICAL SUPPLIES) SUPPLEMENTARY
4400 | 4229161304100 | SHAVING HEAD SINGLE-USE FOR HAIR CLIPPER DOES NOT CAUSE SKIN WOUND OR SCRATCHES THE HAIR CLIPPER WITH THE FOLLOWING SPECIFICATIONS: REUSABLE CORDLESS USE RECHARGEABLE BATTERY COULD BE WASHED WITH SOAP WATER AND ALCOHOL CLEANSING OR OTHER DISINFECTANTS EASY-TO-USE REMOVAL AND INSTALLATION OF SHAVING HEADS WIRELESS (1 HAIR CLIPPER MACHINE FREE OF CHARGE WITH EACH 500 SHAVING HEAD) | GENERAL CONSUMABLES (GENERAL SURGICAL SUPPLIES) SUPPLEMENTARY
4401 | 4229250200800 | "HANDPIECE, BLUE, FOR USE WITH OPEN ULTRASONIC DEVICES GENERATORS, REUSABLE" | GENERAL CONSUMABLES (GENERAL SURGICAL SUPPLIES) SUPPLEMENTARY
4402 | 4229250200900 | HANDPIECE FOR ARGON CUTTING AND COAGULATION 3.5-4 M CORD | GENERAL CONSUMABLES (GENERAL SURGICAL SUPPLIES) SUPPLEMENTARY
4403 | 4229250201100 | "HEADBAND, SURGICAL, FOR COOLING, NON-STERILE, DISPOSABLE" | GENERAL CONSUMABLES (GENERAL SURGICAL SUPPLIES) SUPPLEMENTARY
4404 | 4231160000700 | "HEMOSTASIS, ABSORBABLE, FIBROUS FORM OF OXIDIZED REGENERATED CELLULOSE, MULTILAYERED, NONWOVEN, BACTERICIDAL, ABSORBABLE IN 1-2 WEEKS, MELTS IN TO TISSUE, 4 X 4 INCH, STERILE" | GENERAL CONSUMABLES (GENERAL SURGICAL SUPPLIES) SUPPLEMENTARY
4405 | 4231160000800 | "HEMOSTASIS, ABSORBABLE, OXIDIZED REGENERATED CELLULOSE, DENSE KNIT MATERIAL, BACTERICIDAL, ABSORBABLE IN 1-2 WEEKS, 3 IN X 4 IN, STERILE" | GENERAL CONSUMABLES (GENERAL SURGICAL SUPPLIES) SUPPLEMENTARY
4406 | 4231160706400 | "HEMOSTASIS, ABSORBABLE, OXIDIZED REGENERATED CELLULOSE, DENSE KNIT MATERIAL, BACTERICIDAL, ABSORBABLE IN 1-2 WEEKS, 6 IN X 9 IN, STERILE" | GENERAL CONSUMABLES (GENERAL SURGICAL SUPPLIES) SUPPLEMENTARY
4407 | 4231160706300 | "HEMOSTASIS, ABSORBABLE, ADHESION BARRIER, OXIDIZED REGENERATED CELLULOSE, ABSORBABLE IN 3-4 WEEKS DAYS, 3 INCH X 4 INCH, STERILE" | GENERAL CONSUMABLES (GENERAL SURGICAL SUPPLIES) SUPPLEMENTARY
4408 | 4231160000900 | "HEMOSTASIS, ABSORBABLE, FIBROUS FORM OF OXIDIZED REGENERATED CELLULOSE, MULTILAYERED, NONWOVEN, BACTERICIDAL, ABSORBABLE IN 1-2 WEEKS, MELTS IN TO TISSUE, 2 X 4 INCH, STERILE" | GENERAL CONSUMABLES (GENERAL SURGICAL SUPPLIES) SUPPLEMENTARY
4409 | 4231160001400 | "HEMOSTASIS, ABSORBABLE, OXIDIZED REGENERATED CELLULOSE, DENSE KNIT MATERIAL, BACTERICIDAL, ABSORBABLE IN 1-2 WEEKS, 1 IN X 3.5 IN, STERILE" | GENERAL CONSUMABLES (GENERAL SURGICAL SUPPLIES) SUPPLEMENTARY
4410 | 4231160706700 | "HEMOSTASIS, COLLAGEN PATCH, COATED WITH A DRY LAYER OF THE COAGULATION FACTOR, HUMAN FIBRINOGEN AND HUMAN THROMBIN, SIZE: 9.5 X 4.8 ( +/ - 1 CM ), THICKNESS 0.5 CM, STERILE" | GENERAL CONSUMABLES (GENERAL SURGICAL SUPPLIES) SUPPLEMENTARY
4411 | 4231150005200 | "HEMOSTASIS, ABSORBABLE, OXIDIZED REGENERATED CELLULOSE, NON WOVEN TEXTURE, BACTERICIDAL, 1X2 INCH, STERILE" | GENERAL CONSUMABLES (GENERAL SURGICAL SUPPLIES) SUPPLEMENTARY
4412 | 4231160709200 | "HEMOSTASIS, ABSORBABLE, OXIDIZED REGENERATED CELLULOSE, NON WOVEN TEXTURE, BACTERICIDAL, 2X4 INCH, STERILE" | GENERAL CONSUMABLES (GENERAL SURGICAL SUPPLIES) SUPPLEMENTARY
4413 | 4231150005000 | "HEMOSTASIS, ABSORBABLE, OXIDIZED REGENERATED CELLULOSE, NON WOVEN TEXTURE, BACTERICIDAL, 4X4 INCH, STERILE" | GENERAL CONSUMABLES (GENERAL SURGICAL SUPPLIES) SUPPLEMENTARY
4414 | 4231160000300 | "HEMOSTASIS, OXIDIZED REGENERATE CELLULOSE, LOOSE KNIT MESH, BACTERICIDAL, ABSORBABLE IN 1-2 WEEKS, SIZE: 0.5 X 2 INCH, PACKING: INDIVIDUALLY WRAPPED, DISPOSABLE, STERILE" | GENERAL CONSUMABLES (GENERAL SURGICAL SUPPLIES) SUPPLEMENTARY
4415 | 4231160709300 | "HEMOSTASIS, OXIDIZED REGENERATE CELLULOSE, LOOSE KNIT MESH, BACTERICIDAL, ABSORBABLE IN 1-2 WEEKS, SIZE: 2 X 14 INCH, PACKING: INDIVIDUALLY WRAPPED, DISPOSABLE, STERILE" | GENERAL CONSUMABLES (GENERAL SURGICAL SUPPLIES) SUPPLEMENTARY
4416 | 4231160001200 | "HEMOSTASIS, OXIDIZED REGENERATE CELLULOSE, LOOSE KNIT MESH, BACTERICIDAL, ABSORBABLE IN 1-2 WEEKS, SIZE: 2 X 3 INCH, PACKING: INDIVIDUALLY WRAPPED, DISPOSABLE, STERILE" | GENERAL CONSUMABLES (GENERAL SURGICAL SUPPLIES) SUPPLEMENTARY
4417 | 4231160001100 | "HEMOSTASIS, OXIDIZED REGENERATE CELLULOSE, LOOSE KNIT MESH, BACTERICIDAL, ABSORBABLE IN 1-2 WEEKS, SIZE: 4 X 8 INCH, PACKING: INDIVIDUALLY WRAPPED, DISPOSABLE, STERILE" | GENERAL CONSUMABLES (GENERAL SURGICAL SUPPLIES) SUPPLEMENTARY
4418 | 4231160000400 | "HEMOSTASIS, FLOUR, SCATTERED FORM, ABSORBABLE, 100% COLLAGEN, 0.5 GRAM, DISPOSABLE, STERILE" | GENERAL CONSUMABLES (GENERAL SURGICAL SUPPLIES) SUPPLEMENTARY
4419 | 4231160000500 | "HEMOSTASIS, FLOUR, SCATTERED FORM, ABSORBABLE, 100% COLLAGEN, 1 GRAM, DISPOSABLE, STERILE" | GENERAL CONSUMABLES (GENERAL SURGICAL SUPPLIES) SUPPLEMENTARY
4420 | 4231160000600 | "HEMOSTASIS, FLOUR, SCATTERED FORM, ABSORBABLE, 100% COLLAGEN, 5 GRAM, DISPOSABLE, STERILE" | GENERAL CONSUMABLES (GENERAL SURGICAL SUPPLIES) SUPPLEMENTARY
4421 | 4215161473100 | "HEMOSTASIS, GELATIN MATRIX KIT, CONTAINING 2 SYRINGES (MALE AND FEMALE) 2 APPLICATORS PREPARED BY MIXING GELATIN SYRINGE, WITH SALINE, 8 ML, STERILE" | GENERAL CONSUMABLES (GENERAL SURGICAL SUPPLIES) SUPPLEMENTARY
4422 | 4215161471800 | "HEMOSTASIS, HEMOSTATIC MATRIX PLUS, FLEX TIP, BOVINE-DERIVED GELATIN MATRIX AND HUMAN THROMBIN, 5 ML, STERILE" | GENERAL CONSUMABLES (GENERAL SURGICAL SUPPLIES) SUPPLEMENTARY
4423 | 4215161472600 | "HEMOSTASIS, SOFT PLIABLE SPONGE, ABSORBABLE, MICROFIBRILLAR 100 % COLLAGEN, 2 CM X 6.25 CM X 7 MM, DISPOSABLE, STERILE" | GENERAL CONSUMABLES (GENERAL SURGICAL SUPPLIES) SUPPLEMENTARY
4424 | 4215161472800 | "HEMOSTASIS, SOFT PLIABLE SPONGE, ABSORBABLE, MICROFIBRILLAR 100 % COLLAGEN, 8 CM X 12.5 CM X 3 MM, DISPOSABLE, STERILE" | GENERAL CONSUMABLES (GENERAL SURGICAL SUPPLIES) SUPPLEMENTARY
4425 | 4229610303400 | "HEMOSTASIS, SOFT PLIABLE SPONGE, ABSORBABLE, MICROFIBRILLAR 100 % COLLAGEN, 8 CM X 6.25 CM X 1 CM, DISPOSABLE, STERILE" | GENERAL CONSUMABLES (GENERAL SURGICAL SUPPLIES) SUPPLEMENTARY
4426 | 4231160001500 | HEMOSTASIS SOFT PLIABLE SPONGE ABSORBABLE MICROFIBRILLAR 100 % COLLAGEN 8 CM X 12.5 CM X 1 CM DISPOSABLE STERILE | GENERAL CONSUMABLES (GENERAL SURGICAL SUPPLIES) SUPPLEMENTARY
4427 | 4231160600500 | HEMOSTASIS SPONGE ABSORBABLE GELATIN SIZE 70-80 X 50 X 10 MM DISPOSABLE STERILE | GENERAL CONSUMABLES (GENERAL SURGICAL SUPPLIES) SUPPLEMENTARY
4428 | 4231160600600 | "HEMOSTASIS, SPONGE, ABSORBABLE, GELATIN, SIZE 70-80 X 50 X 1 MM, DISPOSABLE, STERILE" | GENERAL CONSUMABLES (GENERAL SURGICAL SUPPLIES) SUPPLEMENTARY
4429 | 4231160706900 | "HEMOSTASIS, SPONGE, ABSORBABLE, GELATIN, FOR ANAL, 80 MM X 30 MM, STERILE" | GENERAL CONSUMABLES (GENERAL SURGICAL SUPPLIES) SUPPLEMENTARY
4430 | 4231160707200 | "HEMOSTASIS, THIN SHEET, NON - WOVEN MICROFIBRILLAR, ABSORBABLE, 100% COLLAGEN, LARGE SIZE, 70 MM X 70 MM ( +/- 10 MM ), DISPOSABLE, STERILE" | GENERAL CONSUMABLES (GENERAL SURGICAL SUPPLIES) SUPPLEMENTARY
4431 | 4231160707300 | "HEMOSTASIS, THIN SHEET, NON - WOVEN MICROFIBRILLAR, ABSORBABLE, 100% COLLAGEN, SMALL SIZE, 35 MM X 35 MM ( +/- 5 MM ), DISPOSABLE, STERILE" | GENERAL CONSUMABLES (GENERAL SURGICAL SUPPLIES) SUPPLEMENTARY
4432 | 4231160707400 | "HEMOSTASIS, THIN SHEET, NON - WOVEN, MICROFIBRILLAR, ABSORBABLE, 100% COLLAGEN, MEDIUM SIZE, 70 MM X 35 MM ( +/- 5 ), DISPOSABLE, STERILE" | GENERAL CONSUMABLES (GENERAL SURGICAL SUPPLIES) SUPPLEMENTARY
4433 | 4231160709400 | "HEMOSTATIC, ABSORBABLE, OXIDIZED CELLULOSE -NON-REGENERATED-, LIGHT RETICULUM, SIZE: 10 X 20 CM (+/- 1 CM), STERILE" | GENERAL CONSUMABLES (GENERAL SURGICAL SUPPLIES) SUPPLEMENTARY
4434 | 4231160709500 | "HEMOSTATIC, ABSORBABLE, OXIDIZED CELLULOSE -NON-REGENERATED-, LIGHT RETICULUM, SIZE: 5 X 7.5 CM (+/- 0.5 CM), STERILE" | GENERAL CONSUMABLES (GENERAL SURGICAL SUPPLIES) SUPPLEMENTARY
4435 | 4229171000000 | "HOOK, AMNIOTIC HOOK, PLASTIC, STRAIGHT OR CURVED, DISPOSABLE, STERILE" | GENERAL CONSUMABLES (GENERAL SURGICAL SUPPLIES) SUPPLEMENTARY
4436 | 4229552510000 | "MESH, FULLY RESORBABLE SCAFFOLD FOR SOFT TISSUE RECONSTRUCTION WITH ABSORBABLE ANTI - ADHESION BARRIER SEPRA TECHNOLOGY, 20 X 30 CM ( +/- 2 CM ), STERILE" | GENERAL CONSUMABLES (GENERAL SURGICAL SUPPLIES) SUPPLEMENTARY
4437 | 4229553602700 | "IMPLANT, BREAST, GEL, SMOOTH ROUND, HIGH AND MODERATE PLUS PROFILE XTRA, ASSORTED SIZES" | GENERAL CONSUMABLES (GENERAL SURGICAL SUPPLIES) SUPPLEMENTARY
4438 | 4229553602800 | "IMPLANT, BREAST, GEL, SMOOTH ROUND, HIGH AND MODERATE PLUS PROFILE, ASSORTED SIZES" | GENERAL CONSUMABLES (GENERAL SURGICAL SUPPLIES) SUPPLEMENTARY
4439 | 4229553601200 | "IMPLANT, BREAST, RESTERILIZABLE GEL SIZERS, ROUND, HIGH AND MODERATE PLUS PROFILE, ASSORTED SIZES" | GENERAL CONSUMABLES (GENERAL SURGICAL SUPPLIES) SUPPLEMENTARY
4440 | 4214253501600 | "EXPANDER, TISSUE, SMOOTH, ASSORTED SIZES AND SHAPES" | GENERAL CONSUMABLES (GENERAL SURGICAL SUPPLIES) SUPPLEMENTARY
4441 | 4229553602400 | "EXPANDER, TISSUE, SMOOTH, PLUS, WITH SUTURE TABS, ASSORTED SIZES" | GENERAL CONSUMABLES (GENERAL SURGICAL SUPPLIES) SUPPLEMENTARY
4442 | 4229551900100 | "IMPLANT, MALLEABLE PENILE PROSTHESIS, HYDROPHILIC COATED, 11MM, STERILE" | GENERAL CONSUMABLES (GENERAL SURGICAL SUPPLIES) SUPPLEMENTARY
4443 | 4229517101700 | "IMPLANT, MALLEABLE PENILE PROSTHESIS, HYDROPHILIC COATED, 13MM, STERILE" | GENERAL CONSUMABLES (GENERAL SURGICAL SUPPLIES) SUPPLEMENTARY
4444 | 4229551900000 | "IMPLANT, MALLEABLE PENILE PROSTHESIS, HYDROPHILIC COATED, 9.5MM, STERILE" | GENERAL CONSUMABLES (GENERAL SURGICAL SUPPLIES) SUPPLEMENTARY
4445 | 4229553701500 | "IMPLANT, PENILE, INFLATABLE, ASSORTED SIZES (1) EACH = ONE (1) KIT" | GENERAL CONSUMABLES (GENERAL SURGICAL SUPPLIES) SUPPLEMENTARY
4446 | 4229490808500 | INSTRUMENT, OPEN SURGERY, PERMANENTLY SEALING, BLUNT DISSECTION, BLUNT GRASPING AND DIVIDING TISSUE BUNDLES AND VESSELS, INTEGRATED CUTTING BY KNIFE AND SEALING, HAND OR FOOTSWITCHING ACTIVATION OF SEALING ENERGY, CURVE JAW ARTERY FORCEPS SHAPE INSTRUMENT LENGTH 16 -20 CM, DISPOSABLE, STERILE | GENERAL CONSUMABLES (GENERAL SURGICAL SUPPLIES) SUPPLEMENTARY
4447 | 4231200911100 | "INSTRUMENT, OPEN SURGERY, SEALER/DIVIDER, DISSECTION, NANO-COATED AND FINE TAPERED CURVED NONSTICK JAWS, HAND OR FOOT SWITCHING ACTIVATION OF SEALING ENERGY, LENGTH 21-22 CM, DISPOSABLE, STERILE" | GENERAL CONSUMABLES (GENERAL SURGICAL SUPPLIES) SUPPLEMENTARY
4448 | 4229490603500 | "INSTRUMENT, SEALER / DIVIDER, VESSEL, SHORT, 10 MM X 20 CM, SHAFT, DISPOSABLE, STERILE" | GENERAL CONSUMABLES (GENERAL SURGICAL SUPPLIES) SUPPLEMENTARY
4449 | 4229490603700 | "INSTRUMENT, SEALER, BIPOLAR, ADVANCED, 13 MM X 20 CM, 360 DEGREE ROTATABLE, 38 MM LARGE CURVED JAW, WITH SILICONE PAD, WITH ADAPTIVE TISSUE TECHNOLOGY, DISPOSABLE, STERILE" | GENERAL CONSUMABLES (GENERAL SURGICAL SUPPLIES) SUPPLEMENTARY
4450 | 4229490603400 | "INSTRUMENT, SEALER/DIVIDER, FOR OPEN SURGERY, PERMANENTLY FUSES TISSUE, BUNDLES, AND VESSELS, UP TO 7 MM IN DIAMETER, 13 MM ROTATION SHAFT, LENGTH 18-20 CM, CURVE JAW, FOOT AND HAND SWITCH, ACTIVATION OF SEALING ENERGY, STERILE" | GENERAL CONSUMABLES (GENERAL SURGICAL SUPPLIES) SUPPLEMENTARY
4451 | 4229490604900 | "INSTRUMENT, ULTRASONIC, CORDLESS, DISSECTOR, COAGULATION, CUTTING INSTRUMENTS, SHAFT 13-15 CM FOR OPEN SURGERY, DISPOSABLE, STERILE" | GENERAL CONSUMABLES (GENERAL SURGICAL SUPPLIES) SUPPLEMENTARY
4452 | 4229490603100 | "INSTRUMENT, ULTRASONIC, CORDLESS, DISSECTOR, COAGULATION, CUTTING INSTRUMENTS, SHAFT 24-26 CM FOR OPEN SURGERY, DISPOSABLE, STERILE" | GENERAL CONSUMABLES (GENERAL SURGICAL SUPPLIES) SUPPLEMENTARY
4453 | 4229490605100 | "INSTRUMENT, ULTRASONIC, OPEN, CUTTING AND COAGULATING, LONG, CURVED, SHEARS, SCISSOR GRIP, CURVED BLADE, LENGTH 9-10 CM, WITH ADAPTIVE TISSUE TECHNOLOGY, WITH FOOTSWITCH AND HAND CONTROL, DISPOSABLE, STERILE" | GENERAL CONSUMABLES (GENERAL SURGICAL SUPPLIES) SUPPLEMENTARY
4454 | 4229540010900 | "INTEGRATED CORDLESS LED LIGHTS, DUAL-BLADE INCLUDING LED ON EITHER BLADE, ON/O? BUTTON ALLOWS FOR SEAMLESS MID-PROCEDURE TRANSITION FROM ONE BLADE TO ANOTHER, DUAL SMOKE EVACUATION CHANNELS, REINFORCED NYLON MATERIAL PROVIDES EXCEPTIONAL STRENGTH AND RIGIDITY, ATRAUMATIC GRIP AT DISTAL ENDS, TOUCH-FREE BATTERY REMOVAL ALLOWS FOR DISPOSAL 50MM X 20MM AND 30MM X 15MM ONETRAC LXD SINGLE-USE" | GENERAL CONSUMABLES (GENERAL SURGICAL SUPPLIES) SUPPLEMENTARY
4455 | 4219261200600 | "ANAL IRRIGATION, ACCESSORY SET, INCLUDING 2 SELF LUBRICATED CATHETER, AND WATER BAG" | GENERAL CONSUMABLES (GENERAL SURGICAL SUPPLIES) SUPPLEMENTARY
4456 | 4213160701300 | "JACKET, WARM-UP, KNIT CUFF COLLAR, MULTI LAYER, LATEX FREE, BLUE, LARGE, DISPOSABLE" | GENERAL CONSUMABLES (GENERAL SURGICAL SUPPLIES) SUPPLEMENTARY
4457 | 4213160701400 | "JACKET, WARM-UP, KNIT CUFF COLLAR, MULTI LAYER, LATEX FREE, BLUE, MEDIUM, DISPOSABLE" | GENERAL CONSUMABLES (GENERAL SURGICAL SUPPLIES) SUPPLEMENTARY
4458 | 4213160701500 | "JACKET, WARM-UP, KNIT CUFF COLLAR, MULTI LAYER, LATEX FREE, BLUE, SMALL, DISPOSABLE" | GENERAL CONSUMABLES (GENERAL SURGICAL SUPPLIES) SUPPLEMENTARY
4459 | 4213160701600 | "JACKET, WARM-UP, KNIT CUFF COLLAR, MULTI LAYER, LATEX FREE, BLUE, X-LARGE, DISPOSABLE" | GENERAL CONSUMABLES (GENERAL SURGICAL SUPPLIES) SUPPLEMENTARY
4460 | 4216160807700 | "KIDNEY PERFUSION SOLUTION IS A CLEAR, STERILE, NON-PYROGENIC, NON-TOXIC SOLUTION FOR THE IN-VITRO FLUSHING AND TEMPORARY CONTINUOUS PERFUSION PRESERVATION OF EXPLANTED KIDNEYS, THIS SOLUTION HAS AN OSMOLALITY OF 300 # 15 MOSM/KG, A SODIUM CONCENTRATION OF 100 MEQ/L, A POTASSIUM CONCENTRATION OF 25 MEQ/L, AND A PH OF 7.4 # 0.1 AT ROOM TEMPERATURE. BASED ON THE SODIUM/POTASSIUM RATIO, THE COMPOSITION IS THUS CONSISTENT WITH THAT OF AN EXTRACELLULAR SOLUTION, 1L" | GENERAL CONSUMABLES (GENERAL SURGICAL SUPPLIES) SUPPLEMENTARY
4461 | 4214311100500 | KIT BLOOD SAMPLING FOR FETAL SCALP COMPLETE: FETAL BLOOD SAMPLING WAND WITH RETRACTABLE BLADE AND CAPILLARY TUBE HOLDER FOR ONE STEP OPERATION 6 LONG COTTON TIPPED BUDS 4 TO 5 HEPARINIZED CAPILLARY TUBE SODIUM HEPARINIZED CAPILLARY VOLUME MINIMUM 55 TO 130 MCL 8 TO 10 CAPILLARY CAPS 4 TO 5 MIXING WIRES 4 TO 5 UNIVERSAL BLOOD GAS ANALYZER ADAPTERS WITH CLOT BUSTER 1 STERILE SURGICAL DRAPE A RESTING SPACE FOR AMNIOSCOPE WITH AUTOMATIC ILLUMINATION FRONT DIAMETER AVERAGE 32 MM AVERAGE BACK DIAMETER 45 MM LENGTH AVERAGE 121.5 MM OVERALL LENGTH OF TUB E 195 TO 200 MM | GENERAL CONSUMABLES (GENERAL SURGICAL SUPPLIES) SUPPLEMENTARY
4462 | 4214311100100 | "KIT, CATHETER, FOR PEDIATRIC, CHEMOTHERAPY, PRE - ATTACHED PLASTIC PORT, 6.5-6.6 FR, SILICONE TUBE, , STERILE" | GENERAL CONSUMABLES (GENERAL SURGICAL SUPPLIES) SUPPLEMENTARY
4463 | 4214311100200 | KIT CATHETERIZATION SUPRAPUBIC 12 FR WITH SCALPEL TROCAR AND SHEATH 2 - WAY STANDARD LENGTH STERILE | GENERAL CONSUMABLES (GENERAL SURGICAL SUPPLIES) SUPPLEMENTARY
4464 | 4214311100300 | KIT CATHETERIZATION SUPRAPUBIC 16 FR WITH SCALPEL TROCAR AND SHEATH 2 - WAY STANDARD LENGTH STERILE | GENERAL CONSUMABLES (GENERAL SURGICAL SUPPLIES) SUPPLEMENTARY
4465 | 4214410300400 | "KIT, CHEST TUBE, SEALED IN A STERILE PACKAGE KIT CONTENTS, CHEST TUBE INTRODUCER, PAIR OF LARGE GLOVES, 20 ML AMPOULE LIDOCAINE HCL 1% 25 GA X 1 - 1/2 INCH, SAFETY GLIDE, NEEDLE LARGE CURVED KELLY CLAMP, NEEDLE DRIVER, SCISSORS, 0 SILK SUTURE, CURVED NEEDLE, 4 INCH X 4 INCH, GAUZE PADS 4 INCH X 4 INCH, SLIT GAUZE PADS, SURGICAL TAPE, FOAM SUTURE NEEDLE RETAINER, SKIN MARKING PEN, PETROLATUM GAUZE, SMALL CURVED KELLY CLAMP, RETRACTABLE SCALPEL, # 11 BLADE, 10 ML SYRINGE WITH 22 GA X 1 - 1/2 INCH NEEDLE, FENESTRATED DRAPE WITH ADHESIVE BACKING" | GENERAL CONSUMABLES (GENERAL SURGICAL SUPPLIES) SUPPLEMENTARY
4466 | 4229541414900 | KIT FOR HYSTEROSALPINGOGRAPHY: 5 FRENCH WITH STYLET INCLUDES: FENESTRATED DRAPE DISPOSABLE SPECULUM DISPOSABLE CERVICAL DILATOR SWAB STICKS WIDE SWAB STERILE WRAP 2 OR3 3 INCH X 3 INCH GAUZES INNER TRAY FOR IODINE SOLUTION ODINE OINTMENT 2 PACKS OF IODINE SOLUTION 36 INCH EXTENSION TUBE 20 CC SYRINGE WITH 18 GAUGE NEEDLE LUBRICATING JELLY STERILE | GENERAL CONSUMABLES (GENERAL SURGICAL SUPPLIES) SUPPLEMENTARY
4467 | 4229541410800 | KIT FOR HYSTEROSALPINGOGRAPHY: 7 FRENCH WITH STYLET INCLUDES: FENESTRATED DRAPE DISPOSABLE SPECULUM DISPOSABLE CERVICAL DILATORSWAB STICK S WIDE SWAB STERILE WRAP 2 OR3 3 INCH X 3 INCH GAUZES INNER TRAY FOR IODINE SOLUTION IODINE OINTMENT 2 PACKS OF IODINE SOLUTION 36 INCH EXTENSION TUBE 20 CC SYRINGE WITH 18 GAUGE NEEDLE LUBRICATING JELLY STERILE | GENERAL CONSUMABLES (GENERAL SURGICAL SUPPLIES) SUPPLEMENTARY
4468 | 4224151100800 | KIT VAGINAL EXAMINATION 1 - BOWL RECEIVER 500 ML 10 COTTON WOOL BALLS 1 SANITARY TOWEL 1 PAPER HAND TOWEL 1 SHEET FOLDED 80 X 90 CM 1 OUTER WRAP STERILE | GENERAL CONSUMABLES (GENERAL SURGICAL SUPPLIES) SUPPLEMENTARY
4469 | 4110410200700 | "LAP CYSTECTOMY PACK; 1 TABLE COVER 150X190CM REINFORCED, 4 HAND TOWEL 47 X 38 CM WHITE, 2 SURGICAL GOWNS UNIVERSAL L, SP, BNS, 1 MAYO STAND COVER 79 X 145 CM, 1 SURGICAL GOWN UNIVERSAL XL, SP, BNS, 1 URINE DRAINAGE BAG 4000 ML, 1 UNDER-BUTTOCKS DRAPE 85 X 120 CM WITH POUCH, 2 INSTRUMENT BAG 30 X 50 CM, 4 OP TOWEL 65 X 42 CM XRD, 5 GAUZE SWAB 10 X 10 CM 16 P XRD, 10 GAUZE ROUND N#5, 1 PLASTIC BAG 20 X 30 CM ZIPLOCK, 1 ANTI FOG SOLUTION, 1 NEEDLE COUNTER, 3 SYRINGE 10 ML L/L, 1 SYRINGE 20 ML L/L, 1 SCALPEL N#11 SS BLADE PROTECTION, 1 SKIN MARKER MODERN REGULAR TIP, 1 VERESS NEEDLE 120 MM, 4 POST OP DRESSING 6 X 7 CM, 2 SKIN CLOSURE STRIP 12.0 X 100 MM, 2 KIDNEY BOWL 800 ML, 1 TROCAR SITE SKIN CLOSURE, 1 ULTRASOUND GEL FOIL POUCH 20 GAUZE, 1 BOWL 500 ML, 2 BOWL 250 ML, 1 BOWL 1000 ML POLYPROPYLENE BLUE, 1 SUTURE BAG 16.5 X 30.5 CM, 1 CATHETER FOLEY SILICONE 2W 41 CMB 10 ML CHANNEL 14, 5 GAUZE LAP 45 X 45 CM 6 P XRD, 1 COVER CAMERA 18 X 244 CM WITH CARD TRANSP, 1 BOWL 2500 ML POLYPROPYLEN | GENERAL CONSUMABLES (GENERAL SURGICAL SUPPLIES) SUPPLEMENTARY
4470 | 4229541404300 | "LAPAROSCOPIC (BARIATRIC CASES) GENERAL SURGERY PACK; 4 SURGICAL GOWNS UNIVERSAL LL, HP, BNS, 1 TABLE COVER 150 X 210 CM REINFORCED, 4 HAND TOWEL 47 X 38 CM WHITE, 1 MAYO STAND COVER 79 X 145 CM, 1 BASIN LINER - SINGLE, 10 GAUZE LAP 45 X 45CM 6 P XRD, 10 GAUZE ROUND 30 X 40 CM, 10 G AUZE SWAB 10 X 10 CM 16P XRD, 4 SA LABEL 3.8 X 6 CM WHITE, 1 SUTURE BAG 16.5 X 30.5 CM, 1 INSTRUMENT BAG 30 X 50CM, 1 COVER CAMERA 18 X 244 CM WITH CARD TRANSP, 1 NEEDLE COUNTER, 1 SYRINGE 10 ML L/L, 1 SYRINGE 20 ML L/L, 1 SKIN MARKER TAPER TIP RULER, 1 SCALPEL BLADE N#11, 1 SCALPEL BLADE N#10, 3 BOWL 250 ML, 1 SYRINGE 50/60 ML BULB CATHETER TIP CONCRETE, 2 KIDNEY BOWL 800ML, 1 VERESS NEEDLE 150 MM, 4 OP TOWEL 75 X 50 CM, 2 LITHOTOMY LEGGING 75 X 150 CM, 1 LAP. SUCTION/IRRIGATION SET DOUBLE SPIKE, 1 MONOPOLAR SCISSORS, 1 TRAY 43 X 28 X 1.5CM, 1 LAPAROSCOPY DRAPE, 1 RATCHET GRASPER ENDOCLINCH, 1 CLIP APPLIER, 1 NEEDLE SPINAL QUINCKE 20 GAUGE 75 MM, 1 DIATHERMY PENCIL, 1 SURGICAL CLIP MEDIUM, 1 SUCTION SET" | GENERAL CONSUMABLES (GENERAL SURGICAL SUPPLIES) SUPPLEMENTARY
4471 | 4229541414400 | "LAPAROSCOPIC COLORECTAL PACK; 1 BNS SURGICAL GOWN UL SP L, 2 HAND TOWEL 47 X 38 CM WHITE, 1 CREPE PAPER 60 X 60 CM, 1 REINFORCED TABLE COVER 150 X 190 WRAPPING, 2 HAND TOWEL 47 X 38 CM WHITE, 1 BNS SURGICAL GOWN UL SP L, 2 MAYO STAND COVER REINFORCED 79 X 145 CM, 2 BOWL 250 ML, 2 BOWL 1000 ML, 1 PAPER BAG 30 X 61 CM, 1 PAPER BAG 11 X 19 CM, 2 KIDNEY BOWL 800 ML, 4 HAND TOWEL 47 X 38 CM WHITE, 1 NEEDLE CNTER 30-CNT MAG CLEAR TOP YELLOW, 2 BNS SURGICAL GOWN UL SP EXTRA LARGE, 1 SKIN MARKER MODERN REGULAR TIP, 1 SKIN MARKER RULER 15 CM WHITE PAPER, 2 QUIVER FOR LAPAROSCOPIC INSTRUMENTS EXTENDABLE, 1 PLASTIC BAG 25 X 46 CM ZIPLOCK TRANSPORTATION, 1 UNDER-BUTTOCKS DRAPE 85 X 120 CM WITH POUCH, 4 MEPILEX BORDER POST-OP 6 X 8 CM PAD 3 X 5 CM, 1 MEPILEX BORDER POST-OP 10 X 20 CM PAD 4.5 X 14.5 CM, 1 TABLE COVER 150 X 190 CM REINF FOLDED, 4 OP-TAPE 9 X 49 CM, 6 OP TOWEL 75 X 50 CM, 1 SUCTION IRRIGATION SET 5 MM 45 CM 2 SPIKES, 1 LAPAROSCOPY DRAPE 250 / 200 / 300 X 260 CM, 1 CREPE PAPER 60 X 60 | GENERAL CONSUMABLES (GENERAL SURGICAL SUPPLIES) SUPPLEMENTARY
4472 | 4110410200800 | "LAPAROTOMY OB/GYN PACK, 1 BACK TABLE COVER REINFORCED 140X190 CM, 1 MAYO STAND COVER REINFORCED 75X145 CM, 2 LEGGING 110X75 CM, 1 UTILITY BAG, 1 REINFORCED UNDER BUTTOCK DRAPE 85X105 CM, 1 PERINEAL DRAPE 100 X100 CM WITH TRIANGULAR FENESTRATION 15X15X15 CM, WITH POUCH WITH SUCTION PORT/S, 1 NEEDLE COUNTER, 1 UPPER DRAPE 180 X 180 CM, 1 SURGICAL GOWN XL SIZE, 1 SURGICAL GOWN L SIZE, ABSORBENT TOWEL 2X, STERILE" | GENERAL CONSUMABLES (GENERAL SURGICAL SUPPLIES) SUPPLEMENTARY
4473 | 4229498002800 | "LASER PROBE, FIBER LASER PROBE 1000 MM, REUSABLE, SHOULD BE COMPATIBLE WITH HOSPITAL MACHINE" | GENERAL CONSUMABLES (GENERAL SURGICAL SUPPLIES) SUPPLEMENTARY
4474 | 4229498002300 | "LASER PROBE, FIBER LASER PROBE 200-230 MM, REUSABLE, SHOULD BE COMPATIBLE HOSPITAL MACHINE" | GENERAL CONSUMABLES (GENERAL SURGICAL SUPPLIES) SUPPLEMENTARY
4475 | 4229498003200 | "LASER PROBE, FIBER LASER PROBE 270-365 MM, REUSABLE, SHOULD BE COMPATIBLE HOSPITAL MACHINE" | GENERAL CONSUMABLES (GENERAL SURGICAL SUPPLIES) SUPPLEMENTARY
4476 | 4229498003300 | "LASER PROBE, FIBER LASER PROBE 550-600 MM, REUSABLE, SHOULD BE COMPATIBLE HOSPITAL MACHINE" | GENERAL CONSUMABLES (GENERAL SURGICAL SUPPLIES) SUPPLEMENTARY
4477 | 4229514329100 | LEEP, SQUARE, 10 X 7-8 MM, FOR CAUTERY, IN GYNECOLOGY PROCEDURE, STERILE | GENERAL CONSUMABLES (GENERAL SURGICAL SUPPLIES) SUPPLEMENTARY
4478 | 4229180500300 | "LIGATURE, UMBILICAL, NEONATE, COTTON, FOR TYING THE UMBILICAL STUMP DURING UMBILICAL CATHETER INSERTION" | GENERAL CONSUMABLES (GENERAL SURGICAL SUPPLIES) SUPPLEMENTARY
4479 | 4229498100400 | "LOOP, LETZ, 10 X 10 MM, FOR CAUTERY, IN GYNECOLOGY PROCEDURE, STERILE" | GENERAL CONSUMABLES (GENERAL SURGICAL SUPPLIES) SUPPLEMENTARY
4480 | 4229498100500 | "LOOP, LETZ, 15 X 12 MM, FOR CAUTERY, IN GYNECOLOGY PROCEDURE, STERILE" | GENERAL CONSUMABLES (GENERAL SURGICAL SUPPLIES) SUPPLEMENTARY
4481 | 4229498100600 | "LOOP, LETZ, 20 X 12 MM, FOR CAUTERY, IN GYNECOLOGY PROCEDURE, STERILE" | GENERAL CONSUMABLES (GENERAL SURGICAL SUPPLIES) SUPPLEMENTARY
4482 | 4229498100700 | "LOOP, VESSEL, MAXI, BLUE COLORED, STERILE" | GENERAL CONSUMABLES (GENERAL SURGICAL SUPPLIES) SUPPLEMENTARY
4483 | 4229530602800 | "LOOP, VESSEL, MAXI, RED COLORED, STERILE" | GENERAL CONSUMABLES (GENERAL SURGICAL SUPPLIES) SUPPLEMENTARY
4484 | 4229530601000 | "LOOP, VESSEL, MAXI, YELLOW COLORED, STERILE" | GENERAL CONSUMABLES (GENERAL SURGICAL SUPPLIES) SUPPLEMENTARY
4485 | 4214311501000 | MANIPULATOR UTERINE WITH INJECTOR LATEX FREE O.D. SIZE: 4.5-5 MM 30 CM (+/- 5 CM) DISPOSABLE STERILE | GENERAL CONSUMABLES (GENERAL SURGICAL SUPPLIES) SUPPLEMENTARY
4486 | 4229540011300 | "MECHANICAL CLOSED LOOP FILTRATION PROCESSING SYSTEM HARVEST AND FILTRATE 500 MACRON OF AUTOLOGOUS MICRO-FRAGMENTED ADIPOSE TISSUE, 240ML, KIT, STERILE" | GENERAL CONSUMABLES (GENERAL SURGICAL SUPPLIES) SUPPLEMENTARY
4487 | 4229540011600 | "MESH, FULLY RESORBABLE SCAFFOLD FOR SOFT TISSUE RECONSTRUCTION WITH ABSORBABLE ANTI - ADHESION BARRIER SEPRA TECHNOLOGY, 30 X 35 CM ( +/- 2 CM ), STERILE" | GENERAL CONSUMABLES (GENERAL SURGICAL SUPPLIES) SUPPLEMENTARY
4488 | 4229551307500 | "MESH, FULLY RESORBABLE SCAFFOLD FOR SOFT TISSUE RECONSTRUCTION WITH ABSORBABLE ANTI - ADHESION BARRIER SEPRA TECHNOLOGY, 10 X 15 CM ( +/- 2 CM ), STERILE" | GENERAL CONSUMABLES (GENERAL SURGICAL SUPPLIES) SUPPLEMENTARY
4489 | 4229551307700 | "MESH, FULLY RESORBABLE SCAFFOLD FOR SOFT TISSUE RECONSTRUCTION WITH ABSORBABLE ANTI - ADHESION BARRIER SEPRA TECHNOLOGY, 15 X 20 CM ( +/- 2 CM ), STERILE" | GENERAL CONSUMABLES (GENERAL SURGICAL SUPPLIES) SUPPLEMENTARY
4490 | 4229551307900 | "MESH, FULLY RESORBABLE SCAFFOLD FOR SOFT TISSUE RECONSTRUCTION WITH ABSORBABLE ANTI - ADHESION BARRIER SEPRA TECHNOLOGY, 20 X 25 CM ( +/- 2 CM ), STERILE" | GENERAL CONSUMABLES (GENERAL SURGICAL SUPPLIES) SUPPLEMENTARY
4491 | 4229551308100 | "MESH, FULLY RESORBABLE SCAFFOLD FOR SOFT TISSUE RECONSTRUCTION WITH ABSORBABLE ANTI - ADHESION BARRIER SEPRA TECHNOLOGY, 25 X 30 CM ( +/- 2 CM ), STERILE" | GENERAL CONSUMABLES (GENERAL SURGICAL SUPPLIES) SUPPLEMENTARY
4492 | 4229680700900 | "MESH, 3 D - SHAPE, LIGHT, LEFT, SIZE 12 X 17 CM ( +/- 1 CM ), DISPOSABLE, STERILE" | GENERAL CONSUMABLES (GENERAL SURGICAL SUPPLIES) SUPPLEMENTARY
4493 | 4229680701000 | "MESH, 3 D - SHAPE, LIGHT, RIGHT, SIZE 12 X 17 CM ( +/- 1 CM ), DISPOSABLE, STERILE" | GENERAL CONSUMABLES (GENERAL SURGICAL SUPPLIES) SUPPLEMENTARY
4494 | 4229680701100 | "MESH, 3 D - SHAPE, LIGHT, LEFT, SIZE 10 X 16 CM ( +/- 1 CM), DISPOSABLE, STERILE" | GENERAL CONSUMABLES (GENERAL SURGICAL SUPPLIES) SUPPLEMENTARY
4495 | 4229680701200 | "MESH, 3 D - SHAPE, LIGHT, RIGHT, SIZE 10 X 16 CM (+/- 1 CM ) , DISPOSABLE, STERILE" | GENERAL CONSUMABLES (GENERAL SURGICAL SUPPLIES) SUPPLEMENTARY
4496 | 4229680701300 | "MESH, 3 D - SHAPE, LIGHT, LEFT, SIZE 8 X 13 CM (+/- 1 CM ) , DISPOSABLE, STERILE" | GENERAL CONSUMABLES (GENERAL SURGICAL SUPPLIES) SUPPLEMENTARY
4497 | 4229680701500 | "MESH, 3 D - SHAPE, LIGHT, RIGHT, SIZE 8 X 13 CM ( +/- 1 CM ), DISPOSABLE, STERILE" | GENERAL CONSUMABLES (GENERAL SURGICAL SUPPLIES) SUPPLEMENTARY
4498 | 4229540011400 | "MESH, LIGHTWEIGHT, POLYPROPYLENE MONOFILAMENT, WITH SEPRAFILM ANTI-ADHESION HYDROGEL ABSORBABLE BARRIER, WITH SILICONE BALLOON FOR MESH DEPLOYMENT, SIZE 25 X 35 CM ( +/- 2 CM )" | GENERAL CONSUMABLES (GENERAL SURGICAL SUPPLIES) SUPPLEMENTARY
4499 | 4229540011500 | "MESH, LIGHTWEIGHT, POLYPROPYLENE MONOFILAMENT, WITH SEPRAFILM ANTI-ADHESION HYDROGEL ABSORBABLE BARRIER, WITH SILICONE BALLOON FOR MESH DEPLOYMENT, SIZE 30 X 35 CM ( +/- 2 CM )" | GENERAL CONSUMABLES (GENERAL SURGICAL SUPPLIES) SUPPLEMENTARY
4500 | 4229551308400 | "MESH, BIFACE, DOUBLE SIDED, HERNIA PROSTHESIS, SIZE: 10 X 20 CM (+/-2 CM), THE VISCERAL SIDE IS MADE OF NON ADHERENT MATERIAL THAT DOES NOT STICK TO THE VISCERA, THE PARIETAL SIDE IS MADE OF SYNTHETIC ADHESIVE MATERIAL THAT ACCEPTS HOMOGENEITY WITH THE ABDOMINAL WALL TISSUES AND CONTRIBUTE TO REINFORCEMENT OF THE DEFECT AND CONSIST OF MULTIPLE HOLES THAT ALLOW FLUID DRAINAGE AND HELP BODY TO OVERCOME INFECTION, STERILE" | GENERAL CONSUMABLES (GENERAL SURGICAL SUPPLIES) SUPPLEMENTARY
4501 | 4229551308500 | "MESH, BIFACE, DOUBLE SIDED, HERNIA PROSTHESIS, SIZE: 15 X 15 CM (+/- 2 CM), THE VISCERAL SIDE IS MADE OF NON ADHERENT MATERIAL THAT DOES NOT STICK TO THE VISCERA. THE PARIETAL SIDE IS MADE OF SYNTHETIC ADHESIVE MATERIAL THAT ACCEPTS HOMOGENEITY WITH THE ABDOMINAL WALL TISSUES AND CONTRIBUTE TO REINFORCEMENT OF THE DEFECT AND CONSIST OF MULTIPLE HOLES THAT ALLOW FLUID DRAINAGE AND HELP BODY TO OVERCOME INFECTION, STERILE" | GENERAL CONSUMABLES (GENERAL SURGICAL SUPPLIES) SUPPLEMENTARY
4502 | 4229551308600 | MESH BIFACE DOUBLE SIDED HERNIA PROSTHESIS SIZE: 20 X 20 CM (+/- 2 CM) THE VISCERAL SIDE IS MADE OF NON ADHERENT MATERIAL THAT DOES NOT STICK TO THE VISCERA. THE PARIETAL SIDE IS MADE OF SYNTHETIC ADHESIVE MATERIAL THAT ACCEPTS HOMOGENEITY WITH THE ABDOMINAL WALL TISSUES AND CONTRIBUTE TO REINFORCEMENT OF THE DEFECT AND CONSIST OF MULTIPLE HOLES THAT ALLOW FLUID DRAINAGE AND HELP BODY TO OVERCOME INFECTION STERILE | GENERAL CONSUMABLES (GENERAL SURGICAL SUPPLIES) SUPPLEMENTARY
4503 | 4229551308700 | "MESH, BIFACE, DOUBLE SIDED, HERNIA PROSTHESIS, SIZE: 20 X 30 CM (+/- 2 CM), THE VISCERAL SIDE IS MADE OF NON ADHERENT MATERIAL THAT DOES NOT STICK TO THE VISCERA. THE PARIETAL SIDE IS MADE OF SYNTHETIC ADHESIVE MATERIAL THAT ACCEPTS HOMOGENEITY WITH THE ABDOMINAL WALL TISSUES AND CONTRIBUTE TO REINFORCEMENT OF THE DEFECT AND CONSIST OF MULTIPLE HOLES THAT ALLOW FLUID DRAINAGE AND HELP BODY TO OVERCOME INFECTION, STERILE" | GENERAL CONSUMABLES (GENERAL SURGICAL SUPPLIES) SUPPLEMENTARY
4504 | 4229551308800 | "MESH, BIFACE, DOUBLE SIDED, HERNIA PROSTHESIS, SIZE: 30 X 30 CM (+/- 2 CM), THE VISCERAL SIDE IS MADE OF NON ADHERENT MATERIAL THAT DOES NOT STICK TO THE VISCERA. THE PARIETAL SIDE IS MADE OF SYNTHETIC ADHESIVE MATERIAL THAT ACCEPTS HOMOGENEITY WITH THE ABDOMINAL WALL TISSUES AND CONTRIBUTE TO REINFORCEMENT OF THE DEFECT AND CONSIST OF MULTIPLE HOLES THAT ALLOW FLUID DRAINAGE AND HELP BODY TO OVERCOME INFECTION, STERILE" | GENERAL CONSUMABLES (GENERAL SURGICAL SUPPLIES) SUPPLEMENTARY
4505 | 4229551309000 | "MESH, COMPOSITE, 15 X 20 CM (+/- 1 CM ), DISPOSABLE, STERILE" | GENERAL CONSUMABLES (GENERAL SURGICAL SUPPLIES) SUPPLEMENTARY
4506 | 4229551309100 | "MESH, COMPOSITE, 10 X 15 CM (+/- 1 CM ), DISPOSABLE, STERILE" | GENERAL CONSUMABLES (GENERAL SURGICAL SUPPLIES) SUPPLEMENTARY
4507 | 4229551309200 | "MESH, DUAL, PTFE, 1 MM X 15 CM X 20 CM ( +/- 1 CM ), DISPOSABLE, STERILE" | GENERAL CONSUMABLES (GENERAL SURGICAL SUPPLIES) SUPPLEMENTARY
4508 | 4229551309400 | "MESH, DUAL, SIZE 10 X 15 CM ( +/- 1 CM ), LIGHTWEIGHT, POLYPROPYLENE MONOFILAMENT, WITH SEPRAFILM ANTI - ADHESION HYDROGEL ABSORBABLE BARRIER, WITH SELF EXPANDING FLEXIBLE NITINOL RINGR EASY MESH DEPLOYMENT" | GENERAL CONSUMABLES (GENERAL SURGICAL SUPPLIES) SUPPLEMENTARY
4509 | 4229551309500 | "MESH, BIFACE, DOUBLE SIDED, HERNIA PROSTHESIS, SIZE: 10 X 15 CM (+/- 2 CM), THE VISCERAL SIDE IS MADE OF NON ADHERENT MATERIAL THAT DOES NOT STICK TO THE VISCERA. THE PARIETAL SIDE IS MADE OF SYNTHETIC ADHESIVE MATERIAL THAT ACCEPTS HOMOGENEITY WITH THE ABDOMINAL WALL TISSUES AND CONTRIBUTE TO REINFORCEMENT OF THE DEFECT AND CONSIST OF MULTIPLE HOLES THAT ALLOW FLUID DRAINAGE AND HELP BODY TO OVERCOME INFECTION, STERILE" | GENERAL CONSUMABLES (GENERAL SURGICAL SUPPLIES) SUPPLEMENTARY
4510 | 4229551309600 | "MESH, DUAL, SIZE 15 X 20 CM ( +/- 1 CM ), LIGHTWEIGHT, POLYPROPYLENE MONOFILAMENT, WITH SEPRAFILM ANTI - ADHESION HYDROGEL ABSORBABLE BARRIER, WITH SELF EXPANDING FLEXIBLE NITINOL RINGR EASY MESH DEPLOYMENT" | GENERAL CONSUMABLES (GENERAL SURGICAL SUPPLIES) SUPPLEMENTARY
4511 | 4229551309800 | "MESH, BIFACE, DOUBLE SIDED, HERNIA PROSTHESIS, SIZE: 15 X 25 CM (+/- 2 CM), THE VISCERAL SIDE IS MADE OF NON ADHERENT MATERIAL THAT DOES NOT STICK TO THE VISCERA. THE PARIETAL SIDE IS MADE OF SYNTHETIC ADHESIVE MATERIAL THAT ACCEPTS HOMOGENEITY WITH THE ABDOMINAL WALL TISSUES AND CONTRIBUTE TO REINFORCEMENT OF THE DEFECT AND CONSIST OF MULTIPLE HOLES THAT ALLOW FLUID DRAINAGE AND HELP BODY TO OVERCOME INFECTION, STERILE" | GENERAL CONSUMABLES (GENERAL SURGICAL SUPPLIES) SUPPLEMENTARY
4512 | 4229551309900 | "MESH, DUAL, SIZE 20 X 25 CM ( +/- 2 CM ), LIGHTWEIGHT, POLYPROPYLENE MONOFILAMENT, WITH SEPRAFILM ANTI - ADHESION HYDROGEL ABSORBABLE BARRIER, WITH SELF EXPANDING FLEXIBLE NITINOL RINGR EASY MESH DEPLOYMENT" | GENERAL CONSUMABLES (GENERAL SURGICAL SUPPLIES) SUPPLEMENTARY
4513 | 4229551300200 | "MESH, FOR UMBILICAL HERNIA, COMPOSED OF PROLINE MESH AND ANTI ADHESION OXIDIZED CELLULOSE, POLYDIOXANONE RING 6.4 X 6.4 CM ( +/- 0.5 CM ), DISPOSABLE, STERILE" | GENERAL CONSUMABLES (GENERAL SURGICAL SUPPLIES) SUPPLEMENTARY
4514 | 4229551310300 | "MESH SURGICAL LONG TERM FULLY ABSORBABLE MONOFILAMENT FOR HERNIA REPAIR MADE OF POLY-4-HYDROXYBUTYRATE, 25X30 CM ( +/- 2 CM ), STERILE" | GENERAL CONSUMABLES (GENERAL SURGICAL SUPPLIES) SUPPLEMENTARY
4515 | 4229551310600 | "MESH, HERNIA PATCH, CIRCLE, 8 CM ( +/- 1 CM ), SELF EXPANDING POLYPROPYLENE AND EPTFE PATCH, WITH STRAP, DISPOSABLE, STERILE" | GENERAL CONSUMABLES (GENERAL SURGICAL SUPPLIES) SUPPLEMENTARY
4516 | 4229551311000 | "MESH, HERNIA PATCH, CIRCLE, 4.3 CM ( +/- 0.3 CM ), SELF EXPANDING POLYPROPYLENE AND EPTFE PATCH, WITH STRAP, DISPOSABLE, STERILE" | GENERAL CONSUMABLES (GENERAL SURGICAL SUPPLIES) SUPPLEMENTARY
4517 | 4229551311300 | "MESH, HYDROPHILIC ANATOMICAL, LIGHTWEIGHT, MACROPOROUS MESH, LEFT, ASSORTED SIZES, DISPOSABLE, STERILE" | GENERAL CONSUMABLES (GENERAL SURGICAL SUPPLIES) SUPPLEMENTARY
4518 | 4229551311400 | "MESH, HYDROPHILIC ANATOMICAL, LIGHTWEIGHT, MACROPOROUS MESH, RIGHT, ASSORTED SIZES, DISPOSABLE, STERILE" | GENERAL CONSUMABLES (GENERAL SURGICAL SUPPLIES) SUPPLEMENTARY
4519 | 4229551311500 | "MESH, LIGHT PLUG, LIGHTWEIGHT, MONOFILAMENT, LARGE PORE, PLUG AND PATCH, FOR OPEN INGUINAL HERNIA REPAIR, 3.8 CM X 5.0 CM ( +/- 0.3 CM ), STERILE" | GENERAL CONSUMABLES (GENERAL SURGICAL SUPPLIES) SUPPLEMENTARY
4520 | 4229551311600 | "MESH, LIGHT PLUG, LIGHTWEIGHT, MONOFILAMENT, LARGE PORE, PLUG AND PATCH, FOR OPEN INGUINAL HERNIA REPAIR, 4.1 CM X 4.8 CM ( +/- 0.3 CM ), STERILE" | GENERAL CONSUMABLES (GENERAL SURGICAL SUPPLIES) SUPPLEMENTARY
4521 | 4229551300300 | "MESH, LIGHTWEIGHT, MACROPOROUS, PARTIALLY ABSORBED FLAT SHEET, FOR OPEN HERNIA REPAIR SURGERY, SIZE 15 X 15 CM ( +/- 2 CM ), DISPOSABLE, STERILE" | GENERAL CONSUMABLES (GENERAL SURGICAL SUPPLIES) SUPPLEMENTARY
4522 | 4229554600300 | "MESH, LIGHTWEIGHT, MACROPOROUS, PARTIALLY ABSORBED FLAT SHEET, FOR OPEN HERNIA REPAIR SURGERY, SIZE 30 X 30 CM ( +/- 2 CM ), DISPOSABLE, STERILE" | GENERAL CONSUMABLES (GENERAL SURGICAL SUPPLIES) SUPPLEMENTARY
4523 | 4229551304400 | "MESH, LIGHTWEIGHT, MACROPOROUS, PARTIALLY ABSORBED FLAT SHEET, FOR OPEN HERNIA REPAIR SURGERY, SIZE 6 X 11 CM ( +/- 1 CM ), DISPOSABLE, STERILE" | GENERAL CONSUMABLES (GENERAL SURGICAL SUPPLIES) SUPPLEMENTARY
4524 | 4229551311700 | "MESH SURGICAL LONG TERM FULLY ABSORBABLE MONOFILAMENT FOR HERNIA REPAIR MADE OF POLY-4-HYDROXYBUTYRATE, WITH SEPRAFILM ASEPRAFILM ANTI - ADHESION HYDROGEL, 30X45 CM ( +/- 2 CM ), STERILE" | GENERAL CONSUMABLES (GENERAL SURGICAL SUPPLIES) SUPPLEMENTARY
4525 | 4229551311900 | "MESH, PARTIALLY ABSORBABLE, SIZE: 15.2 CM X 20.3 CM, (+/- 2 CM) NON - BIOLOGICAL, DISPOSABLE, STERILE" | GENERAL CONSUMABLES (GENERAL SURGICAL SUPPLIES) SUPPLEMENTARY
4526 | 4229551312000 | MESH PARTIALLY ABSORBABLE TISSUE SEPARATION 15 X 15 CM (+/-1 CM) SQUARE FOR OPEN AND LAPAROSCOPIC SURGERY DISPOSABLE STERILE | GENERAL CONSUMABLES (GENERAL SURGICAL SUPPLIES) SUPPLEMENTARY
4527 | 4229551312100 | "MESH, PARTIALLY ABSORBABLE, TISSUE SEPARATION, 20 # 25 CM (+/-2 CM), OVAL, FOR OPEN AND LAPAROSCOPIC SURGERY, DISPOSABLE, STERILE" | GENERAL CONSUMABLES (GENERAL SURGICAL SUPPLIES) SUPPLEMENTARY
4528 | 4231220109900 | "MESH, POLYPROPYLENE FIBER, FOR TISSUE DEFECTS AND HERNIA REPAIR, STRAIGHT AND DOES NOT REFLECT LIGHT, SIZE 6 X 11 CM (+/-1 CM), DISPOSABLE, STERILE" | GENERAL CONSUMABLES (GENERAL SURGICAL SUPPLIES) SUPPLEMENTARY
4529 | 4229551316200 | "MESH, POLYPROPYLENE FIBER, FOR TISSUE DEFECTS AND HERNIA REPAIR, STRAIGHT AND DOES NOT REFLECT LIGHT, SIZE: 15 X 15 CM (+/- 1), DISPOSABLE, STERILE" | GENERAL CONSUMABLES (GENERAL SURGICAL SUPPLIES) SUPPLEMENTARY
4530 | 4229551312600 | "MESH, LIGHTWEIGHT, POLYPROPYLENE MONOFILAMENT, WITH SEPRAFILM ANTI-ADHESION HYDROGEL ABSORBABLE BARRIER, WITH SILICONE BALLOON FOR MESH DEPLOYMENT, SIZE 15 X 20 CM ( +/- 2 CM )" | GENERAL CONSUMABLES (GENERAL SURGICAL SUPPLIES) SUPPLEMENTARY
4531 | 4229551312700 | "MESH, LIGHTWEIGHT, POLYPROPYLENE MONOFILAMENT, WITH SEPRAFILM ANTI-ADHESION HYDROGEL ABSORBABLE BARRIER, WITH SILICONE BALLOON FOR MESH DEPLOYMENT, SIZE 15 X 25 CM ( +/- 2 CM )" | GENERAL CONSUMABLES (GENERAL SURGICAL SUPPLIES) SUPPLEMENTARY
4532 | 4229551312800 | "MESH, LIGHTWEIGHT, POLYPROPYLENE MONOFILAMENT, WITH SEPRAFILM ANTI-ADHESION HYDROGEL ABSORBABLE BARRIER, WITH SILICONE BALLOON FOR MESH DEPLOYMENT, SIZE 17 X 22 CM ( +/- 1 CM )" | GENERAL CONSUMABLES (GENERAL SURGICAL SUPPLIES) SUPPLEMENTARY
4533 | 4229551312900 | "MESH, LIGHTWEIGHT, POLYPROPYLENE MONOFILAMENT, WITH SEPRAFILM ANTI-ADHESION HYDROGEL ABSORBABLE BARRIER, WITH SILICONE BALLOON FOR MESH DEPLOYMENT, SIZE 20 X 25 CM ( +/- 2 CM )" | GENERAL CONSUMABLES (GENERAL SURGICAL SUPPLIES) SUPPLEMENTARY
4534 | 4229551313100 | "MESH, PRESHAPE, LIGHTWEIGHT, POLYPROPYLENE, MONOFILAMENT, LARGE PORES, SIZE 6 X 13.5 CM ( +/- 1 CM ), STERILE" | GENERAL CONSUMABLES (GENERAL SURGICAL SUPPLIES) SUPPLEMENTARY
4535 | 4229551313300 | "MESH, PROSTHETIC, ROUND IMPLANT, STOMA SIZE: 12 (+/-1 CM), DISPOSABLE, STERILE" | GENERAL CONSUMABLES (GENERAL SURGICAL SUPPLIES) SUPPLEMENTARY
4536 | 4229551313400 | "MESH, SELF EXPANDING, POLYPROPYLENE PATCH, SIZE 11.4 CM (+/-1 CM), CIRCLE, DISPOSABLE, STERILE" | GENERAL CONSUMABLES (GENERAL SURGICAL SUPPLIES) SUPPLEMENTARY
4537 | 4229551313500 | "MESH, SELF EXPANDING, POLYPROPYLENE PATCH, SIZE 13.8 X 17.8 CM (+/-1 CM), OVAL, DISPOSABLE, STERILE" | GENERAL CONSUMABLES (GENERAL SURGICAL SUPPLIES) SUPPLEMENTARY
4538 | 4229551313600 | "MESH, SELF EXPANDING, POLYPROPYLENE PATCH, SIZE 22.1 X 27.1 CM (+/-2 CM), OVAL, DISPOSABLE, STERILE" | GENERAL CONSUMABLES (GENERAL SURGICAL SUPPLIES) SUPPLEMENTARY
4539 | 4229551313700 | "MESH, SELF EXPANDING, POLYPROPYLENE PATCH, SIZE 8 X 12 CM (+/-1 CM), OVAL, DISPOSABLE, STERILE" | GENERAL CONSUMABLES (GENERAL SURGICAL SUPPLIES) SUPPLEMENTARY
4540 | 4229551313800 | "MESH, LIGHTWEIGHT, POLYPROPYLENE MONOFILAMENT, WITH SEPRAFILM ANTI - ADHESION HYDROGEL ABSORBABLE BARRIER, WITH SILICONE BALLOON ECHO SYSTEM FOR MESH DEPLOYMENT, CIRCLE, SIZE 11.4 CM (+/-1CM)" | GENERAL CONSUMABLES (GENERAL SURGICAL SUPPLIES) SUPPLEMENTARY
4541 | 4229551313900 | "MESH, LIGHTWEIGHT, POLYPROPYLENE MONOFILAMENT, WITH SEPRAFILM ANTI - ADHESION HYDROGEL ABSORBABLE BARRIER, WITH SILICONE BALLOON ECHO SYSTEM FOR MESH DEPLOYMENT, CIRCLE, SIZE 15.2 CM (+/-1CM)" | GENERAL CONSUMABLES (GENERAL SURGICAL SUPPLIES) SUPPLEMENTARY
4542 | 4229551314100 | "MESH SURGICAL LONG TERM FULLY ABSORBABLE MONOFILAMENT FOR HERNIA REPAIR MADE OF POLY-4-HYDROXYBUTYRATE, 50 X 50 CM ( +/- 3 CM ), STERILE" | GENERAL CONSUMABLES (GENERAL SURGICAL SUPPLIES) SUPPLEMENTARY
4543 | 4229551314200 | "MESH, LIGHTWEIGHT, POLYPROPYLENE, MONOFILAMENT, LARGE PORES, SIZE 7.5 X 15 CM ( +/- 1 CM ), STERILE" | GENERAL CONSUMABLES (GENERAL SURGICAL SUPPLIES) SUPPLEMENTARY
4544 | 4229551314400 | "MESH, LIGHTWEIGHT, POLYPROPYLENE, MONOFILAMENT, LARGE PORES, SIZE 30 X 30 CM ( +/- 2 CM ), STERILE" | GENERAL CONSUMABLES (GENERAL SURGICAL SUPPLIES) SUPPLEMENTARY
4545 | 4229551314800 | "MESH, BIFACE, DOUBLE SIDED, HERNIA PROSTHESIS, SIZE: 17 X 22 CM (+/- 1 CM), THE VISCERAL SIDE IS MADE OF NON ADHERENT MATERIAL THAT DOES NOT STICK TO THE VISCERA. THE PARIETAL SIDE IS MADE OF SYNTHETIC ADHESIVE MATERIAL THAT ACCEPTS HOMOGENEITY WITH THE ABDOMINAL WALL TISSUES AND CONTRIBUTE TO REINFORCEMENT OF THE DEFECT AND CONSIST OF MULTIPLE HOLES THAT ALLOW FLUID DRAINAGE AND HELP BODY TO OVERCOME INFECTION, STERILE" | GENERAL CONSUMABLES (GENERAL SURGICAL SUPPLIES) SUPPLEMENTARY
4546 | 4229551320600 | "MESH, TISSUE REINFORCEMENT WITH UNIQUE BIOSYNTHETIC WEB SCAFFOLD FOR INTRAPERITONEAL HIATUS, HERNIA RECONSTRUCTION MADE OF 67% POLYGLYCOLIC ACID (PGA): 33% TRIMETHYLENECARBONATE (TMC) 1MM THICKNESS, COLLAGEN REPLACEMENT RATIO 1:1 SIZE 7CM X 10 CM (+/-0.5CM) CUSTOMIZED SEMI CIRCULAR DESIGN, STERILE, DISPOSABLE" | GENERAL CONSUMABLES (GENERAL SURGICAL SUPPLIES) SUPPLEMENTARY
4547 | 4229540011700 | "MESH, TRI-LAYER 3D SCAFFOLD BIOMATERIAL, POLYGLYCOLIC ACID AND TRIMETHYLENE CARBONATE MACROPOROUS, MONOFILAMENT PTFE KNIT, 20X25CM (+/-1CM) RECTANGLE" | GENERAL CONSUMABLES (GENERAL SURGICAL SUPPLIES) SUPPLEMENTARY
4548 | 4229540011800 | "MESH, TRI-LAYER 3D SCAFFOLD BIOMATERIAL, POLYGLYCOLIC ACID AND TRIMETHYLENE CARBONATE MACROPOROUS, MONOFILAMENT PTFE KNIT, 20X30CM (+/-1CM) RECTANGLE" | GENERAL CONSUMABLES (GENERAL SURGICAL SUPPLIES) SUPPLEMENTARY
4549 | 4229551315000 | "MESH, LIGHTWEIGHT, POLYPROPYLENE MONOFILAMENT, WITH SEPRAFILM ANTI-ADHESION HYDROGEL ABSORBABLE BARRIER, WITH SILICONE BALLOON FOR MESH DEPLOYMENT, SIZE 10 X 15 CM ( +/- 2 CM )" | GENERAL CONSUMABLES (GENERAL SURGICAL SUPPLIES) SUPPLEMENTARY
4550 | 4229540011900 | MONOPOLAR TISSUE SEALING FORCEPS MACROSEAL WITH NON STICK TIPS AND SMOKE EVACUATION 1.2 MM TIPS 4 METER CABLE AND FINGER SWITCH CONTROL STERILE DISPOSABLE COMPATIBLE WITH ALL DIATHERMY MACHINE | GENERAL CONSUMABLES (GENERAL SURGICAL SUPPLIES) SUPPLEMENTARY
4551 | 4229552503400 | "NATIVE COLLAGEN-ELASTIN MATRIX, SINGLE STEP PROCEDURE FOR DERMAL REGENERATION, NON CHEMICAL CROSS LINKED, ROOM TEMPERATURE STORAGE, THICKNESS NOT MORE THAN 1 MM, SIZE 140X 100 MM (+/- 20 MM)" | GENERAL CONSUMABLES (GENERAL SURGICAL SUPPLIES) SUPPLEMENTARY
4552 | 4229552503100 | "NATIVE COLLAGEN-ELASTIN MATRIX, SINGLE STEP PROCEDURE FOR DERMAL REGENERATION, NON CHEMICAL CROSS LINKED, ROOM TEMPERATURE STORAGE, THICKNESS NOT MORE THAN 1 MM, SIZE 300 X 200 MM (+/- 20 MM)" | GENERAL CONSUMABLES (GENERAL SURGICAL SUPPLIES) SUPPLEMENTARY
4553 | 4229552508700 | "NATIVE COLLAGEN-ELASTIN MATRIX, SINGLE STEP PROCEDURE, FOR DERMAL REGENERATION, NON CHEMICAL CROSS LINKED, ROOM TEMPERATURE STORAGE, THICKNESS NOT MORE THAN 1 MM, SIZE 70 X 50 MM (+/- 5 MM)" | GENERAL CONSUMABLES (GENERAL SURGICAL SUPPLIES) SUPPLEMENTARY
4554 | 4229552508800 | "NATIVE COLLAGEN-ELASTIN MATRIX, SINGLE STEP PROCEDURE, FOR DERMAL REGENERATION, NON CHEMICAL CROSS LINKED, ROOM TEMPERATURE STORAGE, THICKNESS NOT MORE THAN 2 MM, SIZE 150 X 100 MM (+/- 20 MM)" | GENERAL CONSUMABLES (GENERAL SURGICAL SUPPLIES) SUPPLEMENTARY
4555 | 4229552503200 | "NATIVE COLLAGEN-ELASTIN MATRIX, TWO STEP PROCEDURE, FOR DERMAL REGENERATION, NON CHEMICAL CROSS LINKED, ROOM TEMPERATURE STORAGE, THICKNESS NO T MORE THAN 2 MM, SIZE 300 X 200 MM (+/- 20 MM)" | GENERAL CONSUMABLES (GENERAL SURGICAL SUPPLIES) SUPPLEMENTARY
4556 | 4214180803600 | "NEEDLE ELECTRODE, BLUNT, MODIFIED WITH PTFE COATED, SIZE 2.75 INCH, STERILE" | GENERAL CONSUMABLES (GENERAL SURGICAL SUPPLIES) SUPPLEMENTARY
4557 | 4229514306300 | "NEEDLE ELECTRODE, PTFE COATED, SHARP TIP, HEAD MICRO CUTTING, MODIFIED WITH INSULATED COVER, SIZE 2 INCH, DISPOSABLE, STERILE" | GENERAL CONSUMABLES (GENERAL SURGICAL SUPPLIES) SUPPLEMENTARY
4558 | 4229514312900 | "NEEDLE ELECTRODE, PTFE COATED, SHARP TIP, HEAD MICRO CUTTING, MODIFIED WITH INSULATED COVER, SIZE 2.5 INCH, DISPOSABLE, STERILE" | GENERAL CONSUMABLES (GENERAL SURGICAL SUPPLIES) SUPPLEMENTARY
4559 | 4214250100200 | "AMNIOCENTESIS NEEDLE, GAUGE 20, SIZE 15 CM, STERILE " | GENERAL CONSUMABLES (GENERAL SURGICAL SUPPLIES) SUPPLEMENTARY
4560 | 4214250408800 | "NEEDLE, BIOPSY SYSTEM, BONE MARROW, 11 X 150 MM (+/ - 5 MM), STERILE" | GENERAL CONSUMABLES (GENERAL SURGICAL SUPPLIES) SUPPLEMENTARY
4561 | 4214250405800 | "NEEDLE, BIOPSY, BONE MARROW, JAMSHIDI, 15G, ADJUSTABLE, ILLINOIS STERNAL/ILIAC ASPIRATION, ASSORTED LENGTH, STERILE, DISPOSABLE" | GENERAL CONSUMABLES (GENERAL SURGICAL SUPPLIES) SUPPLEMENTARY
4562 | 4214250402700 | "NEEDLE, BIOPSY, CHIBA OR ANY EQUIVALENT, 18 G, 15 CM" | GENERAL CONSUMABLES (GENERAL SURGICAL SUPPLIES) SUPPLEMENTARY
4563 | 4214250405000 | "NEEDLE, BIOPSY, CHIBA OR ANY EQUIVALENT, 18 G, 20 CM" | GENERAL CONSUMABLES (GENERAL SURGICAL SUPPLIES) SUPPLEMENTARY
4564 | 4214250404600 | "NEEDLE, BIOPSY, CHIBA OR ANY EQUIVALENT, 22 G, 20 CM" | GENERAL CONSUMABLES (GENERAL SURGICAL SUPPLIES) SUPPLEMENTARY
4565 | 4214250405900 | "NEEDLE, BIOPSY, FOR BONE MARROW, WITH EXTRACTION CANNULA, HARVEST, 11G X 100 MM ( +/- 10 MM ), STERILE" | GENERAL CONSUMABLES (GENERAL SURGICAL SUPPLIES) SUPPLEMENTARY
4566 | 4214250409100 | "NEEDLE, BOTOX, CYSTOSCOPY NEEDLE, ADJUSTABLE TIP LENGTH, COROSCOPY NEEDLE FOR INJECTION INTO BLADDER WALL, SAFE NEEDLE CAN BE ENGAGED AND DISENGAGED, CAN BE USED IN RIGID SCOPE OR FIXABLE CYSTOSCOPY, DISPOSABLE" | GENERAL CONSUMABLES (GENERAL SURGICAL SUPPLIES) SUPPLEMENTARY
4567 | 4214252102300 | "COUNTER, FOR NEEDLE, MAGNETIC, TO SECURE NEEDLES PLACEMENT, RETENTION AND COUNT AFTER USE IN SURGERY, DOUBLE BLACK MAGNETIC WITH BLADE REMOVAL SYSTEM AND BOX LOCKS, COUNT/CAPACITY (20 /20), DISPOSABLE, STERILE" | GENERAL CONSUMABLES (GENERAL SURGICAL SUPPLIES) SUPPLEMENTARY
4568 | 4214320900200 | "NEEDLE, ELECTRODE, ELECTROSURGICAL, PTFE COATED, 7 CM (+/- 1 CM), STERILE" | GENERAL CONSUMABLES (GENERAL SURGICAL SUPPLIES) SUPPLEMENTARY
4569 | 4214271204000 | "NITINOL RETRIEVAL COIL STONE, 3FR, 7MM, LENGTH 100-120 CM, DISPOSABLE, STERILE" | GENERAL CONSUMABLES (GENERAL SURGICAL SUPPLIES) SUPPLEMENTARY
4570 | 4229495400200 | "OPERATIVE HYSTEROSCOPE SET : 1- LOOP BIPOLAR ELECTRODE FOR RESECTION ; 2- BALL TIP BIPOLAR ELECTRODE FOR ABLATION ; THE COMPANY SHOULD BE PROVIDE THE FOLLOWING ITEMS FOR FREE: BIPOLAR MACHINE, FOOTSWITCH CONNECTOR, LIGHT CABLE, HYSTEROSCOPE 4MM (30 DEGREE) WORKING ELEMENTS AND ROTATABLE SHEATH FOR ORDER 100 ELECTRODE FOR EACH" | GENERAL CONSUMABLES (GENERAL SURGICAL SUPPLIES) SUPPLEMENTARY
4571 | 4213170101800 | PACK ADULT ENT : CONTENTS: 1 BACK TABLE COVER REINFORCED 140X190 CM ; 1 MAYO STAND COVER REINFORCED 75X145 CM ; 4 UTILITY DRAPES WITH ADHESIVE TAPE 75X50 CM ; 1 UTILITY BAG ; 1 HEAD DRAPE DOUBLE LAYER 130X90 CM WITH ADHESIVE TAPE; 1 ENT SPLIT SHEET 80X200 CM WITH 7 X 55 CM SPLIT OPENING WITH ADHESIVE TAPE AND TUBE HOLDER; 2 ADHESIVE TAPE 10 X 50 CM AND 1 NEEDLE COUNTER ; 1 SURGICAL GOWN XL SIZE ; 1 SURGICAL GOWN L SIZE ; 2 ABSORBENT TOWEL (ACCORDING TO THE ATTACHED FABRIC SPECIFICATION) | GENERAL CONSUMABLES (GENERAL SURGICAL SUPPLIES) SUPPLEMENTARY
4572 | 4213170102300 | PACK ARTHROSCOPY : CONTENTS : 1 BACK TABLE COVER REINFORCED 140X190 CM ; 1 MAYO STAND COVER REINFORCED 75X145 CM ; 1 EXTRA DRAPE REINFORCED 120X120CM ; 1 UTILITY BAG ; 1 SPLIT REINFORCED DRAPE 150X180CM U SHAPED SPLIT 18X80 CM WITH ADHESIVE TAPE ; 1 IMPERVIOUS U SHAPED DRAPE 150 X 175 CM ; 5 ADHESIVE TAPE 10 X 50 CM ; 1 WHOLE BODY DRAPE T SHAPED 255 X 285 X180 CM FENESTRATED WITH CONTROL FABRIC REINFORCEMENT ELASTIC FENESTRATION WITH TUBE HOLDER ; 1 FLUID COLLECTION POUCH ; 1 NEEDLE COUNTER ; 1 IMPERVIOUS STOCKINETTE LARGE SIZED AND 1 EASY APPLICABLE CAMERA CABLE COVER(RING SHAPED) ; 1 SURGICAL GOWN XL SIZE ; 1 SURGICAL GOWN L SIZE ; 2 ABSORBENT TOWEL (ACCORDING TO THE ATTACHED FABRIC SPECIFICATION) | GENERAL CONSUMABLES (GENERAL SURGICAL SUPPLIES) SUPPLEMENTARY
4573 | 4213170101700 | PACK CESAREAN SECTION CONTENTS : 1 BACK TABLE COVER REINFORCED 140X 190 CM ; 1 MAYO STAND COVER REINFORCED 75X145 CM ; 4 UTILITY DRAPES WITH ADHESIVE TAPE 75X50 CM; 1 UTILITY BAG ; 1 WHOLE BODY DRAPE T SHAPED 255 X300 X190 CM FENESTRATED WITH CONTROL FABRIC REINFORCEMENT 30 X30 CM WITH TUBE HOLDER ON BOTH SIDES WITH FLUID COLLECTION POUCH WITH SUCTION PORT/S ; 1 NEEDLE COUNTER; 2 ADHESIVE TAPE 10 X 50 CM ; 2 UMBILICAL CORD CLAMP ; 1 BABY BLANKET 80 X75 CM ; 1 PLACENTA BASIN AND 1 NASAL SUCTION BULB SYRINGE ; 1 SURGICAL GOWN XL SIZE ; 1 SURGICAL GOWN L SIZE ; 2 ABSORBENT TOWEL 2INCH (ACCORDING TO THE ATTACHED FABRIC SPECIFICATION) | GENERAL CONSUMABLES (GENERAL SURGICAL SUPPLIES) SUPPLEMENTARY
4574 | 4213170102000 | PACK CRANIOTOMY : CONTENTS : 1 BACK TABLE COVER REINFORCED 140X190 CM ; 1 MAYO STAND COVER REINFORCED 75X145 CM; 4 UTILITY DRAPES WITH ADHESIVE TAPE 75X50 CM ; 1 REINFORCED CRANIOTOMY DRAPE 230 X 290 CM WITH FLUID COLLECTION POUCH WITH SUCTION PORT/S AND TUBE HOLDER ; 2 DRAPES 150X150 CM WITH ADHESIVE TAPE ; 1 NEEDLE COUNTER ; 1 UTILITY BAG AND 2 ADHESIVE TAPE 10 X 50 CM; DISPOSABLE MEDICAL MARKER PEN ; 1 SURGICAL GOWN XL SIZE ; 1 SURGICAL GOWN L SIZE ; 2 ABSORBENT TOWEL 2 INCH (ACCORDING TO THE ATTACHED FABRIC SPECIFICATION) | GENERAL CONSUMABLES (GENERAL SURGICAL SUPPLIES) SUPPLEMENTARY
4575 | 4213170101600 | PACK DELIVERY : CONTENTS : 1 BACK TABLE COVER REINFORCED 140X190 CM ; 1 MAYO STAND COVER REINFORCED 75X145 CM ; 2 LEGGING 110X75 CM ; 1 UTILITY BAG ;1 UNDER BUTTOCK DRAPE 85 X105 CM REINFORCED WITH POUCH WITH SUCTION PORT/S ; 1 IMPERVIOUS U SHAPED DRAPE 150 X 175 CM ; 1 PERINEAL DRAPE 100 X100 CM WITH TRIANGULAR FENESTRATION 25X25X25 CM ; 1 NEEDLE COUNTER ; 2 UMBILICAL CORD CLAMPS ; 1 BABY BLANKET 80 X75 CM ; 2 ADHESIVE TAPE 10 X 50 CM ; 1 PLACENTA BASIN AND 1 NASAL SUCTION BULB SYRINGE ; SURGICAL GOWN XL SIZE. 1 ; SURGICAL GOWN L SIZE. 1 ; ABSORBENT TOWEL 2 INCH (ACCORDING TO THE ATTACHED FABRIC SPECIFICATION) | GENERAL CONSUMABLES (GENERAL SURGICAL SUPPLIES) SUPPLEMENTARY
4576 | 4213170101500 | PACK ENDO-UROLOGIC : CONTENTS : 1 BACK TABLE COVER REINFORCED 140X190 CM ; 1 MAYO STAND COVER REINFORCED 75X145 CM ; 1 REINFORCED PERINEAL DRAPE SPECIALIZED FOR ENDOUROLOGICAL OPERATIONS 75 X180 CM FENESTRATED 12 X12X12 CM WITH FLUID COLLECTION POUCH WITH SUCTION PORT/S AND TUBE HOLDER IN BOTH SIDES ; 2 ADHESIVE TAPE 10 X 50 CM ; 1 UPPER DRAPE 110 X 170 CM ; 2 LEGGING 110 X 75 CM ; 1 EASY APPLICABLE CAMERA CABLE COVER ; SURGICAL GOWN XL SIZE. 1 ; SURGICAL GOWN L SIZE. 1 ; ABSORBENT TOWEL 2 INCH (ACCORDING TO THE ATTACHED FABRIC SPECIFICATION) | GENERAL CONSUMABLES (GENERAL SURGICAL SUPPLIES) SUPPLEMENTARY
4577 | 4213170101900 | PACK SURGICAL EYE ( OPHTHALMOLOGY ) : CONTENTS : 1 BACK TABLE COVER REINFORCED 140X190 CM 40X65 CM ; 1 MAYO STAND COVER REINFORCED 75X145 CM ; 1 NEEDLE COUNTER ; 1 FULL BODY OPHTHALMIC DRAPE 180 X290 WITH 5 X 4 CM EYE FENESTRATION;10 WEEKSEL (K- SPONGE) ; 1 UTILITY BAG AND MEDICATION LABELS ; 1 DEXAMETHAZONE (WHITE) 1 GENTAMYCINE (WHITE) 1 MICHOL (WHITE) 1 AVASTINE INJECTION (WHITE) ; SURGICAL GOWN XL SIZE. 1 ; SURGICAL GOWN L SIZE. 1 ; ABSORBENT TOWEL 2 INCH (ACCORDING TO THE ATTACHED FABRIC SPECIFICATION) | GENERAL CONSUMABLES (GENERAL SURGICAL SUPPLIES) SUPPLEMENTARY
4578 | 4222150307000 | PACK FOR CENTRAL LINE CATHETER INSERTION CONTENTS : 1 DRAPE TO COVER THE WHOLE BODY OF THE PATIENT DURING INSERTION OF CENTRAL LINE WITH 2 OPENINGS ONE FOR EXTERNAL JUGULAR AND ONE FOR FEMORAL CENTRAL LINE BOTH IN MIDDLE LINE TO COPE WITH RIGHT AND LEFT SIDE150X 270 CM ; 1 KIDNEY TRAY ; 2 GAUZE PIECES 8X8 CM ; 1 PAIR OF VINYL GLOVES XL ; 1 PLASTIC TRAY WITH 6 COTTON SWABS ; 1 PLASTIC SAFETY SCALPEL SINGLE USE ; 2 SWAB STICK IMPREGNATED WITH CHLORHEXIDINE 2 % AND ALCOHOL 70% ; 2 TRANSPARENT DRESSING ; 2 SAFETY STERILE SYRINGES 5ML WITH LABEL FOR LIDOCAINE SYRINGE ; 1 CURVED NEEDLE WITH SUTURE AND DISPOSABLE NEEDLE DRIVER ; SURGICAL GOWN XL SIZE. 1 ; SURGICAL GOWN L SIZE. 1 ; ABSORBENT TOWEL 2 INCH | GENERAL CONSUMABLES (GENERAL SURGICAL SUPPLIES) SUPPLEMENTARY
4579 | 4213170101300 | "PACK HEMORRHOIDECTOMY : CONTENTS : 1 BACK TABLE COVER REINFORCED 140 X 190 CM ; 1 MAYO STAND COVER, REINFORCED 75X145 CM ; 1 UTILITY TOP DRAPE WITH TUBE HOLDER 100X80 CM ; 1 UTILITY BAG ; 2 LEGGING 110 X 75 CM ; 1 UNDER BUTTOCK DRAPE REINFORCED WITH ADHESIVE TAPE 80 X 105 CM ; SURGICAL GOWN XL SIZE. 1 ; SURGICAL GOWN L SIZE. 1 ; ABSORBENT TOWEL 2 INCH (ACCORDING TO THE ATTACHED FABRIC SPECIFICATION), 1 PLASTIC POUCH" | GENERAL CONSUMABLES (GENERAL SURGICAL SUPPLIES) SUPPLEMENTARY
4580 | 4213170102600 | PACK HIP : CONTENTS : 1 BACK TABLE COVER REINFORCED 140X190 CM ; 1 MAYO STAND COVER REINFORCED 75X145 CM ; 1 DRAPE REINFORCED 120X120CM ; 4 UTILITY DRAPES WITH ADHESIVE TAPE 75X50 CM ; 1 IMPERVIOUS U SHAPED DRAPE 150 X 175 CM ; 1 HEAVY DUTY REINFORCED 150X180CM U SHAPED SPLIT DRAPE WITH ADHESIVE TAPE 18X80 CM ; 5 ADHESIVE TAPE 10X50 CM ; 1 WHOLE BODY DRAPE 300X195 CM FENESTRATED ELASTIC FENESTRATION WITH TUBE HOLDER WITH 2 FLUID COLLECTION POUCH ON RT AND L T SIDES WITH SUCTION PORTS ; 1 NEEDLE COUNTER ; 1 IMPERVIOUS STOCKINET LARGE SIZED ; 1 UTILITY BAG ; 1 HAND TABLE DRAPE REINFORCED 120X120CM ; 4 UTILITY DRAPES WITH ADHESIVE TAPE 75X50 CM ; 1 HEAVY DUTY REINFORCED150X180CM U SHAPED ; SURGICAL GOWN XL SIZE. 1 ; SURGICAL GOWN L SIZE. 1 ; ABSORBENT TOWEL 2 INCH (ACCORDING TO THE ATTACHED FABRIC SPECIFICATION). | GENERAL CONSUMABLES (GENERAL SURGICAL SUPPLIES) SUPPLEMENTARY
4581 | 4213170101100 | PACK LAPAROSCOPIC CHOLECYSTECTOMY : CONTENTS: 1 BACK TABLE COVER REINFORCED 140 X 190 CM ; 1 MAYO STAND COVER REINFORCED 75 X145 CM ; 4 UTILITY DRAPES WITH ADHESIVE TAPE 75X50 CM ; 1 UTILITY BAG ; 1 WHOLE BODY DRAPE T SHAPED 255 X 285 X180 CM FENESTRATED WITH CONTROL FABRIC REINFORCEMENT 30 X 30CM ; 1 LOWER DRAPE REINFORCED 125 X 170CM WITH ADHESIVE TAPE WITH TUBE HOLDER ; 1 EASY APPLICABLE CAMERA CABLE COVER(RING SHAPED) ; 2 ADHESIVE TAPE 10 X 50 CM AND LAPAROSCOPIC INSTRUMENTS POUCH WITH ADHESIVE CAPABILITY TO BE FIXED TO DRAPE; SURGICAL GOWN XL SIZE. 1 ; SURGICAL GOWN L SIZE. 1 ; ABSORBENT TOWEL 2 INCH (ACCORDING TO THE ATTACHED FABRIC SPECIFICATION) | GENERAL CONSUMABLES (GENERAL SURGICAL SUPPLIES) SUPPLEMENTARY
4582 | 4213170102400 | PACK LOWER EXTREMITY : CONTENTS : 1 BACK TABLE COVER REINFORCED 140X190 CM ; 1 MAYO STAND COVER REINFORCED 75X145 CM ; 1 EXTRA DRAPE REINFORCED 120X120CM ; 1 UTILITY BAG ;1 SPLIT DRAPE 150X180 CM U SHAPED SPLIT REINFORCED WITH ADHESIVE TAPE 18X80 CM ; 5 ADHESIVE TAPE 10X50 CM ; 1 WHOLE BODY DRAPE 300X195 CM FENESTRATED ELASTIC FENESTRATION WITH TUBE HOLDER WITH FLUID COLLECTION POUCH WITH SUCTION PORT/S ; 1 NEEDLE COUNTER AND 1 IMPERVIOUS STOCKINETTE LARGE SIZE ; SURGICAL GOWN XL SIZE. 1 ; SURGICAL GOWN L SIZE. 1 ; ABSORBENT TOWEL 2 INCH (ACCORDING TO THE ATTACHED FABRIC SPECIFICATION) | GENERAL CONSUMABLES (GENERAL SURGICAL SUPPLIES) SUPPLEMENTARY
4583 | 4213170101000 | PACK MINOR SURGERY : CONTENTS: 1 BACK TABLE COVER REINFORCED 100 X 100 CM ; 4 UTILITY DRAPES WITH ADHESIVE TAPE 75X50 CM ; 1 UTILITY BAG (ACCORDING TO THE ATTACHED FABRIC SPECIFICATION) | GENERAL CONSUMABLES (GENERAL SURGICAL SUPPLIES) SUPPLEMENTARY
4584 | 4213170102500 | PACK PEDIATRIC ENT : CONTENTS : 1 BACK TABLE COVER REINFORCED 140X190 CM ; 1 MAYO STAND COVER REINFORCED 75X145 CM ; UTILITY DRAPES WITH ADHESIVE TAPE 75X50 CM ; 1 NEEDLE COUNTER ; 1 HEAD DRAPE DOUBLE LAYER 130X90 CM WITH ADHESIVE TAPE ; 1 ENT SPLIT SHEET 80X120 CM WITH 5X45 CM SPLIT OPENING WITH ADHESIVE TAPE AND TUBE HOLDER ; 1 UTILITY BAG ; SURGICAL GOWN XL SIZE. 1 ; SURGICAL GOWN L SIZE. 1 ; ABSORBENT TOWEL 2 INCH (ACCORDING TO THE ATTACHED FABRIC SPECIFICATION) | GENERAL CONSUMABLES (GENERAL SURGICAL SUPPLIES) SUPPLEMENTARY
4585 | 4213170102900 | "PACK SPINAL SURGERY : CONTENT : 1 BACK TABLE COVER REINFORCED 140X190 CM, 2 MAYO STAND COVER REINFORCED 75X145 CM, 4 UTILITY DRAPES WITH ADHESIVE TAPE 75X50 CM, 1 IMPERVIOUS U SHAPED DRAPE 150 X 175 CM, 1 HEAVY DUTY REINFORCED U-SHAPED DRAPE 220 X 275 CM, 1 TOP BAR DRAPE 250 X 150 CM WITH TUBE HOLDER AND HEAVY ABSORBENT MATERIAL, , 1 UTILITY BAG AND 1 NEEDLE COUNTER . 1 SURGICAL GOWN XL SIZE. 1 SURGICAL GOWN L SIZE. 2 ABSORBENT TOWEL. (ACCORDING TO THE ATTACHED FABRIC SPECIFICATION )." | GENERAL CONSUMABLES (GENERAL SURGICAL SUPPLIES) SUPPLEMENTARY
4586 | 4213170101200 | PACK ULTRA MAJOR SURGICAL : CONTENTS: 1 BACK TABLE COVER REINFORCED 140 X 190 CM ; 1 MAYO STAND COVER REINFORCED 75X145 CM ; 4 UTILITY DRAPES WITH ADHESIVE TAPE 75X50 CM ; 1 UTILITY BAG ; 1 WHOLE BODY DRAPE T SHAPED 255 X 285 X180 CM FENESTRATED WITH CONTROL FABRIC REINFORCEMENT 30 X 30CM WITH TUBE HOLDER ; 1 LOWER DRAPE REINFORCED 125 X 170CM WITH ADHESIVE TAPE ; 2 LEGGING 110 X 75 CM 2 ADHESIVE TAPE 10 X 50 CM ; 1 NEEDLE COUNTER ; SURGICAL GOWN XL SIZE. 1 ; SURGICAL GOWN L SIZE. 1 ; ABSORBENT TOWEL 2 INCH (ACCORDING TO THE ATTACHED FABRIC SPECIFICATION) | GENERAL CONSUMABLES (GENERAL SURGICAL SUPPLIES) SUPPLEMENTARY
4587 | 4213170100900 | PACK ULTRA UNIVERSAL : CONTENTS : BACK TABLE COVER REINFORCED 140X 190 CM, 1 MAYO STAND COVER, REINFORCED 75X145 CM, 4 UTILITY DRAPES WITH ADHESIVE TAPE 75X50 CM, 1 UTILITY BAG 1 UPPER PART DRAPE REINFORCED WITH ADHESIVE TAPE 125 X150 CM WITH TUBE HOLDER, 1 LOWER DRAPE REINFORCED 125 X 170CM WITH ADHESIVE TAPE WITH TUBE HOLDER, 2 SIDE DRAPE REINFORCED 120 X80CM WITH ADHESIVE TAPE, 2 EXTRA DRAPES 125 X 100 CM WITH ADHESIVE TAPE, 1 NEEDLE COUNTER AND. 2 ADHESIVE TAPE 10 X 50 CM. . SURGICAL GOWN XL SIZE. 1 SURGICAL GOWN L SIZE. 2 ABSORBENT TOWEL. (ACCORDING TO THE ATTACHED FABRIC SPECIFICATION) | GENERAL CONSUMABLES (GENERAL SURGICAL SUPPLIES) SUPPLEMENTARY
4588 | 4213170102100 | PACK UPPER EXTREMITY : CONTENTS : 1 BACK TABLE COVER REINFORCED 140X190 CM ; 1 MAYO STAND COVER REINFORCED 75X145 CM ; 1 HAND TABLE DRAPE REINFORCED ABSORBING FLUID 120X120CM ; 1 UTILITY BAG ; 1 SPLIT DRAPE 150X180CM U SHAPED SPLIT 12X60 CM WITH ADHESIVE TAPE ; 2 ADHESIVE TAPE 10 X 50 CM ; 1 WHOLE BODY DRAPE 300X195 CM FENESTRATED ELASTIC FENESTRATION WITH TUBE HOLDER ; 1 NEEDLE COUNTER ; 1 IMPERVIOUS STOCKINETTE MEDIUM SIZED ; SURGICAL GOWN XL SIZE. 1 ; SURGICAL GOWN L SIZE. 1 ; ABSORBENT TOWEL 2 INCH (ACCORDING TO THE ATTACHED FABRIC SPECIFICATION). | GENERAL CONSUMABLES (GENERAL SURGICAL SUPPLIES) SUPPLEMENTARY
4589 | 4229541410600 | "PACK, CATHETERIZATION, 1 WATER PROOF DRAPE 115 X 190 CM CENTRALLY SPLITTED, 1 KIDNEY TRAY, 2 GAUZE PIECES 8 X 8 CM, 1 PAIR OF VINYL GLOVES XL, 1 PLASTIC TRAY WITH 6 COTTON SWABS, 2 CHLOROHEXIDINE SWAB STICK, 1 PLASTIC TWEEZERS, 1 SACHET WITH 5 ML WATER SOLUBLE STERILE LUBRICANT GEL, 1 PREFILLED STERILE NEEDLESS SYRINGE 5 ML NORMAL SALINE, 1 SURGICAL GOWN XL SIZE, 1 SURGICAL GOWN L SIZE, ABSORBENT TOWEL 2 X" | GENERAL CONSUMABLES (GENERAL SURGICAL SUPPLIES) SUPPLEMENTARY
4590 | 4229541402700 | "PACK, FOR CYSTOSTOMY, 1 BACK TABLE COVER, REINFORCED 44 INCH X 78 INCH, 1 SURGICAL GOWN SPECIALTY LARGE, ABSORBENT TOWEL, 1 UNDER BUTTOCKS DRA PE ABSORBENT REINFORCEMENT, 2 LEGGINGS 29 INCH X 42 INCH WITH 6 INCH CUFFS, 1 CYSTOSCOPY (T) RAPE DISPOSABLE, STERILE" | GENERAL CONSUMABLES (GENERAL SURGICAL SUPPLIES) SUPPLEMENTARY
4591 | 4229541404000 | "PACK, FOR LAP, PEDIATRIC, 1 BACK TABLE COVER REINFORCED 44 INCH X 88 INCH, 1 MAYO STAND COVER REINFORCED 75 X145 CM, REINFORCED, 4 UTILITY DRAPES ISO-SEAL POSITIONING TAPE, 1 PEDIATRIC LAP SHEET 60 INCH X 100 INCH, 3 INCH X 8 INCH FENESTRATION CONTROL PLUS FABRIC REINFORCEMENT, STERILE" | GENERAL CONSUMABLES (GENERAL SURGICAL SUPPLIES) SUPPLEMENTARY
4592 | 4229541404100 | "PACK, FOR LAP, TRANSVERSE PEDIATRIC, 1 BACK TABLE COVER, REINFORCES 44 INCH X 88 INCH, 1 HAND TOWEL, 1 SURGICAL GOWN SMALL, 1 SURGICAL GOWN X - LARGE, 1 MAYO STAND COVER REINFORCED 75 X145 CM, REINFORCED, 4 UTILITY DRAPES WITH TAPE, 1 PEDIATRIC LAP DRAPE, STERILE" | GENERAL CONSUMABLES (GENERAL SURGICAL SUPPLIES) SUPPLEMENTARY
4593 | 4229541404700 | "PACK, FOR LITHOTOMY II, CONTENTS ARE : 1 BACK TABLE COVER 78 INCH X 44 INCH, 1 ABSORBENT TOWEL 1 UTILITY DRAPE W/ TAPE, 1 UNDER BUTTOCKS DRAPE 29 INCH X 44 INCH, 2 LEGGINGS WITH 6 INCH CUFFS, 1 HALF DRAPE 44 INCH X 60 INCH, 1 SURGICAL GOWN LARGE, DISPOSABLE, STERILE" | GENERAL CONSUMABLES (GENERAL SURGICAL SUPPLIES) SUPPLEMENTARY
4594 | 4229548019100 | "PACK, THYROID, GENERAL SURGERY, 1 BACK TABLE COVER REINFORCED 140 X 190 CM, 1 MAYO STAND COVER REINFORCED 75 X 145 CM, 4 UTILITY DRAPES WITH ADHESIVE TAPE 75 X 50 CM, 1 UTILITY BAG, 1 WHOLE BODY DRAPE SPECIALIZED FOR THYROID AND NECK SURGERY REINFORCED 300 X 180 CM FENESTRATED WITH CONTROL FABRIC REINFORCEMENT 13 X 16 CM WITH TUBE HOLDER IN BOTH SIDES, 2 ADHESIVE TAPE 10 X 50 CM, 1 NEEDLE COUNTER, 1 MEDICAL MARKER PEN DISPOSABLE, SURGICAL GOWN XL SIZE . 1, SURGICAL GOWN L SIZE . 1, ABSORBENT TOWEL 2 X, STERILE" | GENERAL CONSUMABLES (GENERAL SURGICAL SUPPLIES) SUPPLEMENTARY
4595 | 4229548019200 | "PACK, UNIVERSAL, CONTAINS, 1 BACK TABLE COVER REINFORCED, 1 MAYO STAND COVER REINFORCED, 1 ABSORBENT TOWELS, 1 SUTURE BAG, BOTTOM DRAPE 65 INCH X 76 INCH, ISO - SEAL POSITIONING TAPE CONTROL, PLUS FABRIC REINFORCEMENT TUBE HOLDERS, 2 SIDE" | GENERAL CONSUMABLES (GENERAL SURGICAL SUPPLIES) SUPPLEMENTARY
4596 | 4219181000400 | "PAD, ATTACHMENT, FOR COROMETRICS FETAL SCALP, ELECTRODE CABLE" | GENERAL CONSUMABLES (GENERAL SURGICAL SUPPLIES) SUPPLEMENTARY
4597 | 4229541800100 | "PAD, MAGNETIC FOR INSTRUMENT, SIZE: 40 CM X 50 CM (+/-5CM) DISPOSABLE, STERILE" | GENERAL CONSUMABLES (GENERAL SURGICAL SUPPLIES) SUPPLEMENTARY
4598 | 4229540012300 | "PAD, PATIENT PAD, PROLONGED POSITIONING SYSTEM EXT FULL KIT, 1 HEAD REST, 2 STANDARD ARM PROTECTORS, 2 BODY STRAPS, AND 1 LIFT SHEET" | GENERAL CONSUMABLES (GENERAL SURGICAL SUPPLIES) SUPPLEMENTARY
4599 | 4229511100900 | "PAD, PATIENT PAD, TRENDELENBURG POSITIONING KIT, 1 SINGLE USE PAD, 1 LIFT SHEET, 2 SINGLE USE BODY STRAPS" | GENERAL CONSUMABLES (GENERAL SURGICAL SUPPLIES) SUPPLEMENTARY
4600 | 4229540012400 | "PAD, PATIENT PAD, XL ADVANCED, TRENDELENBURG POSITIONING SYSTEM, 2 STANDARD ONE-STEP ARM PROTECTORS, AND 1 HEAD POSITIONER, 1 LIFT SHEET, 2 SINGLE USE BODY STRAPS" | GENERAL CONSUMABLES (GENERAL SURGICAL SUPPLIES) SUPPLEMENTARY
4601 | 4229551316000 | "MESH, HERNIA PATCH, CIRCLE, 6.4 CM ( +/- 0.5 CM ), WITH STRAP, DISPOSABLE, STERILE" | GENERAL CONSUMABLES (GENERAL SURGICAL SUPPLIES) SUPPLEMENTARY
4602 | 4229540608300 | "PCNL II PACK; 1 BNS SURGICAL GOWN UL SP L, 1 HAND TOWEL 47X38CM WHITE, 1 CREPE PAPER 60X60CM, 1 REINFORCED TABLE COVER 150 X 240 WRAPPING, 2 HAND TOWEL 47 X 38 CM WHITE, 2 MAYO STAND COVER 79 X 145 CM, 2 BNS SURGICAL GOWN UL HP XLL, 1 PAPER BAG 38 X 51 CM, 1 URINE DRAINAGE BAG 2000 ML, 10 GAUZE SWAB 10 X 10 CM 32 P XRD, 10 GAUZE SWAB 10 X 10 CM 8P, 1 SYRINGE 30 ML L/L, 1 SYRINGE 3 ML L/L, 1 SYRINGE 10ML L/L, 1 BOWL 250 ML, 2 KIDNEY BOWL 800 ML, 1 FLUID COLLECTION POUCH 40 X 35 CM, 1 SYRINGE 50 ML CATHETER TIP, 1 SYRINGE 50 ML, 1 JUG 1000 ML, 1 CYSTO/TURP IRRIGATION SET SINGLE, 1 URO I/A DOUBLE SET 220 CM, 2 EXTENSION LINE 75 CM ID 3, 0MM RA/FLL, 1 BOWL 5000ML, 1 SCALPEL BLADE N#12, 2 OP TOWEL 50 X 50 CM, 2 TUBE HOLDER 2.5 X 30CM, 1 BNS NEPHROSCOPY DRAPE, 1 CREPE PAPER 60 X 60 CM" | GENERAL CONSUMABLES (GENERAL SURGICAL SUPPLIES) SUPPLEMENTARY
4603 | 4229548020600 | "PEDIATRIC LAPAROSCOPY PACK, 5 HAND TOWEL 47 X 38 CM WHITE, 1 SURGICAL GOWN UNIVERSAL M, HP, BNS, 1 TABLE COVER 150 X 210 CM REINFORCED, 15 GAUZE SWAB 5 X 5 CM 12 P, 1 FILM DRESSING 10 X 12 CM, 1 NEEDLE HYPODERMIC 26 GAUGE 25 MM, 6 FILM DRESSING 5 X 5.7 CM IV PEDIATRIC, 1 ANTI FOG SOLUTION, 1 BASIN LINER - SINGLE, 5 GAUZE LAP 45 X 45 CM 4 P XRD, 3 TROCAR CANNULA 5 MM, 1 OPTICAL TROCAR 5 MM, 1 LAPAROSCOPIC SUCTION/IRRIGATION SET OD 5 MM 33 CM, 2 DRAINAGE BAG 1500 ML, 2 SURGICAL GOWNS UNIVERSAL L, HP, BNS, 2 SURGICAL GOWNS UNIVERSAL XL, HP, BNS, 1 MAYO STAND COVER 79 X 145 CM, 5 GAUZE LAP 20 X 30 CM 4 P XRD, 1 OP - TOWEL 75 X 90 CM, 2 - PLY, 10 GAUZE SWAB 10 X 10 CM 16 P, 1 COVER CAMERA 18 X 244 CM WITH CARD TRANSP, 1 INSTRUMENT BAG 30 X 50 CM, 1 DIATHERMY PENCIL, 1 SKIN MARKER TAPER TIP RULER, 1 NEEDLE COUNTER, 1 SKIN CLOSURE STRIP 12.0 X 100 MM, 1 DIATHERMY ELECTRODE NEEDLE 5.5 CM SLEEVE TUNGSTEN, 1 SYRINGE 5 ML L/L, 1 SYRINGE 10 ML L/L, 1 SCALPEL BLADE N# 11, 1 SCALPEL BLADE N# 15, 1 | GENERAL CONSUMABLES (GENERAL SURGICAL SUPPLIES) SUPPLEMENTARY
4604 | 4229514319400 | "PENCIL, FOR ELECTROSURGERY, FOR SMOKE EVACUATION, DISPOSABLE, STERILE" | GENERAL CONSUMABLES (GENERAL SURGICAL SUPPLIES) SUPPLEMENTARY
4605 | 4229514319700 | "PENCIL, FOR ELECTROSURGERY, WITH ADVANCED CUTTING EFFECT BLADE, CAN BE SAFELY USED FROM SKIN TO SKIN INCISION, COAGULATION AND DISSECTION WITH UNIQUE GEOMETRY BLADE GLIDES THROUGH TOUGH TISSUE WITH EASE AND PRECISION, CUTS SKIN LIKE A SCALPEL WITHOUT HAVING A RAZORS EDGE AND CAN BE USED IN THE WHOLE PROCEDURE, PTFE NON - STICK COATING MINIMIZES ESCHAR BUILDUP, HOLSTERILE, DISPOSABLE, STERILE" | GENERAL CONSUMABLES (GENERAL SURGICAL SUPPLIES) SUPPLEMENTARY
4606 | 4229514306800 | "PENCIL, TORCH, USING PLASMA TECHNOLOGY, ADJUSTABLE, SIZE 1/2 X 5 INCH, DISPOSABLE, STERILE" | GENERAL CONSUMABLES (GENERAL SURGICAL SUPPLIES) SUPPLEMENTARY
4607 | 4214271604500 | PESSARY DONUT SIZE: 63-64 MM WITH APPLICATOR MEDICAL GRADE SILICONE (10% OF FITTING KIT FREE OF CHARGE FOR ALL QUANTITY) | GENERAL CONSUMABLES (GENERAL SURGICAL SUPPLIES) SUPPLEMENTARY
4608 | 4214271603200 | PESSARY GELLHORN FLEXIBLE FOLDING WITH SUPPORT SIZE 88-89 MM WITH APPLICATOR MEDICAL GRADE SILICONE (10% OF FITTING KIT FREE OF CHARGE FOR ALL QUANTITY) | GENERAL CONSUMABLES (GENERAL SURGICAL SUPPLIES) SUPPLEMENTARY
4609 | 4214271604300 | "PESSARY, GELLHORN FLEXIBLE, FOLDING, WITH SUPPORT, SIZE 82-83 MM, WITH APPLICATOR, MEDICAL GRADE SILICONE, (10% OF FITTING KIT FREE OF CHARGE FOR ALL QUANTITY)" | GENERAL CONSUMABLES (GENERAL SURGICAL SUPPLIES) SUPPLEMENTARY
4610 | 4214271602400 | PESSARY GELLHORN FLEXIBLE FOLDING WITH SUPPORT SIZE 76-77 MM WITH APPLICATOR MEDICAL GRADE SILICONE (10% OF FITTING KIT FREE OF CHARGE FOR ALL QUANTITY) | GENERAL CONSUMABLES (GENERAL SURGICAL SUPPLIES) SUPPLEMENTARY
4611 | 4214271601100 | PESSARY INCONTINENCE DISH FOLDING WITH SUPPORT SIZE: 80-81 MM WITH APPLICATOR MEDICAL GRADE SILICONE (10% OF FITTING KIT FREE OF CHARGE FOR ALL QUANTITY) | GENERAL CONSUMABLES (GENERAL SURGICAL SUPPLIES) SUPPLEMENTARY
4612 | 4229180400700 | DEVICE CIRCUMCISION PLASTIC SIZE: 1.7 CM DISPOSABLE STERILE | GENERAL CONSUMABLES (GENERAL SURGICAL SUPPLIES) SUPPLEMENTARY
4613 | 4229514320200 | "PLATE, ELECTROSURGERY, PATIENT RETURN ELECTRODE PLATE, WITH UNIVERSAL PLUG AND CORD, COMPATIBLE WITH ALL ELECTROSURGICAL GENERATORS, COMPLETE SET, FOR ADULT, DISPOSABLE, STERILE" | GENERAL CONSUMABLES (GENERAL SURGICAL SUPPLIES) SUPPLEMENTARY
4614 | 4229514320300 | "PLATE, ELECTROSURGERY, PATIENT RETURN ELECTRODE PLATE, WITH UNIVERSAL PLUG AND CORD, COMPATIBLE WITH ALL ELECTROSURGICAL GENERATORS, COMPLETE SET, FOR NEONATES, DISPOSABLE, STERILE" | GENERAL CONSUMABLES (GENERAL SURGICAL SUPPLIES) SUPPLEMENTARY
4615 | 4229514319800 | "PLATE, ELECTROSURGERY, PATIENT RETURN ELECTRODE PLATE, WITH UNIVERSAL PLUG AND CORD, COMPATIBLE WITH ALL ELECTROSURGICAL GENERATORS, COMPLETE SET, FOR PEDIATRICS, DISPOSABLE, STERILE" | GENERAL CONSUMABLES (GENERAL SURGICAL SUPPLIES) SUPPLEMENTARY
4616 | 4713191000000 | "POLYMER, SOLIDIFIER, SUPER ABSORBENT IN DISSOLVABLE POUCH, 1000 ML FLUID" | GENERAL CONSUMABLES (GENERAL SURGICAL SUPPLIES) SUPPLEMENTARY
4617 | 4713191000100 | "POLYMER, SOLIDIFIER, SUPER ABSORBENT, IN RECAPPABLE BOTTLE, 3000 ML, FLUID" | GENERAL CONSUMABLES (GENERAL SURGICAL SUPPLIES) SUPPLEMENTARY
4618 | 4220170601100 | "PROBE, 20 MHZ, DOPPLER PROBE, BAYONET, 0.8 MM, DISPOSABLE, STERILE" | GENERAL CONSUMABLES (GENERAL SURGICAL SUPPLIES) SUPPLEMENTARY
4619 | 4220170601200 | "PROBE, 20 MHZ, DOPPLER PROBE, BAYONET, 2 MM, DISPOSABLE, STERILE" | GENERAL CONSUMABLES (GENERAL SURGICAL SUPPLIES) SUPPLEMENTARY
4620 | 4220170601300 | "PROBE, 20 MHZ, DOPPLER PROBE, CURVED, DISPOSABLE, STERILE" | GENERAL CONSUMABLES (GENERAL SURGICAL SUPPLIES) SUPPLEMENTARY
4621 | 4220170601400 | "PROBE, 20 MHZ, DOPPLER PROBE, STRAIGHT, DISPOSABLE, STERILE" | GENERAL CONSUMABLES (GENERAL SURGICAL SUPPLIES) SUPPLEMENTARY
4622 | 4220170601500 | "PROBE, 8 MHZ, DOPPLER PROBE, STRAIGHT, DISPOSABLE, STERILE" | GENERAL CONSUMABLES (GENERAL SURGICAL SUPPLIES) SUPPLEMENTARY
4623 | 4229540006400 | "PROCTOSCOPE WITH RUBBER INSUFFLATION BULB, LIGHT SCOPE RECTO MAXI LED AND BULB, SELF LIGHT WITH AN INTEGRANT LIGHT SOURCE, MADE OF A MEDICAL GRADE POLYCARBONATE, SINGLE USE INSUFFLATION BULB, 4X MAGNIFIER LENS, LATEX FREE, SIZE, 25 CM, DISPOSABLE, STERILE" | GENERAL CONSUMABLES (GENERAL SURGICAL SUPPLIES) SUPPLEMENTARY
4624 | 4229545305000 | "RESERVOIR, FOR CLOSED WOUND DRAIN, 400-500 ML WITH 2.4MM CONNECTOR, WITHOUT TROCAR, STERILE" | GENERAL CONSUMABLES (GENERAL SURGICAL SUPPLIES) SUPPLEMENTARY
4625 | 4229540012800 | "RETRACTOR INTEGRATED CORDLESS LED LIGHT SOURCE, LED LIGHT SOURCE PRODUCES NO DAMAGING HEAT, ON/OFF SWITCH, INTEGRATED SMOKE EVACUATION CHANNEL, REINFORCED NYLON MATERIAL PROVIDES EXCEPTIONAL STRENGTH AND RIGIDITY ANGLED TIP WITH GRIP FOR IMPROVED TISSUE ADHERENCE, LIGHTWEIGHT, SIZE: 105 X 60 MM, SINGLE USE -STERILE" | GENERAL CONSUMABLES (GENERAL SURGICAL SUPPLIES) SUPPLEMENTARY
4626 | 4229540012900 | RETRACTOR, INTEGRATED CORDLESS MULTI LED LIGHTS, ON/OFF BUTTON ALLOWS USER TO CYCLE THROUGH MULTIPLE LIGHTING CONFIGURATIONS, LIGHT INTENSITY ADJUSTMENT, INTEGRATED DUAL SMOKE EVACUATION CHANNELS FOR RAPID SUCTION, GRADED MEASUREMENT MARKERS, REINFORCED NYLON MATERIAL PROVIDES EXCEPTIONAL STRENGTH AND RIGIDITY, ATRAUMATIC GRIP AT DISTAL END OF BLADE, ERGONOMIC HANDLE, TOUCH-FREE BATTERY REMOVAL, SIZE: 135 X 20 MM, SINGLE USE, STERILE | GENERAL CONSUMABLES (GENERAL SURGICAL SUPPLIES) SUPPLEMENTARY
4627 | 4229310700400 | "RETRACTOR, VAGINAL, SELF-RETAINING RING, HORSESHOE SHAPED RETRACTOR SYSTEM, 16 CM X 16 CM (+/- 1 CM), TO BE SUPPLIED WITH 8-10 BLUNT STAY HOOKS 5 MM, DISPOSABLE, STERILE" | GENERAL CONSUMABLES (GENERAL SURGICAL SUPPLIES) SUPPLEMENTARY
4628 | 4229310708200 | "RETRACTOR, VAGINAL, SELF-RETAINING RING, SQUARE SHAPED RETRACTOR SYSTEM, 14 CM X 14 CM (+/- 1 CM), TO BE SUPPLIED WITH 8-10 BLUNT STAY HOOKS 12 MM, DISPOSABLE, STERILE" | GENERAL CONSUMABLES (GENERAL SURGICAL SUPPLIES) SUPPLEMENTARY
4629 | 4229310710900 | "RETRACTOR, VAGINAL, SELF-RETAINING, DOUBLE RING, RETRACTOR SYSTEM, 32 CM X 18 CM (+/- 2 CM), TO BE SUPPLIED WITH 8-10 BLUNT STAY HOOKS 5MM, DISPOSABLE, STERILE" | GENERAL CONSUMABLES (GENERAL SURGICAL SUPPLIES) SUPPLEMENTARY
4630 | 4229310708000 | "RETRACTOR, RING, FLEXIBLE, FOR PROTECTING THE WOUND MARGIN, FROM CONTACT CONTAMINATION, 11-17 CM, DISPOSABLE, STERILE" | GENERAL CONSUMABLES (GENERAL SURGICAL SUPPLIES) SUPPLEMENTARY
4631 | 4227193100300 | "RETRACTOR, RING, FLEXIBLE, FOR PROTECTING THE WOUND MARGIN, FROM CONTACT CONTAMINATION, 2.5-6 CM, DISPOSABLE, STERILE" | GENERAL CONSUMABLES (GENERAL SURGICAL SUPPLIES) SUPPLEMENTARY
4632 | 4229310708100 | "RETRACTOR, RING, FLEXIBLE, FOR PROTECTING THE WOUND MARGIN, FROM CONTACT CONTAMINATION, 5-9 CM, DISPOSABLE, STERILE" | GENERAL CONSUMABLES (GENERAL SURGICAL SUPPLIES) SUPPLEMENTARY
4633 | 4229310707900 | "RETRACTOR, RING, FLEXIBLE, FOR PROTECTING THE WOUND MARGIN, FROM CONTACT CONTAMINATION, 9-14 CM, DISPOSABLE, STERILE" | GENERAL CONSUMABLES (GENERAL SURGICAL SUPPLIES) SUPPLEMENTARY
4634 | 4214271600800 | PESSARY RING FOLDING WITH SUPPORT SIZE: 62-64 MM WITH APPLICATOR MEDICAL GRADE SILICONE (10% OF FITTING KIT FREE OF CHARGE FOR ALL QUANTITY)" | GENERAL CONSUMABLES (GENERAL SURGICAL SUPPLIES) SUPPLEMENTARY
4635 | 4214271600400 | PESSARY RING FOLDING WITH SUPPORT SIZE: 70-71 MM WITH APPLICATOR MEDICAL GRADE SILICONE (10% OF FITTING KIT FREE OF CHARGE FOR ALL QUANTITY)" | GENERAL CONSUMABLES (GENERAL SURGICAL SUPPLIES) SUPPLEMENTARY
4636 | 4214271604400 | PESSARY RING FOLDING WITH SUPPORT SIZE: 74-76 MM WITH APPLICATOR MEDICAL GRADE SILICONE (10% OF FITTING KIT FREE OF CHARGE FOR ALL QUANTITY)" | GENERAL CONSUMABLES (GENERAL SURGICAL SUPPLIES) SUPPLEMENTARY
4637 | 4214271600500 | PESSARY RING FOLDING WITH SUPPORT SIZE: 82-83 MM WITH APPLICATOR MEDICAL GRADE SILICONE (10% OF FITTING KIT FREE OF CHARGE FOR ALL QUANTITY)" | GENERAL CONSUMABLES (GENERAL SURGICAL SUPPLIES) SUPPLEMENTARY
4638 | 4214271600600 | PESSARY RING FOLDING WITH SUPPORT SIZE: 88-89 MM WITH APPLICATOR MEDICAL GRADE SILICONE (10% OF FITTING KIT FREE OF CHARGE FOR ALL QUANTITY)" | GENERAL CONSUMABLES (GENERAL SURGICAL SUPPLIES) SUPPLEMENTARY
4639 | 4214271600700 | PESSARY RING FOLDING WITH SUPPORT SIZE: 95-96 MM WITH APPLICATOR MEDICAL GRADE SILICONE (10% OF FITTING KIT FREE OF CHARGE FOR ALL QUANTITY)" | GENERAL CONSUMABLES (GENERAL SURGICAL SUPPLIES) SUPPLEMENTARY
4640 | 4218150500000 | "SAMPLER, ENDOMETRIAL, SOFT, 3-3.5MM, STERILE" | GENERAL CONSUMABLES (GENERAL SURGICAL SUPPLIES) SUPPLEMENTARY
4641 | 4213160800800 | "SCRUB SUIT (SHIRT AND PANTS) FOR FEMALE, SIZES LARGE, WITH COMFORT FIT DESIGN AND SHORT SLEEVES ROUND SHAPE COLLAR WITH BACK NECK SNAP BUTTONS, TIES AROUND THE WASTE, RESISTANCE TO MICROBIAL PENETRATION DRY, RESISTANCE TO TENSILE AND BURST WET AND DRY, CLEAN (NON-STERILE), SHOULD BEFLAME RESISTANCE, BLUE COLOR, NOT SEE THROUGH MATERIALS, SINGLE PACK, SINGLE USE" | GENERAL CONSUMABLES (GENERAL SURGICAL SUPPLIES) SUPPLEMENTARY
4642 | 4213160800700 | "SCRUB SUIT (SHIRT AND PANTS) FOR FEMALE, SIZES MEDIUM, WITH COMFORT FIT DESIGN AND SHORT SLEEVES ROUND SHAPE COLLAR WITH BACK NECK SNAP BUTTONS, TIES AROUND THE WASTE, RESISTANCE TO MICROBIAL PENETRATION DRY, RESISTANCE TO TENSILE AND BURST WET AND DRY, CLEAN (NON-STERILE), SHOULD BEFLAME RESISTANCE, BLUE COLOR, NOT SEE THROUGH MATERIALS, SINGLE PACK, SINGLE USE" | GENERAL CONSUMABLES (GENERAL SURGICAL SUPPLIES) SUPPLEMENTARY
4643 | 4213160800500 | "SCRUB SUIT (SHIRT AND PANTS) FOR FEMALE, SIZES SMALL, WITH COMFORT FIT DESIGN AND SHORT SLEEVES ROUND SHAPE COLLAR WITH BACK NECK SNAP BUTTONS, TIES AROUND THE WASTE, RESISTANCE TO MICROBIAL PENETRATION DRY, RESISTANCE TO TENSILE AND BURST WET AND DRY, CLEAN (NON-STERILE), SHOULD BEFLAME RESISTANCE, BLUE COLOR, NOT SEE THROUGH MATERIALS, SINGLE PACK, SINGLE USE" | GENERAL CONSUMABLES (GENERAL SURGICAL SUPPLIES) SUPPLEMENTARY
4644 | 4213160800900 | "SCRUB SUIT (SHIRT AND PANTS) FOR FEMALE, SIZES XL, WITH COMFORT FIT DESIGN AND SHORT SLEEVES ROUND SHAPE COLLAR WITH BACK NECK SNAP BUTTONS, TIES AROUND THE WASTE, RESISTANCE TO MICROBIAL PENETRATION DRY, RESISTANCE TO TENSILE AND BURST WET AND DRY, CLEAN (NON-STERILE), SHOULD BE FLAME RESISTANCE, BLUE COLOR, NOT SEE THROUGH MATERIALS, SINGLE PACK, SINGLE USE" | GENERAL CONSUMABLES (GENERAL SURGICAL SUPPLIES) SUPPLEMENTARY
4645 | 4213160801000 | "SCRUB SUIT (SHIRT AND PANTS) FOR FEMALE, SIZES XXL, WITH COMFORT FIT DESIGN AND SHORT SLEEVES ROUND SHAPE COLLAR WITH BACK NECK SNAP BUTTONS, TIES AROUND THE WASTE, RESISTANCE TO MICROBIAL PENETRATION DRY, RESISTANCE TO TENSILE AND BURST WET AND DRY, CLEAN (NON-STERILE), SHOULD BE FLAME RESISTANCE, BLUE COLOR, NOT SEE THROUGH MATERIALS, SINGLE PACK, SINGLE USE" | GENERAL CONSUMABLES (GENERAL SURGICAL SUPPLIES) SUPPLEMENTARY
4646 | 4213160800600 | "SCRUB SUIT (SHIRT AND PANTS) FOR FEMALE, SIZES XXXL, WITH COMFORT FIT DESIGN AND SHORT SLEEVES ROUND SHAPE COLLAR WITH BACK NECK SNAP BUTTONS, TIES AROUND THE WASTE, RESISTANCE TO MICROBIAL PENETRATION DRY, RESISTANCE TO TENSILE AND BURST WET AND DRY, CLEAN (NON-STERILE), SHOULD BEFLAME RESISTANCE, BLUE COLOR, NOT SEE THROUGH MATERIALS, SINGLE PACK, SINGLE USE" | GENERAL CONSUMABLES (GENERAL SURGICAL SUPPLIES) SUPPLEMENTARY
4647 | 4213160800100 | "SCRUB SUIT (SHIRT AND PANTS) FOR MALE, SIZES LARGE, WITH COMFORT FIT DESIGN AND SHORT SLEEVES, V SHAPE COLLAR, TIES AROUND THE WASTE, AND HIGH RESISTANCE TO MICROBIAL PENETRATION DRY, AND CAN REPLACE LAMINAR AIR FLOW (COTTON/ POLYESTER ) RESISTANCE TO TENSILE AND BURST WET AND DRY, CLEAN (NON-STERILE), SHOULD BEFLAME RESISTANCE, BLUE COLOR, NOT SEE THROUGH MATERIALS, SINGLE PACK, SINGLE USE" | GENERAL CONSUMABLES (GENERAL SURGICAL SUPPLIES) SUPPLEMENTARY
4648 | 4213160800000 | "SCRUB SUIT (SHIRT AND PANTS) FOR MALE, SIZES MEDIUM WITH COMFORT FIT DESIGN AND SHORT SLEEVES, V SHAPE COLLAR, TIES AROUND THE WASTE, AND HIGH RESISTANCE TO MICROBIAL PENETRATION DRY, AND CAN REPLACE LAMINAR AIR FLOW (COTTON/ POLYESTER ) RESISTANCE TO TENSILE AND BURST WET AND DRY, CLEAN (NON-STERILE), SHOULD BEFLAME RESISTANCE, BLUE COLOR, NOT SEE THROUGH MATERIALS, SINGLE PACK, SINGLE USE" | GENERAL CONSUMABLES (GENERAL SURGICAL SUPPLIES) SUPPLEMENTARY
4649 | 4213160800200 | "SCRUB SUIT (SHIRT AND PANTS) FOR MALE, SIZES X- LARGE, WITH COMFORT FIT DESIGN AND SHORT SLEEVES, V SHAPE COLLAR, TIES AROUND THE WASTE, AND HIGH RESISTANCE TO MICROBIAL PENETRATION DRY, AND CAN REPLACE LAMINAR AIR FLOW (COTTON/ POLYESTER ) RESISTANCE TO TENSILE AND BURST WET AND DRY, CLEAN (NON-STERILE), SHOULD BEFLAME RESISTANCE, BLUE COLOR, NOT SEE THROUGH MATERIALS, SINGLE PACK, SINGLE USE" | GENERAL CONSUMABLES (GENERAL SURGICAL SUPPLIES) SUPPLEMENTARY
4650 | 4213160800300 | "SCRUB SUIT (SHIRT AND PANTS) FOR MALE, SIZES XX- LARGE, WITH COMFORT FIT DESIGN AND SHORT SLEEVES, V SHAPE COLLAR, TIES AROUND THE WASTE, AND HIGH RESISTANCE TO MICROBIAL PENETRATION DRY, AND CAN REPLACE LAMINAR AIR FLOW (COTTON/ POLYESTER ) RESISTANCE TO TENSILE AND BURST WET AND DRY, CLEAN (NON-STERILE), SHOULD BEFLAME RESISTANCE, BLUE COLOR, NOT SEE THROUGH MATERIALS, SINGLE PACK, SINGLE USE" | GENERAL CONSUMABLES (GENERAL SURGICAL SUPPLIES) SUPPLEMENTARY
4651 | 4213160800400 | "SCRUB SUIT (SHIRT AND PANTS) FOR MALE, SIZES XXX- LARGE, WITH COMFORT FIT DESIGN AND SHORT SLEEVES, V SHAPE COLLAR, TIES AROUND THE WASTE, AND HIGH RESISTANCE TO MICROBIAL PENETRATION DRY, AND CAN REPLACE LAMINAR AIR FLOW (COTTON/ POLYESTER ) RESISTANCE TO TENSILE AND BURST WET AND DRY, CLEAN (NON-STERILE), SHOULD BEFLAME RESISTANCE, BLUE COLOR, NOT SEE THROUGH MATERIALS, SINGLE PACK, SINGLE USE" | GENERAL CONSUMABLES (GENERAL SURGICAL SUPPLIES) SUPPLEMENTARY
4652 | 4231160706200 | "SEALANT, SURGICAL, ABSORBABLE, ADHESION BARRIER, GEL, 2 X 4 ML SYRINGES, AND ONE APPLICATOR, SYNTHETIC POLYETHYLENE GLYCOLS, STERILE" | GENERAL CONSUMABLES (GENERAL SURGICAL SUPPLIES) SUPPLEMENTARY
4653 | 4214270101000 | "SET, CATHETER, DRAINAGE, ALL PURPOSE, NEPHROSTOMY, 10 FRENCH, 25-30 CM LONG, STERILE" | GENERAL CONSUMABLES (GENERAL SURGICAL SUPPLIES) SUPPLEMENTARY
4654 | 4229545307900 | "SET, CATHETER, DRAINAGE, ALL PURPOSE, NEPHROSTOMY, 8-8.5 FRENCH, 25-30 CM LONG, STERILE" | GENERAL CONSUMABLES (GENERAL SURGICAL SUPPLIES) SUPPLEMENTARY
4655 | 4214270101200 | KIT CATHETERIZATION SUPRAPUBIC 14 FR WITH SCALPEL TROCAR AND SHEATH 2 - WAY STANDARD LENGTH STERILE | GENERAL CONSUMABLES (GENERAL SURGICAL SUPPLIES) SUPPLEMENTARY
4656 | 4229541410900 | KIT CATHETERIZATION SUPRAPUBIC 10 FR WITH SCALPEL TROCAR AND SHEATH 2 - WAY STANDARD LENGTH STERILE | GENERAL CONSUMABLES (GENERAL SURGICAL SUPPLIES) SUPPLEMENTARY
4657 | 4229540008800 | KIT CATHETERIZATION SUPRAPUBIC 8 FR WITH SCALPEL TROCAR AND SHEATH 2 - WAY STANDARD LENGTH STERILE | GENERAL CONSUMABLES (GENERAL SURGICAL SUPPLIES) SUPPLEMENTARY
4658 | 4229545307400 | "SET, DILATOR, FASCIAL, SIZE: 10 FR X 15-25 CM, STERILE " | GENERAL CONSUMABLES (GENERAL SURGICAL SUPPLIES) SUPPLEMENTARY
4659 | 4229545307200 | "SET, DILATOR, FASCIAL, SIZE: 6 FR X 15-25 CM, STERILE " | GENERAL CONSUMABLES (GENERAL SURGICAL SUPPLIES) SUPPLEMENTARY
4660 | 4229545307500 | "SET, DILATOR, FASCIAL, SIZE: 8 FR X 15-25 CM, STERILE " | GENERAL CONSUMABLES (GENERAL SURGICAL SUPPLIES) SUPPLEMENTARY
4661 | 4229545307700 | "SET, EMBRYO, TRANSFER CATHETER, O.D PROXIMAL 2-2.2 MM, AND THE O.D DISTAL 1.5-1.7 MM, WITHOUT INTRODUCE, WITH MEASURING MARKS" | GENERAL CONSUMABLES (GENERAL SURGICAL SUPPLIES) SUPPLEMENTARY
4662 | 4214320400200 | SET, EMBRYO, TRANSFER CATHETER, TIP DIAMETER 1-1.4 MM, EFFECTIVE LENGTH 180-265 MM, WITH INTRODUCER, WITH MEASURING MARKS | GENERAL CONSUMABLES (GENERAL SURGICAL SUPPLIES) SUPPLEMENTARY
4663 | 4214330000600 | "SET, HIPEC, CLOSED TECHNIQUE, SET SHOULD INCLUDES: HIPEC SELF FILTERING INTEGRATED STRAINER, 5 TEMPERATURE PROBES, 6 PRESSURE SENSORS, 4 POLYETHYLENE TUBES, IT SHOULD BE COMPATIBLE WITH HOSPITAL MACHINE, STERILE, DISPOSABLE" | GENERAL CONSUMABLES (GENERAL SURGICAL SUPPLIES) SUPPLEMENTARY
4664 | 4214330000700 | "SET, HIPEC, OPEN TECHNIQUE, SET SHOULD INCLUDES: HIPEC SELF FILTERING INTEGRATED STRAINER, 5 TEMPERATURE PROBES, 4 PRESSURE SENSORS, 4 POLYETHYLENE TUBES, IT SHOULD BE COMPATIBLE WITH HOSPITAL MACHINE, STERILE, DISPOSABLE" | GENERAL CONSUMABLES (GENERAL SURGICAL SUPPLIES) SUPPLEMENTARY
4665 | 4218190800400 | "SET, INTRAUTERINE INSEMINATION, CURVED TIP WITH STAINLESS STEEL, INNER CANNULA, 5-5.5 FR, 20 CM LENGTH" | GENERAL CONSUMABLES (GENERAL SURGICAL SUPPLIES) SUPPLEMENTARY
4666 | 4218190800500 | "SET, IRRIGATION CYSTOSCOPY, SINGLE SPIKE WIDE BORE TUBING, STERILE" | GENERAL CONSUMABLES (GENERAL SURGICAL SUPPLIES) SUPPLEMENTARY
4667 | 4218190800700 | "SET, IRRIGATION, T.U.R., Y-TYPE, NON-VENTED FOR T.U.R AND POSTOPERATIVE IRRIGATION PROCEDURES, NOT LESS THAN 200 CM LENGTH, STERILE" | GENERAL CONSUMABLES (GENERAL SURGICAL SUPPLIES) SUPPLEMENTARY
4668 | 4214250100300 | "SET, NEEDLE, SAMPLING, CHORIONIC VILLUS, TRANS - ABDOMINAL, 18 G X 15 CM LENGTH, GUIDE NEEDLE 21 G X 20 CM LENGTH, SAMPLING NEEDLE" | GENERAL CONSUMABLES (GENERAL SURGICAL SUPPLIES) SUPPLEMENTARY
4669 | 4214270900500 | "SET, NEPHROSTOMY, POLYURETHANE PIGTAIL, 30 CM LONG, RADIO - OPAQUE, SIZE: CH 08, DISPOSABLE, STERILE" | GENERAL CONSUMABLES (GENERAL SURGICAL SUPPLIES) SUPPLEMENTARY
4670 | 4214270218900 | "SET, NEPHROSTOMY, POLYURETHANE PIGTAIL, 30 CM LONG, RADIO-OPAQUE, SIZE: CH 14, DISPOSABLE, STERILE" | GENERAL CONSUMABLES (GENERAL SURGICAL SUPPLIES) SUPPLEMENTARY
4671 | 4214273100800 | "SET, RENAL DILATOR, AMPLATZ, POLYETHYLENE, 30-35 CM LONG, RADIO - OPAQUE, SIZE: FROM CH 6 OR CH 8 TO CH 30, DISPOSABLE, STERILE" | GENERAL CONSUMABLES (GENERAL SURGICAL SUPPLIES) SUPPLEMENTARY
4672 | 4214273100300 | "CATHETER KIT, DRAINAGE, REPLACEMENT, POLYURETHANE PIGTAIL, 25-30 CM LONG, RADIO - OPAQUE, SIZE: 08 FR, DISPOSABLE, STERILE" | GENERAL CONSUMABLES (GENERAL SURGICAL SUPPLIES) SUPPLEMENTARY
4673 | 4214271302700 | "SET, SHEATH, URETERAL ACCESS, 10/12 FRENCH, 45 CM (+/- 2CM)" | GENERAL CONSUMABLES (GENERAL SURGICAL SUPPLIES) SUPPLEMENTARY
4674 | 4222150501100 | "SET, SHEATH, URETERAL ACCESS, 11/13 FRENCH, 45 CM (+/- 2CM)" | GENERAL CONSUMABLES (GENERAL SURGICAL SUPPLIES) SUPPLEMENTARY
4675 | 4214000065100 | "SET, SHEATH, URETERAL ACCESS, 12/14 FRENCH, 35 CM (+/- 2CM)" | GENERAL CONSUMABLES (GENERAL SURGICAL SUPPLIES) SUPPLEMENTARY
4676 | 4214000065200 | "SET, SHEATH, URETERAL ACCESS, 12/14 FRENCH, 45 CM (+/- 2CM)" | GENERAL CONSUMABLES (GENERAL SURGICAL SUPPLIES) SUPPLEMENTARY
4677 | 4214273500100 | "SET, SHEATH, URETERAL ACCESS, 13/15 FRENCH, 35 CM (+/- 2CM)" | GENERAL CONSUMABLES (GENERAL SURGICAL SUPPLIES) SUPPLEMENTARY
4678 | 4229540020600 | "SET, SHEATH, URETERAL ACCESS, 13/15 FRENCH, 45 CM (+/- 2CM)" | GENERAL CONSUMABLES (GENERAL SURGICAL SUPPLIES) SUPPLEMENTARY
4679 | 4229540013800 | "SET, STENT, INDWELLING POLYURETHANE, DOUBLE URETERAL PIGTAIL STENT, OPEN ENDED, TAPERED TIP, WITH HOLES IN THE BODY, WITH COMPATIBLE GUIDEWIRE, AND LOCKABLE PUSHER RADIO-OPAQUE, , SIZE: CH 4.7 - 5.0, 18 CM, DISPOSABLE, STERILE" | GENERAL CONSUMABLES (GENERAL SURGICAL SUPPLIES) SUPPLEMENTARY
4680 | 4229590302500 | "SET, STENT, INDWELLING POLYURETHANE, DOUBLE URETERAL PIGTAIL STENT, OPEN ENDED, TAPERED TIP, WITH HOLES IN THE BODY, WITH COMPATIBLE GUIDEWIRE, AND LOCKABLE PUSHER RADIO-OPAQUE, , SIZE: CH 4.7 - 5.0, 20 CM, DISPOSABLE, STERILE" | GENERAL CONSUMABLES (GENERAL SURGICAL SUPPLIES) SUPPLEMENTARY
4681 | 4229540013900 | "SET, STENT, INDWELLING POLYURETHANE, DOUBLE URETERAL PIGTAIL STENT, OPEN ENDED, TAPERED TIP, WITH HOLES IN THE BODY, WITH COMPATIBLE GUIDEWIRE, AND LOCKABLE PUSHER RADIO-OPAQUE, , SIZE: CH 4.7 - 5.0, 22 CM, DISPOSABLE, STERILE" | GENERAL CONSUMABLES (GENERAL SURGICAL SUPPLIES) SUPPLEMENTARY
4682 | 4214273304700 | "SET, STENT, INDWELLING POLYURETHANE, DOUBLE URETERAL PIGTAIL STENT, OPEN ENDED, TAPERED TIP, WITH HOLES IN THE BODY, WITH COMPATIBLE GUIDEWIRE, AND LOCKABLE PUSHER RADIO-OPAQUE, , SIZE: CH 4.7 - 5.0, 24 CM, DISPOSABLE, STERILE" | GENERAL CONSUMABLES (GENERAL SURGICAL SUPPLIES) SUPPLEMENTARY
4683 | 4214273302200 | "SET, STENT, INDWELLING POLYURETHANE, DOUBLE URETERAL PIGTAIL STENT, OPEN ENDED, TAPERED TIP, WITH HOLES IN THE BODY, WITH COMPATIBLE GUIDEWIRE, AND LOCKABLE PUSHER RADIO-OPAQUE, , SIZE: CH 4.7 - 5.0, 26 CM, DISPOSABLE, STERILE" | GENERAL CONSUMABLES (GENERAL SURGICAL SUPPLIES) SUPPLEMENTARY
4684 | 4214273301600 | "SET, STENT, INDWELLING POLYURETHANE, DOUBLE URETERAL PIGTAIL STENT, OPEN ENDED, TAPERED TIP, WITH HOLES IN THE BODY, WITH COMPATIBLE GUIDEWIRE, AND LOCKABLE PUSHER RADIO-OPAQUE, , SIZE: CH 4.7 - 5.0, 28 CM, DISPOSABLE, STERILE" | GENERAL CONSUMABLES (GENERAL SURGICAL SUPPLIES) SUPPLEMENTARY
4685 | 4214273306000 | "SET, STENT, INDWELLING POLYURETHANE, DOUBLE URETERAL PIGTAIL STENT, OPEN ENDED, TAPERED TIP, WITH HOLES IN THE BODY, WITH COMPATIBLE GUIDEWIRE, AND LOCKABLE PUSHER RADIO-OPAQUE, , SIZE: CH 6, 28 CM, DISPOSABLE, STERILE" | GENERAL CONSUMABLES (GENERAL SURGICAL SUPPLIES) SUPPLEMENTARY
4686 | 4229590302700 | "SET, STENT, INDWELLING, POLYURETHANE, DOUBLE URETERAL PIGTAIL STENT, OPEN ENDED, TAPERED TIP, WITH HOLES IN THE BODY, WITHOUT GUIDEWIRE, AND WITH LOCKABLE PUSHER RADIO-OPAQUE, SIZE: CH 6, 28 CM, DISPOSABLE, STERILE" | GENERAL CONSUMABLES (GENERAL SURGICAL SUPPLIES) SUPPLEMENTARY
4687 | 4220341210600 | "SET, STENT, INDWELLING, POLYURETHANE, DOUBLE URETERAL PIGTAIL STENT, OPEN ENDED, TAPERED TIP, WITH HOLES IN THE BODY, WITHOUT GUIDEWIRE, AND WITH LOCKABLE PUSHER RADIO-OPAQUE, SIZE: CH 8, 24 CM, DISPOSABLE, STERILE" | GENERAL CONSUMABLES (GENERAL SURGICAL SUPPLIES) SUPPLEMENTARY
4688 | 4214273301700 | "SET, STENT, INDWELLING SILICONE, DOUBLE URETERAL PIGTAIL STENT, OPEN ENDED, TAPERED TIP, WITH HOLES IN THE BODY, WITH COMPATIBLE GUIDEWIRE, AND LOCKABLE PUSHER RADIO-OPAQUE, , SIZE: CH 6, 28 CM, DISPOSABLE, STERILE" | GENERAL CONSUMABLES (GENERAL SURGICAL SUPPLIES) SUPPLEMENTARY
4689 | 4229590302800 | "SET, STENT, SILICONE COATED, DOUBLE URETERAL, OPEN ENDED, TAPERED TIP, WITH HOLES IN THE BODY, WITHOUT GUIDEWIRE, AND WITH LOCKABLE PUSHER RADIO-OPAQUE, SIZE: CH 6.0, 20 CM, DISPOSABLE, STERILE" | GENERAL CONSUMABLES (GENERAL SURGICAL SUPPLIES) SUPPLEMENTARY
4690 | 4229590302900 | "SET, STENT, SILICONE COATED, DOUBLE URETERAL, OPEN ENDED, TAPERED TIP, WITH HOLES IN THE BODY, WITHOUT GUIDEWIRE, AND WITH LOCKABLE PUSHER RADIO-OPAQUE, SIZE: CH 6.0, 22 CM, DISPOSABLE, STERILE" | GENERAL CONSUMABLES (GENERAL SURGICAL SUPPLIES) SUPPLEMENTARY
4691 | 4229590303000 | "SET, STENT, SILICONE COATED, DOUBLE URETERAL, OPEN ENDED, TAPERED TIP, WITH HOLES IN THE BODY, WITHOUT GUIDEWIRE, AND WITH LOCKABLE PUSHER RADIO-OPAQUE, SIZE: CH 6.0, 24 CM, DISPOSABLE, STERILE" | GENERAL CONSUMABLES (GENERAL SURGICAL SUPPLIES) SUPPLEMENTARY
4692 | 4220341202600 | "SET, STENT, SILICONE COATED, DOUBLE URETERAL, OPEN ENDED, TAPERED TIP, WITH HOLES IN THE BODY, WITHOUT GUIDEWIRE, AND WITH LOCKABLE PUSHER RADIO-OPAQUE, SIZE: CH 6.0, 26 CM, DISPOSABLE, STERILE" | GENERAL CONSUMABLES (GENERAL SURGICAL SUPPLIES) SUPPLEMENTARY
4693 | 4220341210500 | "SET, STENT, SILICONE COATED, DOUBLE URETERAL, OPEN ENDED, TAPERED TIP, WITH HOLES IN THE BODY, WITHOUT GUIDEWIRE, AND WITH LOCKABLE PUSHER RADIO-OPAQUE, SIZE: CH 7.0, 26 CM, DISPOSABLE, STERILE" | GENERAL CONSUMABLES (GENERAL SURGICAL SUPPLIES) SUPPLEMENTARY
4694 | 4220341211100 | "SET, STENT, URETERAL, TUMOR, WITHOUT EYES, WITH COMPATIBLE GUIDEWIRE, AND LOCKABLE PUSHER RADIO-OPAQUE, SIZE: CH 7.0, 26 CM DISPOSABLE, STERILE" | GENERAL CONSUMABLES (GENERAL SURGICAL SUPPLIES) SUPPLEMENTARY
4695 | 4220341211000 | "SET, STENT, URETERAL, TUMOR, WITHOUT EYES, WITH COMPATIBLE GUIDEWIRE, AND LOCKABLE PUSHER RADIO-OPAQUE, SIZE: CH 7.0, 28 CM DISPOSABLE, STERILE" | GENERAL CONSUMABLES (GENERAL SURGICAL SUPPLIES) SUPPLEMENTARY
4696 | 4220341210900 | "SET, STENT, URETERAL, TUMOR, WITHOUT EYES, WITH COMPATIBLE GUIDEWIRE, AND LOCKABLE PUSHER RADIO-OPAQUE, SIZE: CH 8.0, 26 CM DISPOSABLE, STERILE" | GENERAL CONSUMABLES (GENERAL SURGICAL SUPPLIES) SUPPLEMENTARY
4697 | 4220341211200 | "SET, STENT, URETERAL, TUMOR, WITHOUT EYES, WITH COMPATIBLE GUIDEWIRE, AND LOCKABLE PUSHER RADIO-OPAQUE, SIZE: CH 8.0, 28 CM DISPOSABLE, STERILE" | GENERAL CONSUMABLES (GENERAL SURGICAL SUPPLIES) SUPPLEMENTARY
4698 | 4227201103900 | "STENT, INDWELLING SOFT POLYURETHANE, DOUBLE URETERAL PIGTAIL STENT, WITH COMPATIBLE GUIDEWIRE, AND POSITIONER RADIO - OPAQUE, 10 CM LONG, SIZE: 3.7-4 FR DISPOSABLE, STERILE" | GENERAL CONSUMABLES (GENERAL SURGICAL SUPPLIES) SUPPLEMENTARY
4699 | 4227201104000 | "STENT, INDWELLING SOFT POLYURETHANE, DOUBLE URETERAL PIGTAIL STENT, WITH COMPATIBLE GUIDEWIRE, AND POSITIONER RADIO - OPAQUE, 12 CM LONG, SIZE: 3.7-4 FR DISPOSABLE, STERILE" | GENERAL CONSUMABLES (GENERAL SURGICAL SUPPLIES) SUPPLEMENTARY
4700 | 4220341210700 | "STENT, INDWELLING SOFT POLYURETHANE, DOUBLE URETERAL PIGTAIL STENT, WITH COMPATIBLE GUIDEWIRE, AND POSITIONER RADIO - OPAQUE, 14 CM LONG, SIZE: 3.7-4 FR DISPOSABLE, STERILE" | GENERAL CONSUMABLES (GENERAL SURGICAL SUPPLIES) SUPPLEMENTARY
4701 | 4220341211600 | "STENT, INDWELLING SOFT POLYURETHANE, DOUBLE URETERAL PIGTAIL STENT, WITH COMPATIBLE GUIDEWIRE, AND POSITIONER RADIO - OPAQUE, 18 CM LONG, SIZE: 3.7-4 FR DISPOSABLE, STERILE" | GENERAL CONSUMABLES (GENERAL SURGICAL SUPPLIES) SUPPLEMENTARY
4702 | 4229540013600 | "STENT, INDWELLING SOFT POLYURETHANE, DOUBLE URETERAL PIGTAIL STENT, WITH COMPATIBLE GUIDEWIRE, AND POSITIONER RADIO - OPAQUE, 20 CM LONG, SIZE: 3.7-4 FR DISPOSABLE, STERILE" | GENERAL CONSUMABLES (GENERAL SURGICAL SUPPLIES) SUPPLEMENTARY
4703 | 4229540013700 | "STENT, INDWELLING SOFT POLYURETHANE, DOUBLE URETERAL PIGTAIL STENT, WITH COMPATIBLE GUIDEWIRE, AND POSITIONER RADIO - OPAQUE, 8 CM LONG, SIZE: 3.7-4 FR DISPOSABLE, STERILE" | GENERAL CONSUMABLES (GENERAL SURGICAL SUPPLIES) SUPPLEMENTARY
4704 | 4227201103800 | "SET, STENT, INDWELLING POLYURETHANE, DOUBLE URETERAL PIGTAIL STENT, OPEN ENDED, TAPERED TIP, WITH HOLES IN THE BODY, WITH COMPATIBLE GUIDEWIRE, AND LOCKABLE PUSHER RADIO-OPAQUE, , SIZE: CH 4.7 - 5.0, 16 CM, DISPOSABLE, STERILE" | GENERAL CONSUMABLES (GENERAL SURGICAL SUPPLIES) SUPPLEMENTARY
4705 | 4220341210000 | "SET, STENT, INDWELLING POLYURETHANE, DOUBLE URETERAL PIGTAIL STENT, OPEN ENDED, TAPERED TIP, WITH HOLES IN THE BODY, WITH COMPATIBLE GUIDEWIRE, AND LOCKABLE PUSHER RADIO-OPAQUE, , SIZE: CH 4.7 - 5.0, 12 CM, DISPOSABLE, STERILE" | GENERAL CONSUMABLES (GENERAL SURGICAL SUPPLIES) SUPPLEMENTARY
4706 | 4220341210100 | "SET, STENT, INDWELLING POLYURETHANE, DOUBLE URETERAL PIGTAIL STENT, OPEN ENDED, TAPERED TIP, WITH HOLES IN THE BODY, WITH COMPATIBLE GUIDEWIRE, AND LOCKABLE PUSHER RADIO-OPAQUE, , SIZE: CH 4.7 - 5.0, 14 CM, DISPOSABLE, STERILE" | GENERAL CONSUMABLES (GENERAL SURGICAL SUPPLIES) SUPPLEMENTARY
4707 | 4229340701400 | "SET, URETERIC DILATOR, HYDROPHILIC, LENGTH APPROXIMATELY 60 - 70 CM, FROM 6 CH TO 10 CH, DISPOSABLE, STERILE" | GENERAL CONSUMABLES (GENERAL SURGICAL SUPPLIES) SUPPLEMENTARY
4708 | 4229548400000 | "SET, URETERIC, STONE DISLODGER, WITH RETRACTABLE, NITINOL FOUR WIRES BASKET, WITHOUT TIP, SIZE: 1.3-1.5 FRENCH, LENGTH 115-120 CM, DISPOSABLE, STERILE" | GENERAL CONSUMABLES (GENERAL SURGICAL SUPPLIES) SUPPLEMENTARY
4709 | 4214271201600 | SET URETERIC STONE DISLODGER WITH RETRACTABLE NITINOL FOUR WIRES BASKET WITHOUT TIP SIZE: 1.9 FRENCH LENGTH 115-125 CM DISPOSABLE STERILE | GENERAL CONSUMABLES (GENERAL SURGICAL SUPPLIES) SUPPLEMENTARY
4710 | 4229548400100 | "SET, URETERIC, STONE DISLODGER, WITH RETRACTABLE, NITINOL FOUR WIRES BASKET, WITHOUT TIP, SIZE: 2.2-2.4 FRENCH, LENGTH 115-125 CM, DISPOSABLE, STERILE" | GENERAL CONSUMABLES (GENERAL SURGICAL SUPPLIES) SUPPLEMENTARY
4711 | 4214271200300 | "SET, URETERIC, STONE DISLODGER, WITH RETRACTABLE, NITINOL FOUR WIRES BASKET, WITHOUT TIP, SIZE: 3 FRENCH, LENGTH 90-115 CM, DISPOSABLE, STERILE" | GENERAL CONSUMABLES (GENERAL SURGICAL SUPPLIES) SUPPLEMENTARY
4712 | 4214271300400 | "SHEATH, DILATOR INTRODUCER, 8/10, 8 FRENCH STYLET, 10 FRENCH INTRODUCER, STERILE" | GENERAL CONSUMABLES (GENERAL SURGICAL SUPPLIES) SUPPLEMENTARY
4713 | 4214000065000 | "SHEATH, RENAL, O.D. 34 FR (11.5 MM) I.D. 30 FR (10.1 MM) 17 CM LENGTH, FOR PERCUTANEOUS EXTRACTION OF KIDNEY STONE, STERILE" | GENERAL CONSUMABLES (GENERAL SURGICAL SUPPLIES) SUPPLEMENTARY
4714 | 4214271300900 | "SHEET, HYDROPHILIC, URETERAL ACCESS, NEED WITH URETEROSCOPE, THE LUMEN SIZE: 12 FR, LENGTH 50-55 CM, STERILE" | GENERAL CONSUMABLES (GENERAL SURGICAL SUPPLIES) SUPPLEMENTARY
4715 | 4213170100500 | "DRAPE, SHEET, LAPAROSCOPY, FABRIC REINFORCEMENT, 104 X 75 X 120 INCH ( +/- 2 INCH), DISPOSABLE, STERILE" | GENERAL CONSUMABLES (GENERAL SURGICAL SUPPLIES) SUPPLEMENTARY
4716 | 4229541512400 | "DRAPE, UTILITY, WITH ADHESIVE TAPE, SIZE 35 X 65 CM (+/- 5 CM), DISPOSABLE, STERILE" | GENERAL CONSUMABLES (GENERAL SURGICAL SUPPLIES) SUPPLEMENTARY
4717 | 4618170201900 | "SHOULDER CUSTOMIZED MPT (LATERAL POSITION), 1 REINFORCED TABLE COVER 150 X 190 WRAPPING, 1 MAYO STAND COVER REINFORCED 79 X 145 CM, 1 FLEXIBLE LIGHT HANDLE COVERS, 1 BANDAGE 15 CM 4.5 M COHESIVE TAN LF, 124 CHANNEL X 300 CM SUCTION CONNECTING TUBING, 10 GAUZE LAP 20 X 30 CM 4 P XRD, 10 GAUZE SWAB 10 X 10 CM 12 P XRD, 1 INSTRUMENT CLEANER 5 X 5 CM, 1 BOWL 500 ML, 3 GALLIPOT 120 ML, 1 JUG 500 ML, 2 KIDNEY BOWL 800 ML, 1 ORTHOPEDIC SUCTION SET, 4 HAND TOWEL 18 X 25 CM, 1 COVER CAMERA 18 X 244 CM WITH CARD TRANSP, 2 OP - TAPE 9 X 49 CM, 2 SUCTION AND DIATHERMY BAG, 40 X 35 CM, 2 SPLIT SHEET 150 X 193 CM, 1STOCKINETTE 22 X 75 CM, 1 SHOULDER SPLIT SHEET 240 X 170 CM, 1 SHOULDER SPLIT SHEET 230 X 295 CM" | GENERAL CONSUMABLES (GENERAL SURGICAL SUPPLIES) SUPPLEMENTARY
4718 | 4229546101700 | "SKIN ADHESIVE FOR SURGICAL AND NONSURGICAL INCISIONS, CONTAINING NBCA + OCA MONOMERS, INTENDED FOR ADULT AND PEDIATRIC, 0.35 ML WITH DISPENSING TIP" | GENERAL CONSUMABLES (GENERAL SURGICAL SUPPLIES) SUPPLEMENTARY
4719 | 4229546100600 | "SKIN ADHESIVE FOR SURGICAL AND NONSURGICAL INCISIONS, CONTAINING NBCA + OCA MONOMERS, INTENDED FOR ADULT AND PEDIATRIC, 0.5 ML WITH DISPENSING TIP" | GENERAL CONSUMABLES (GENERAL SURGICAL SUPPLIES) SUPPLEMENTARY
4720 | 4229540013100 | "SKIN CLOSURE SYSTEM, 2 OCTYL CYANOACRYLATE ADHESIVE 3.8ML WITH POLYESTER MESH 1X22CM, DISPOSABLE, STERILE" | GENERAL CONSUMABLES (GENERAL SURGICAL SUPPLIES) SUPPLEMENTARY
4721 | 4229540013300 | "SKIN CLOSURE SYSTEM, 2 OCTYL CYANOACRYLATE ADHESIVE 3.8ML WITH POLYESTER MESH 2X42CM, DISPOSABLE, STERILE" | GENERAL CONSUMABLES (GENERAL SURGICAL SUPPLIES) SUPPLEMENTARY
4722 | 4229540013200 | "SKIN CLOSURE SYSTEM, 2 OCTYL CYANOACRYLATE ADHESIVE 3.8ML WITH POLYESTER ROLL MESH 1X60CM, DISPOSABLE, STERILE" | GENERAL CONSUMABLES (GENERAL SURGICAL SUPPLIES) SUPPLEMENTARY
4723 | 4213170109400 | "SLEEVE, FOR SURGEON'S ARM, DISPOSABLE, STERILE" | GENERAL CONSUMABLES (GENERAL SURGICAL SUPPLIES) SUPPLEMENTARY
4724 | 4229480501800 | "SNARE, FOR POLYP, VAULT, CIRCLE, REMOVE UTERINE POLYPS, SMALL, 5-5.5 FR CATHETER OUTER SHEATH, 30-40 CM LENGTH, FITS THROUGH THE WORKING CHANNEL OF DIFFERENT HYSTEROSCOPES" | GENERAL CONSUMABLES (GENERAL SURGICAL SUPPLIES) SUPPLEMENTARY
4725 | 4218201303700 | "SPECULUM, CUSCO VAGINAL, INDIVIDUALLY PACKED, SIZE: SMALL, WITH BUILT IN LIGHT SOURCE, DISPOSABLE" | GENERAL CONSUMABLES (GENERAL SURGICAL SUPPLIES) SUPPLEMENTARY
4726 | 4229340700000 | "SPECULUM, CUSCO VAGINAL, INDIVIDUALLY PACKED, SIZE: LARGE, DISPOSABLE" | GENERAL CONSUMABLES (GENERAL SURGICAL SUPPLIES) SUPPLEMENTARY
4727 | 4218201303800 | "SPECULUM, CUSCO VAGINAL, INDIVIDUALLY PACKED, SIZE: LARGE, WITH BUILT IN LIGHT SOURCE, DISPOSABLE" | GENERAL CONSUMABLES (GENERAL SURGICAL SUPPLIES) SUPPLEMENTARY
4728 | 4218201300100 | "SPECULUM, CUSCO VAGINAL, INDIVIDUALLY PACKED, SIZE: MEDIUM, DISPOSABLE" | GENERAL CONSUMABLES (GENERAL SURGICAL SUPPLIES) SUPPLEMENTARY
4729 | 4229340702300 | "SPECULUM, CUSCO VAGINAL, INDIVIDUALLY PACKED, SIZE: MEDIUM, WITH BUILT IN LIGHT SOURCE, DISPOSABLE" | GENERAL CONSUMABLES (GENERAL SURGICAL SUPPLIES) SUPPLEMENTARY
4730 | 4229340700600 | "SPECULUM, CUSCO VAGINAL, INDIVIDUALLY PACKED, SIZE: SMALL, DISPOSABLE" | GENERAL CONSUMABLES (GENERAL SURGICAL SUPPLIES) SUPPLEMENTARY
4731 | 4229511200100 | "SPINAL UNIVERSAL JACKSON KIT, FOR SAFER PATIENT POSITIONING AND REDUCING PRESSURE INJURY, KIT INCLUDES: 1 SLOTTED HEAD REST WITH MEMORY FOAM LAYER, 1 PAIR OF ARM CRADLES, 4 UNIVERSAL ROUND HIP AND THIGH PAD COVERS WITH DERMAPROX, 1 TORSO LIFT COVER" | GENERAL CONSUMABLES (GENERAL SURGICAL SUPPLIES) SUPPLEMENTARY
4732 | 4229540608900 | "SPONGE, PEANUT, RADIOPAQUE, 3/8 INCH, PACK IN ONE SIDE STICKY FOAM, PK/5, STERILE" | GENERAL CONSUMABLES (GENERAL SURGICAL SUPPLIES) SUPPLEMENTARY
4733 | 4231201001400 | "STAPLER, FOR SKIN, PISTOL GRIP, 5.7 MM X 3.9 MM, 35 REGULAR CLIPS, ROTATING HEAD, DISPOSABLE, STERILE" | GENERAL CONSUMABLES (GENERAL SURGICAL SUPPLIES) SUPPLEMENTARY
4734 | 4231201002000 | "STAPLER, SKIN, STAPLES LENGTH 2.9-3.9 MM, WITH 35 STAPLES, REGULAR, STAINLESS STEEL STAPLES, STERILE" | GENERAL CONSUMABLES (GENERAL SURGICAL SUPPLIES) SUPPLEMENTARY
4735 | 4231201002100 | "STAPLER, SKIN, STAPLES LENGTH 2.9-3.9 MM, WITH 35 STAPLES, WIDE, STAINLESS STEEL STAPLES, STERILE" | GENERAL CONSUMABLES (GENERAL SURGICAL SUPPLIES) SUPPLEMENTARY
4736 | 4231201200000 | "STAPLER, SKIN, CLIPS, REMOVER, DISPOSABLE, STERILE" | GENERAL CONSUMABLES (GENERAL SURGICAL SUPPLIES) SUPPLEMENTARY
4737 | 4220341211700 | "STENT, URETERAL, MULTI-LENGTH, 4.7-5 FRENCH, 22-30 CM ( +/- 2 CM ), WITH HYDROPHILIC COATING SET, WITH COMPATIBLE GUIDEWIRE, STERILE" | GENERAL CONSUMABLES (GENERAL SURGICAL SUPPLIES) SUPPLEMENTARY
4738 | 4220341202900 | "STENT, URETERAL, MULTI-LENGTH, 6 FRENCH, 22-30 CM ( +/- 2 CM ), WITH HYDROPHILIC COATING SET, WITH COMPATIBLE GUIDEWIRE, STERILE" | GENERAL CONSUMABLES (GENERAL SURGICAL SUPPLIES) SUPPLEMENTARY
4739 | 4220341211800 | "STENT, URETERAL, MULTI-LENGTH, 7 FRENCH, 22-30 CM ( +/- 2 CM ), WITH HYDROPHILIC COATING SET, WITH COMPATIBLE GUIDEWIRE, STERILE" | GENERAL CONSUMABLES (GENERAL SURGICAL SUPPLIES) SUPPLEMENTARY
4740 | 4229590316200 | "STENT, URETERAL, SINGLE LOOP, SIZE 6 FR, LENGTH 70-90 CM, STERILE" | GENERAL CONSUMABLES (GENERAL SURGICAL SUPPLIES) SUPPLEMENTARY
4741 | 4229590316300 | "STENT, URETERAL, SINGLE LOOP, SIZE 7 FR, LENGTH 70-90 CM, STERILE" | GENERAL CONSUMABLES (GENERAL SURGICAL SUPPLIES) SUPPLEMENTARY
4742 | 4229590315600 | "STENT, URETHRAL, POST HYPOSPADIAS, 10 FRENCH X 10-12 CM, STERILE" | GENERAL CONSUMABLES (GENERAL SURGICAL SUPPLIES) SUPPLEMENTARY
4743 | 4229590301300 | "STENT, URETHRAL, POST HYPOSPADIAS, 8 FRENCH X 10-12 CM, STERILE" | GENERAL CONSUMABLES (GENERAL SURGICAL SUPPLIES) SUPPLEMENTARY
4744 | 4229495400300 | "STONE, EXTRACTOR, TIPLESS, FOR STONE EXTRACTION DURING PCNL, SIZE: 10 FR, LENGTH 38-40 CM, BASKET DIAMETER 2 CM, DISPOSABLE, STERILE" | GENERAL CONSUMABLES (GENERAL SURGICAL SUPPLIES) SUPPLEMENTARY
4745 | 4214271206100 | "STONE, EXTRACTOR, TIPLESS, FOR STONE EXTRACTION DURING PCNL, SIZE: 12 FR, LENGTH 38-40 CM, BASKET DIAMETER 2 CM, DISPOSABLE, STERILE" | GENERAL CONSUMABLES (GENERAL SURGICAL SUPPLIES) SUPPLEMENTARY
4746 | 4231200501900 | STRIP REINFORCED SKIN CLOSURE 1/2 X 4 INCH (12 MM X 100 MM) STERILE | GENERAL CONSUMABLES (GENERAL SURGICAL SUPPLIES) SUPPLEMENTARY
4747 | 4231200500400 | STRIP REINFORCED SKIN CLOSURE 1/4 X 3 INCH (6 MM X 75 MM) STERILE | GENERAL CONSUMABLES (GENERAL SURGICAL SUPPLIES) SUPPLEMENTARY
4748 | 4231200500800 | STRIP REINFORCED SKIN CLOSURE 1/8 X 3 INCH (3 MM X 75 MM) STERILE | GENERAL CONSUMABLES (GENERAL SURGICAL SUPPLIES) SUPPLEMENTARY
4749 | 4214310600400 | "SUCTION COAGULATOR, LENGTH 6 INCH, 10 FR, DISPOSABLE, STERILE, SHOULD BE COMPATIBLE WITH HOSPITAL MACHINE" | GENERAL CONSUMABLES (GENERAL SURGICAL SUPPLIES) SUPPLEMENTARY
4750 | 4213170203600 | "SURGICAL GOWN, DOUBLE WRAPPED, BLUE COLOR, EXCELLENT MICROBIAL BARRIER, ANTISTATIC, BREATHABLE FABRIC, FLUID REPELLENT, LIGHT WEIGHT MATERIAL , RESISTANT TO TEARING, COMFORTABLE, LONG SLEEVES WITH CLOSING OF 7 CM ELASTIC STOCKINET CUFF, DISPOSABLE, STERILE, LARGE SIZE WITH TWO ABSORBENT TOWEL" | GENERAL CONSUMABLES (GENERAL SURGICAL SUPPLIES) SUPPLEMENTARY
4751 | 4213170203700 | "SURGICAL GOWN, DOUBLE WRAPPED, BLUE COLOR, EXCELLENT MICROBIAL BARRIER, ANTISTATIC, BREATHABLE FABRIC, FLUID REPELLENT, LIGHT WEIGHT MATERIAL , RESISTANT TO TEARING, COMFORTABLE, LONG SLEEVES WITH CLOSING OF 7 CM ELASTIC STOCKINET CUFF, DISPOSABLE, STERILE, X-LARGE SIZE WITH TWO ABSORBENT TOWEL" | GENERAL CONSUMABLES (GENERAL SURGICAL SUPPLIES) SUPPLEMENTARY
4752 | 4213170204800 | "SURGICAL GOWN, DOUBLE WRAPPED, BLUE COLOR, EXCELLENT MICROBIAL BARRIER, ANTISTATIC, BREATHABLE FABRIC, FLUID REPELLENT, LIGHT WEIGHT MATERIAL , RESISTANT TO TEARING, COMFORTABLE, LONG SLEEVES WITH CLOSING OF 7 CM ELASTIC STOCKINET CUFF, DISPOSABLE, STERILE, MEDIUM SIZE WITH TWO ABSORBENT TOWEL" | GENERAL CONSUMABLES (GENERAL SURGICAL SUPPLIES) SUPPLEMENTARY
4753 | 4213170204900 | "SURGICAL GOWN, DOUBLE WRAPPED, BLUE COLOR, EXCELLENT MICROBIAL BARRIER, ANTISTATIC, BREATHABLE FABRIC, FLUID REPELLENT, LIGHT WEIGHT MATERIAL , RESISTANT TO TEARING, COMFORTABLE, LONG SLEEVES WITH CLOSING OF 7 CM ELASTIC STOCKINET CUFF, DISPOSABLE, STERILE, SMALL SIZE WITH TWO ABSORBENT TOWEL " | GENERAL CONSUMABLES (GENERAL SURGICAL SUPPLIES) SUPPLEMENTARY
4754 | 4213170203800 | "SURGICAL GOWN, DOUBLE WRAPPED, BLUE COLOR, EXCELLENT MICROBIAL BARRIER, ANTISTATIC, BREATHABLE FABRIC, FLUID REPELLENT, LIGHT WEIGHT MATERIAL, RESISTANT TO TEARING, COMFORTABLE, LONG SLEEVES WITH CLOSING OF 7 CM ELASTIC STOCKINET CUFF, DISPOSABLE, STERILE, XX-LARGE SIZE WITH TWO ABSORBENT TOWEL" | GENERAL CONSUMABLES (GENERAL SURGICAL SUPPLIES) SUPPLEMENTARY
4755 | 4213170204100 | "SURGICAL GOWN, DOUBLE WRAPPED, BLUE COLOR, ZONED-IMPERVIOUS REINFORCED FROM CHEST TO DOWN ABDOMINAL AND ARMS TILL ELBOW, EXCELLENT MICROBIAL BARRIER, ANTISTATIC, BREATHABLE FABRIC, FLUID REPELLENT, LIGHT WEIGHT MATERIAL , RESISTANT TO TEARING, COMFORTABLE, LONG SLEEVES WITH CLOSING OF 7 CM ELASTIC STOCKINET CUFF, DISPOSABLE, STERILE, X- LARGE SIZE WITH TWO ABSORBENT TOWEL" | GENERAL CONSUMABLES (GENERAL SURGICAL SUPPLIES) SUPPLEMENTARY
4756 | 4213170204200 | "SURGICAL GOWN, DOUBLE WRAPPED, BLUE COLOR, ZONED-IMPERVIOUS REINFORCED FROM CHEST TO DOWN ABDOMINAL AND ARMS TILL ELBOW, EXCELLENT MICROBIAL BARRIER, ANTISTATIC, BREATHABLE FABRIC, FLUID REPELLENT, LIGHT WEIGHT MATERIAL , RESISTANT TO TEARING, COMFORTABLE, LONG SLEEVES WITH CLOSING OF 7 CM ELASTIC STOCKINET CUFF, DISPOSABLE, STERILE, LARGE SIZE WITH TWO ABSORBENT TOWEL" | GENERAL CONSUMABLES (GENERAL SURGICAL SUPPLIES) SUPPLEMENTARY
4757 | 4213170200000 | "SURGICAL GOWN, DOUBLE WRAPPED, BLUE COLOR, ZONED-IMPERVIOUS REINFORCED FROM CHEST TO DOWN ABDOMINAL AND ARMS TILL ELBOW, EXCELLENT MICROBIAL BARRIER, ANTISTATIC, BREATHABLE FABRIC, FLUID REPELLENT, LIGHT WEIGHT MATERIAL , RESISTANT TO TEARING, COMFORTABLE, LONG SLEEVES WITH CLOSING OF 7 CM ELASTIC STOCKINET CUFF, DISPOSABLE, STERILE, MEDIUM SIZE WITH TWO ABSORBENT TOWEL" | GENERAL CONSUMABLES (GENERAL SURGICAL SUPPLIES) SUPPLEMENTARY
4758 | 4229540010500 | "SURGICAL GOWN, DOUBLE WRAPPED, BLUE COLOR, ZONED-IMPERVIOUS REINFORCED FROM CHEST TO DOWN ABDOMINAL AND ARMS TILL ELBOW, EXCELLENT MICROBIAL BARRIER, ANTISTATIC, BREATHABLE FABRIC, FLUID REPELLENT, LIGHT WEIGHT MATERIAL , RESISTANT TO TEARING, COMFORTABLE, LONG SLEEVES WITH CLOSING OF 7 CM ELASTIC STOCKINET CUFF, DISPOSABLE, STERILE, XXX- LARGE SIZE WITH TWO ABSORBENT TOWEL" | GENERAL CONSUMABLES (GENERAL SURGICAL SUPPLIES) SUPPLEMENTARY
4759 | 4213170204000 | "SURGICAL GOWN, DOUBLE WRAPPED, BLUE COLOR, ZONED-IMPERVIOUS REINFORCED FROM CHEST TO DOWN ABDOMINAL AND ARMS TILL ELBOW, EXCELLENT MICROBIAL BARRIER, ANTISTATIC, BREATHABLE FABRIC, FLUID REPELLENT, LIGHT WEIGHT MATERIAL, RESISTANT TO TEARING, COMFORTABLE, LONG SLEEVES WITH CLOSING OF 7 CM ELASTIC STOCKINET CUFF, DISPOSABLE, STERILE, XX- LARGE SIZE WITH TWO ABSORBENT TOWEL" | GENERAL CONSUMABLES (GENERAL SURGICAL SUPPLIES) SUPPLEMENTARY
4760 | 4213170201000 | "SURGICAL GOWN, DOUBLE WRAPPED, BLUE COLOR, ZONED-IMPERVIOUS REINFORCED FROM CHEST TO DOWN ABDOMINAL AND ARMS TILL ELBOW, EXCELLENT MICROBIAL BARRIER, ANTISTATIC, BREATHABLE FABRIC, FLUID REPELLENT, LIGHT WEIGHT MATERIAL, RESISTANT TO TEARING, COMFORTABLE, LONG SLEEVES WITH CLOSING OF 7 CM ELASTIC STOCKINET CUFF, DISPOSABLE, STERILE, SMALL SIZE WITH TWO ABSORBENT TOWEL" | GENERAL CONSUMABLES (GENERAL SURGICAL SUPPLIES) SUPPLEMENTARY
4761 | 4213170102800 | "SURGICAL TABLE SHEET : NON WOVEN, WITH SUPER ABSORBENT LAYER RUNS ENTIRE LENGTH OF SHEET, HEAVY DUTY, HEAVY ABSORBENT (NOT LESS THAN 3 LITER) CAN BEAR PATIENT WEIGHT DURING SHIFTING OF PATIENT FROM OR TABLE TO TROLLEY. SIZE 250X150CM, NON -STERILE, INDIVIDUALLY PACKED" | GENERAL CONSUMABLES (GENERAL SURGICAL SUPPLIES) SUPPLEMENTARY
4762 | 4229540019700 | "SYSTEM, ARTIFICIAL ANAL SPHINCTER, WITH SELF-EXPANDABLE PROSTHESES, DISPOSABLE, STERILE" | GENERAL CONSUMABLES (GENERAL SURGICAL SUPPLIES) SUPPLEMENTARY
4763 | 4214410200700 | DRAINAGE CHEST WATER SEAL SYSTEM 1500 - 2000 CC ( +/- 100 CC ) CLOSED SYSTEM TWO CHAMBERS DISPOSABLE STERILE | GENERAL CONSUMABLES (GENERAL SURGICAL SUPPLIES) SUPPLEMENTARY
4764 | 4229512300600 | "SYSTEM, COMPLETE VACUUM DELIVERY, WITH PALM PUMP FEATURES, VAC - OMNICUP WITH TRACTION FORCE INDICATOR, DISPOSABLE" | GENERAL CONSUMABLES (GENERAL SURGICAL SUPPLIES) SUPPLEMENTARY
4765 | 4229492402000 | "TELESCOPIC FINGER SWITCH FOR DIATHERMY WITH SMOKE EVACUATION TUBE SUPERVAC, EXTENDABLE FROM 20MM TO 85MM, COMES WITH NON STICK BLADE 70MM, TERMINALLY STERILE, EASY TO USE, COMPATIBLE WITH MULTIPLE DIATHERMY MACHINES CABLE 4M" | GENERAL CONSUMABLES (GENERAL SURGICAL SUPPLIES) SUPPLEMENTARY
4766 | 4228200100000 | "TIP CLEANSER, ELECTRO SURGICAL FOR CLEANING THE TIP OF DIATHERMY, X-RAY DETECTABLE, SIZE 2 INCH X 2 INCH, ONE SIDE STICKY, DISPOSABLE, STERILE" | GENERAL CONSUMABLES (GENERAL SURGICAL SUPPLIES) SUPPLEMENTARY
4767 | 4229514303100 | "TIP, BLADE, ELECTROSURGICAL, PTFE COATED, NON STICK, SIZE 2.5 INCH, STERILE" | GENERAL CONSUMABLES (GENERAL SURGICAL SUPPLIES) SUPPLEMENTARY
4768 | 4229514302900 | "TIP, BLADE, ELECTROSURGICAL, PTFE COATED, NON STICK, SIZE 4 INCH, STERILE" | GENERAL CONSUMABLES (GENERAL SURGICAL SUPPLIES) SUPPLEMENTARY
4769 | 4229542802300 | "MESH, COMPLEX HERNIA REPAIR, COLLAGEN, SIZE 7 CM X 10 CM ( +/- 1 CM ), DISPOSABLE, STERILE" | GENERAL CONSUMABLES (GENERAL SURGICAL SUPPLIES) SUPPLEMENTARY
4770 | 4229540019800 | "TOPICAL SKIN ADHESIVE, HIGH VISCOSITY 2-OCTYL CYANOACRYLATE 0.7ML MICROBIAL BARRIER, DISPOSABLE, STERILE" | GENERAL CONSUMABLES (GENERAL SURGICAL SUPPLIES) SUPPLEMENTARY
4771 | 4213170402700 | TOWEL OPERATING ROOM LATEX SAFE PREWASHED AND DELINTED S.U.D WITH TAIL 50 X 65 CM ( +/- 5 CM ) PACK OF 10 DISPOSABLE STERILE | GENERAL CONSUMABLES (GENERAL SURGICAL SUPPLIES) SUPPLEMENTARY
4772 | 4213170402800 | TOWEL OPERATING ROOM LATEX SAFE PREWASHED AND DELINTED S.U.D WITH TAIL 40 X 65 CM ( +/- 2 CM ) PACK OF 10 DISPOSABLE STERILE | GENERAL CONSUMABLES (GENERAL SURGICAL SUPPLIES) SUPPLEMENTARY
4773 | 4229540019900 | "TRANSANAL HEMORRHOIDAL DEARTERIALIZATION KIT, CUSTOMIZED SURGICAL ANOSCOPE WITH PIVOT FOR THE CONTROL OF THE ROTATION AND PENETRATION OF THE NEEDLE (5MM), AND SLIDING OPERATIVE WINDOW AND DOPPLER TRANSDUCER SLOT, LENGTH 170-175MM, DISPOSABLE, STERILE" | GENERAL CONSUMABLES (GENERAL SURGICAL SUPPLIES) SUPPLEMENTARY
4774 | 4224151100600 | "TRANS-VAGINAL MID-URETHRAL SLING TAPE KIT, POLYPROPYLENE MESH, 5 MM WITH DELIVERY DEVICE, STERILE" | GENERAL CONSUMABLES (GENERAL SURGICAL SUPPLIES) SUPPLEMENTARY
4775 | 4220341500700 | "TRAY SPECIAL PROCEDURE #PICC LINE# WITH A COMPLETE PREP SET DISPO INCLUDE BACK TABLE COVER 60 INCH X 90 INCH QTY1 ; ABSORBENT TOWEL 17 INCH X 20 INCH (43X51CM) QTY1 ; STANDARD SURGICAL GOWN LARGE QTY1 ; ABSORBENT TOWEL 17 INCH X 20 INCH (43X51CM) QTY1 ; STANDARD SURGICAL GOWN XL QTY1 ; BACK TABLE COVER 50 INCH X 63 INCH QTY1 ; STERILE ULTRASOUND TRANSDUCER COVER 6 INCH X 97 INCH QTY1 ; HUCK TOWEL 53 X 63 CM QTY 2 ; GAUZE SWABS 4 X 4 16 PLY NXRD, 5/BUNDLE QTY 2 ; TEGADERM DRESSING 10X12CM QTY 2 ; SYRINGE 10ML L/L QTY1 ; SYRINGE 20ML L/L QTY1 ; SPONGE STICK BLUE 6 INCH QTY 3 ; NC - 20 COUNT FM W/MAG RED (STD) QTY1 ; GAUZE SWABS 4 X 4 16 PLY NXRD ; 5/BUNDLE QTY 30 ; TRAY, HALF DEEP 14 X 25 X 5 CM QTY1 ; MOSQUITO FORCEPS 5 INCH STRAIGHT QTY1 ; OPERATING SCISSORS BL/SH 5 INCH STRAIGHT QTY1 ; SAFETY SCALPEL BLADE 11 INCH QTY1 ; FLUORO COVER 32 INCH DIA WITH 23.5 INCH DEPTH QTY1 ; TOWEL CLAMPS QTY 4 ; MEDICATION LABEL SHEET 16.2 X 23.6 QTY1 ; NEEDLE 25G X 1.5 INCH ORANGE, KOREA QTY1 ; NEEDLE | GENERAL CONSUMABLES (GENERAL SURGICAL SUPPLIES) SUPPLEMENTARY
4776 | 4232160802600 | "TRAY, THORACENTESIS KIT, WITH CATHETER 6 FR, 18 GAUGE, STERILE" | GENERAL CONSUMABLES (GENERAL SURGICAL SUPPLIES) SUPPLEMENTARY
4777 | 4231220700600 | TRAY THORACENTESIS KIT WITH CATHETER 8 FR STERILE | GENERAL CONSUMABLES (GENERAL SURGICAL SUPPLIES) SUPPLEMENTARY
4778 | 4214310201900 | "CATHETER, THORACIC DRAINAGE, WITHOUT TROCAR AND SENTINEL, STRAIGHT, TRANSPARENT, ROUND SOFT TIP WITH 2 EYELETS OR MORE, RADIO-OPAQUE, 15-25CM LENGTH, WITH PEEL OFF PACKING, SIZE: FG 14, DISPOSABLE, STERILE" | GENERAL CONSUMABLES (GENERAL SURGICAL SUPPLIES) SUPPLEMENTARY
4779 | 4220341123000 | "UNIVERSAL CARDIO VASCULAR PACK, 2 PCS/ BACK TABLE COVER 60IN X 100IN YANKAUER ARGYLE SUCTION TUBE (FINE TIP)IOBAN 2 - ANTIMICROBIAL INCISE DRAPE 60X45 CM (DEFAULT - 6650)ABSORBENT TOWEL 17INX20IN (43X51CM)STANDARD SURGICAL GOWN LARGE ABSORBENT TOWEL 17INX20IN (43X51CM) STANDARD SURGICAL GOWN XL ABSORBENT TOWEL 17INX20IN (43X51CM)STANDARD SURGICAL GOWN XL, UTILITY DRAPE 30IN X 36IN, TOP DRAPE 60 IN X 95IN W/O REINF, LAPAROTOMY DRAPE W /ABC 82INX126INX110IN AND POCKETS MAYO STAND COVER 31.5IN X 50IN W/7IN CUFF (LARGE) DIATHERMY BAG 13.5IN X20IN, GAUZE SWABS 4 X 4 32P LY, XRD SUTURE BOOTIE (10 SUTURE HOLES PER PACK)VESSEL LOOPS RED MINICARBON BLADE #15 CARBON BLADE #11CARBON BLADE #10RED ROBBINSON CATH 14 FR. RED ROBBINSON CATH 8 FR. BULB SYRINGE, SYRINGE 5ML L/S, SILKTIES SUT.#1/0, CUT LENGTH BLKTIP CLEANER NYLON TAPE WHITE 6MM X 70CM, SUCTION CATHETER STRAIGHT 14FR, SYRINGE 60M L 2OZ, CATHETER TIP 12FT. TUBING W/ ADAPTER (USE IF SPECIAL REQUEST)GAUZE SWABS 18 X 18 4 PLY XRD PRE-WASHED" | GENERAL CONSUMABLES (GENERAL SURGICAL SUPPLIES) SUPPLEMENTARY
4780 | 4229633200000 | FLEXIBLE URETHROCYSTOSCOPY, BUILT IN LED LIGHT SOURCE ARTICULATION TIP DEFLECTION ( 180 DEGREE OR MORE ) IN BOTH DIRECTION, FOR USE WITH LAPTOP/TABLE AND MONITOR, DISPOSABLE, STERILE (ONE SCREEN FREE OF CHARGE WITH EVERY 150 PC) | GENERAL CONSUMABLES (GENERAL SURGICAL SUPPLIES) SUPPLEMENTARY
4781 | 4110411201600 | "UROLOGY ENDO PACK, 1 CREPE PAPER 100 X 100 CM, 1 REINFORCED TABLE COVER 150 X 190 WRAPPING, 20 NON - WOVEN SWAB 10 X 10 CM 4 P, 1 GALLIPOT 120 ML, 2 GALLIPOT 60 ML, 1 TRAY 28 X 25 X 5 CM 3150 ML POLYPROPYLENE BLUE, 1 SPONGE FORCEPS 24.7 CM LOCKING OCEAN BLUE, 1 CREPE PAPER 75 X 75 CM, 1 SA LABEL 16 X 50 MM GREEN BLANK, 1 NON - WOVEN ROUND N# 5 XRD, 1 SYRINGE 20 ML L/S 3 PARTS ECCENTRIC, 1 BNS TUR DRAPE 175/270 X 180 CM AP. 8 AND 5 C, 1 CYSTOSCOPY SYSTEM DOUBLE, 1 PLASTIC BAG 25 X 46 CM ZIPLOCK TRANSP., 1 HAND TOWEL 18 X 25 CM, 1 OP - TAPE 9 X 49 CM, 1 OP SHEET 90 X 150 CM FOLDED/BULK, 1 CAMERA DRAPE 12 X 250 CM PERFORATED TIP, INSERT TAPE" | GENERAL CONSUMABLES (GENERAL SURGICAL SUPPLIES) SUPPLEMENTARY
4782 | 4229360300000 | UTERINE SOUND WITH MEASURING MARKS STERILE DISPOSABLE | GENERAL CONSUMABLES (GENERAL SURGICAL SUPPLIES) SUPPLEMENTARY
4783 | 4214310300000 | "UTERINE TAMPONADE BALLOON, FOR CONTROL OF POST PARTUM HEMORRHAGE, 500 ML OR MORE, WITH DRAINAGE CATHETER, LATEX FREE, DISPOSABLE STERILE" | GENERAL CONSUMABLES (GENERAL SURGICAL SUPPLIES) SUPPLEMENTARY
4784 | 4214410000000 | "VALVE, CHEST DRAIN VALVE HEIMLICH, PLASTIC CHAMBER/RUBBER TUBING, STERILE, DISPOSABLE" | GENERAL CONSUMABLES (GENERAL SURGICAL SUPPLIES) SUPPLEMENTARY
4785 | 4219181900800 | "WILSON KIT, FOR SAFER PATIENT POSITIONING AND REDUCE SKIN TRAUMA, KIT INCLUDES: 1 SLOTTED HEAD REST WITH MEMORY FOAM LAYER, 2 PAD SLEEVES WITH DERMAPROX, 1 TRANSVERSE BAR COVER, 1 BASE COVER DRAPE." | GENERAL CONSUMABLES (GENERAL SURGICAL SUPPLIES) SUPPLEMENTARY
4786 | 4231270100800 | "WOUND MATRIX STABILIZED PURIFIED TYPE I COLLAGEN EQUINE TENDON WITH SEMI CROSSLINKED HYDROPHILIC AND POROUS SCAFFOLD SINGLE CHRONIC WOUNDS APPLICATION, SIZE 3X3 CM" | GENERAL CONSUMABLES (GENERAL SURGICAL SUPPLIES) SUPPLEMENTARY
4787 | 4229540020800 | "WOUND MATRIX STABILIZED PURIFIED TYPE I COLLAGEN EQUINE TENDON WITH SEMI CROSSLINKED HYDROPHILIC AND POROUS SCAFFOLD SINGLE CHRONIC WOUNDS APPLICATION, SIZE 5X5 CM" | GENERAL CONSUMABLES (GENERAL SURGICAL SUPPLIES) SUPPLEMENTARY
4788 | 4229230700100 | "WRENCH, TORQUE, STERILE TIP, 23 KHZ, SHOULD BE COMPATIBLE WITH HOSPITAL MACHINE" | GENERAL CONSUMABLES (GENERAL SURGICAL SUPPLIES) SUPPLEMENTARY
4789 | 4229230700200 | Y TUBE FOR ENDO V PUMP FOR GAS INSUFFLATION AND REGULATION DISPOSABLE | GENERAL CONSUMABLES (GENERAL SURGICAL SUPPLIES) SUPPLEMENTARY
4790 | 4229547900000 | "ISOLATION BAG, WITH DRAW STRING CLOSURE TO ISOLATE AND CONTAIN ORGANS AND BODY PARTS, 50 CM X 50 CM ( +/- 2 CM ) STERILE" | GENERAL CONSUMABLES (GENERAL SURGICAL SUPPLIES) SUPPLEMENTARY
4791 | 4229547900100 | PERFUSION CIRCUIT (PACK) CONTAIN THE KIDNEY AND PERFUSATE UNDER ASEPTIC CONDITIONS DURING TRANSPORT USED FOR THE CONTINUOUS HYPOTHERMIC MACHINE PERFUSION OF KIDNEYS FOR THE PRESERVATION TRANSPORTATION AND EVENTUAL TRANSPLANTATION INTO A RECIPIENT DISPOSABLE | GENERAL CONSUMABLES (GENERAL SURGICAL SUPPLIES) SUPPLEMENTARY
4792 | 4229530222200 | UNIVERSAL SEAL RING CANNULA IS USED WHEN THE VESSEL TO BE PERFUSED ENDS WITH OR WITHOUT AN AORTIC PATCH OR SIMILAR CONDITION SIZE 3 MM DISPOSABLE | GENERAL CONSUMABLES (GENERAL SURGICAL SUPPLIES) SUPPLEMENTARY
4793 | 4229530222300 | UNIVERSAL SEAL RING CANNULA IS USED WHEN THE VESSEL TO BE PERFUSED ENDS WITH OR WITHOUT AN AORTIC PATCH OR SIMILAR CONDITION SIZE 5 MM DISPOSABLE | GENERAL CONSUMABLES (GENERAL SURGICAL SUPPLIES) SUPPLEMENTARY
4794 | 4229530222400 | UNIVERSAL SEAL RING CANNULA IS USED WHEN THE VESSEL TO BE PERFUSED ENDS WITH OR WITHOUT AN AORTIC PATCH OR SIMILAR CONDITION SIZE 7 MM DISPOSABLE | GENERAL CONSUMABLES (GENERAL SURGICAL SUPPLIES) SUPPLEMENTARY
4795 | 4229530222500 | UNIVERSAL SEAL RING CANNULA IS USED WHEN THE VESSEL TO BE PERFUSED ENDS WITH OR WITHOUT AN AORTIC PATCH OR SIMILAR CONDITION SIZE 9 MM DISPOSABLE | GENERAL CONSUMABLES (GENERAL SURGICAL SUPPLIES) SUPPLEMENTARY
4796 | 4229531000200 | CANNULA COUPLER IS USED TO CONNECT TWO OR MORE CANNULA WHEN MULTIPLE VESSELS MUST BE PERFUSED DISPOSABLE | GENERAL CONSUMABLES (GENERAL SURGICAL SUPPLIES) SUPPLEMENTARY
4797 | 4213170111200 | "DRAPE, USED TO AID IN MAINTAINING ASEPTIC CONDITIONS WITHIN LIFE PORT KIDNEY TRANSPORTER PERFUSION CIRCUIT, DISPOSABLE, STERILE" | GENERAL CONSUMABLES (GENERAL SURGICAL SUPPLIES) SUPPLEMENTARY
4798 | 4229547900300 | WARMER DISC-DRAPE FOR SLUSH ORGAN TRANSPLANT MACHINE TO MAKE VELVET SOFT SLUSH 168 CM X 132 CM. | GENERAL CONSUMABLES (GENERAL SURGICAL SUPPLIES) SUPPLEMENTARY
4799 | 4220344716200 | FIBRIN SEALANT PACKAGE INSERT, FOR SEALING, TWO AMPOULE, 10 ML, STERILE | GENERAL CONSUMABLES (GENERAL SURGICAL SUPPLIES) SUPPLEMENTARY
4800 | 4220170501200 | CONDOM, ULTRASOUND PROBE, LATEX NON-LUBRICATED, 3.5 CM X 20 CM (+/- 5 CM), DISPOSABLE, STERILE | GENERAL CONSUMABLES (GENERAL SURGICAL SUPPLIES) SUPPLEMENTARY
4801 | 4110412500400 | "CONTAINER, SAFE, FOR BIOPSY, WITH SEALED CAP, PREFILLED WITH 10% FORMALIN, PROTECTED BY A MEMBRANE BREAKS AUTOMATICALLY ONLY AFTER CLOSURE, SUPPORTED BY SAFETY RING TO PREVENT ACCIDENTAL CLOSURE, FORMALIN VOLUME 250-500 ML" | GENERAL CONSUMABLES (GENERAL SURGICAL SUPPLIES) SUPPLEMENTARY
4802 | 4110412500100 | CONTAINER SAFE FOR BIOPSY WITH SEALED CAP PREFILLED WITH 10% FORMALIN PROTECTED BY A MEMBRANE BREAKS AUTOMATICALLY ONLY AFTER C = LOSURE SUPPORTED BY SAFETY RING TO PREVENT ACCIDENTAL CLOSURE FORMALIN VOLUME 40-60 ML. | GENERAL CONSUMABLES (GENERAL SURGICAL SUPPLIES) SUPPLEMENTARY
4803 | 4110412500200 | "CONTAINER, SAFE, FOR BIOPSY, WITH SEALED CAP, PREFILLED WITH 10% FORMALIN, PROTECTED BY A MEMBRANE BREAKS AUTOMATICALLY ONLY AFTER CLOSURE, SUPPORTED BY SAFETY RING TO PREVENT ACCIDENTAL CLOSURE, FORMALIN VOLUME 900-1200 ML" | GENERAL CONSUMABLES (GENERAL SURGICAL SUPPLIES) SUPPLEMENTARY
4804 | 4229517112300 | "CUSTOMIZED EFFICIENCY OPHTHALMOLOGY SURGICAL KIT, CONTENTS: 1 BACK TABLE COVER, REINFORCED 140X190, 1 MAYO STAND COVER, REINFORCED 75X145 CM, 2 SURGICAL GOWN LARGE SIZE, 4 ABSORBENT TOWELS, 20 GAUZE SWABS 4INCH X 4 INCH 12 PLY, 15 COTTON APPLICATOR 3 INCH, 4 TRANSPARENT PLASTIC BAG 35X 50 CM, 1 MEDICINE CUP, 1 UTILITY BAG WITH TAPE, CUSTOMIZED MEDICATION LABELS, EENT SPLIT DRAPE 190 X 300, 7CM X 75 CM SPLIT CONTROL PLUS FABRIC REINFORCEMENT, TUBE HOLDER, 1 HEAD DRAPE WITH SEAL POSITIONING TAPE, STERILE" | GENERAL CONSUMABLES (GENERAL SURGICAL SUPPLIES) SUPPLEMENTARY
4805 | 4229517116900 | CUSTOMIZED EFFICIENCY OPD PACK ( D & C ) CONTENTS: 1 BACK TABLE COVER REINFORCED 140 X 190 CM, 1 SURGICAL GOWN L REINFORCED, 1 SURGICAL GOWN XL REINFORCED, 1 ADHESIVE OP TOWEL 75X75CM REINFORCED, 1 OP-TOWEL 75X90 CM, 2 LITHOTOMY LEGGINGS DRAPE 75X120 CM, 1 UNDER-BUTTOCKS DRAPE 85X120CM WITH POUCH, 10 GAUZE SWAB 10X10CM 16P XRD, 1 PVC NELATON CATHETER 14CH 18-20 CM, 1 NEEDLE HOLDER MAYO-HEGAR 20CM, 1 CURETTE UTERINE RECAMIER 25MM SINGLE END 3MM, 1 CURETTE UTERINE SIMS M 25CM DOUBLE ENDED, SHARP/BLUNT, 1 FORCEPS SPONGE 26 CM UNIVERSAL RATCHET CURVED POLYMER, 4 FORCEPS RAMPLEY SPONGE 25 CM STRAIGHT ASSORTED, 1 FORCEPS SCHROEDER TENACULUM 25CM, 1 FORCEPS TWEEZER TISSUE TOOTHED 14.5CM, 1 FORCEPS VULSELLUM TEALES UTERINE CURVED TOOTHED 23CM, 1 FORCEPS DISSECTING 20CM POLYMER, 2 TOWEL CLAMP KIEL 13CM, 2 TISSUE FORCEPS LITTLEWOODS 19CM 2/3 TEETH, 1 SPECULUM VAGINAL UNIVERSAL 26MM TRANSP., 1 SPECULUM VAGINAL CUSCO 3,5CM LARGE, 1 CURETTE UTERINE SIMS M 25CM DOUBLE ENDED SHARP/BLUNT, 1 SCISSOR ME | GENERAL CONSUMABLES (GENERAL SURGICAL SUPPLIES) SUPPLEMENTARY
4806 | 4229517117000 | CUSTOMIZED EFFICIENCY OPD PACK ( OFFICE HYSTEROSCOPY ) CONTENTS: 1 SURGICAL GOWN XL REINFORCED, 1 CYSTOSCOPY DRAPE 75X175 CM, APERTURE, 2 LITHOTOMY LEGGINGS DRAPE 75X120 CM, 10 GAUZE SWAB 10X10CM 16P XRD, 1 FORCEPS SCHROEDER TENACULUM 25CM, 1 FORCEPS RAMPLEY SPONGE 25CM STRAIGHT, 2 FORCEPS SPONGE 24CM , 2 VAGINAL SPECULUM Z-SHAPE, 1 SPECULUM VAGINAL CUSCO 3.5CM LARGE, 2 BOWL 250ML GRADUATED BLUE, STERILE, ALL THE INSTRUMENTS ARE SINGLE USE METALLIC | GENERAL CONSUMABLES (GENERAL SURGICAL SUPPLIES) SUPPLEMENTARY
4807 | 4229517117100 | CUSTOMIZED EFFICIENCY OPD PACK ( CIRCUMCISION ) CONTENTS: 1 MAYO STAND COVER 58X140CM, 1 ADHESIVE APERTURE DRAPE 50X60CM, 2 OP-TOWEL 75X90 CM, 5 GAUZE SWAB 10X10CM 12P, 1 SCISSOR MAYO CHAMFERED 14CM STRAIGHT, 1 SCISSOR METZENBAUM 14 CM CURVED, 1 FORCEPS TWEEZER TISSUE TOOTHED ADSON 12CM, 2 FORCEPS SPENCER WELLS STR 18,5CM POLYMER, 2 FORCEPS HALSTED-MOSQUITO 12.5CM STRAIGHT, 2 FORCEPS HALSTED-MOSQUITO 12.5CM CURVED, 1 FORCEPS TWEEZER DISSECTING ADSON 12CM, 1 KIDNEY BOWL 700ML POLYPROPYLENE BLUE GRADUATED, 1 BOWL 500ML GRADUATED BLUE, STERILE, ALL THE INSTRUMENTS ARE SINGLE USE METALLIC | GENERAL CONSUMABLES (GENERAL SURGICAL SUPPLIES) SUPPLEMENTARY
4808 | 4229517112600 | "DRAPE, BACK TABLE COVER 60 INCH X 90 INCH (+/-2 INCH), WITH HIGH ABSORBENT, STERILE " | GENERAL CONSUMABLES (GENERAL SURGICAL SUPPLIES) SUPPLEMENTARY
4809 | 4213170112400 | "DRAPE, PEDIATRIC LAP SHEET 60 X 105 INCH ( +/- 3 IN ), 3 INCH X 8 INCH FENESTRATION CONTROL PLUS FABRIC REINFORCEMENT, STERILE" | GENERAL CONSUMABLES (GENERAL SURGICAL SUPPLIES) SUPPLEMENTARY
4810 | 4229517112700 | "DRAPE, SURGICAL, MICROSCOPE, 132 X 381 CM, FOR ZEISS CONTRAVES, KINEVO 900, DISPOSABLE, STERILE " | GENERAL CONSUMABLES (GENERAL SURGICAL SUPPLIES) SUPPLEMENTARY
4811 | 4229517112800 | "CONTAINER, SAFE, FOR BIOPSY, WITH SEALED CAP, PREFILLED WITH 10% FORMALIN, PROTECTED BY A MEMBRANE BREAKS AUTOMATICALLY ONLY AFTER CLOSURE, SUPPORTED BY SAFETY RING TO PREVENT ACCIDENTAL CLOSURE, FORMALIN VOLUME 5-10 ML" | GENERAL CONSUMABLES (GENERAL SURGICAL SUPPLIES) SUPPLEMENTARY
4812 | 4229160706400 | INSTRUMENT, CURETTE WITH SCRAPER, MOLDED FROM A HIGH-STIFFNESS, LENGTH 14 CM (+/-2), STERILE, DISPOSABLE | GENERAL CONSUMABLES (GENERAL SURGICAL SUPPLIES) SUPPLEMENTARY
4813 | 4229180002400 | INSTRUMENT, FORCEPS, ADSON, NON-TOOTHED, MOLDED FROM A HIGH-STIFFNESS, LENGTH 12 CM (+/-2), STERILE, DISPOSABLE | GENERAL CONSUMABLES (GENERAL SURGICAL SUPPLIES) SUPPLEMENTARY
4814 | 4229180002500 | INSTRUMENT, FORCEPS, DISSECTING, MOLDED FROM A HIGH-STIFFNESS, LENGTH 14 CM (+/-2), STERILE, DISPOSABLE | GENERAL CONSUMABLES (GENERAL SURGICAL SUPPLIES) SUPPLEMENTARY
4815 | 4229180002600 | INSTRUMENT, FORCEPS, HALSTED MOSQUITO, STRAIGHT, MOLDED FROM A HIGH-STIFFNESS, 12 CM LENGTH (+/-2), STERILE, DISPOSABLE | GENERAL CONSUMABLES (GENERAL SURGICAL SUPPLIES) SUPPLEMENTARY
4816 | 4229180002700 | INSTRUMENT, FORCEPS, IRIS, NON-TOOTHED, MOLDED FROM A HIGH-STIFFNESS, LENGTH 12 CM (+/-2), STERILE, DISPOSABLE | GENERAL CONSUMABLES (GENERAL SURGICAL SUPPLIES) SUPPLEMENTARY
4817 | 4229180002800 | INSTRUMENT, FORCEPS, KELLY, STRAIGHT, MOLDED FROM A HIGH-STIFFNESS, LENGTH 14 CM (+/-2), STERILE, DISPOSABLE | GENERAL CONSUMABLES (GENERAL SURGICAL SUPPLIES) SUPPLEMENTARY
4818 | 4229180002900 | INSTRUMENT, FORCEPS, KOCHER, STRAIGHT, MOLDED FROM A HIGH-STIFFNESS, LENGTH 16 CM (+/-2), STERILE, DISPOSABLE | GENERAL CONSUMABLES (GENERAL SURGICAL SUPPLIES) SUPPLEMENTARY
4819 | 4229180003000 | INSTRUMENT, FORCEPS, PEAN, STRAIGHT, MOLDED FROM A HIGH-STIFFNESS, LENGTH 14 CM (+/-2), STERILE, DISPOSABLE | GENERAL CONSUMABLES (GENERAL SURGICAL SUPPLIES) SUPPLEMENTARY
4820 | 4229180003100 | INSTRUMENT, FORCEPS, ROCHESTER-PEAN, STRAIGHT, MOLDED FROM A HIGH-STIFFNESS, LENGTH 16 CM (+/-2), STERILE, DISPOSABLE | GENERAL CONSUMABLES (GENERAL SURGICAL SUPPLIES) SUPPLEMENTARY
4821 | 4229180003200 | INSTRUMENT, FORCEPS, SPONGE, STRAIGHT, MOLDED FROM A HIGH-STIFFNESS, LENGTH 20 CM (+/-2), STERILE, DISPOSABLE | GENERAL CONSUMABLES (GENERAL SURGICAL SUPPLIES) SUPPLEMENTARY
4822 | 4229180003300 | INSTRUMENT, FORCEPS, TISSUE, TOOTHED, MOLDED FROM A HIGH-STIFFNESS, LENGTH 14 CM (+/-2), STERILE, DISPOSABLE | GENERAL CONSUMABLES (GENERAL SURGICAL SUPPLIES) SUPPLEMENTARY
4823 | 4229290319800 | INSTRUMENT, NEEDLE HOLDER MAYO, MOLDED FROM A HIGH-STIFFNESS, LENGTH 15 CM (+/-2), STERILE, DISPOSABLE | GENERAL CONSUMABLES (GENERAL SURGICAL SUPPLIES) SUPPLEMENTARY
4824 | 4229310003100 | INSTRUMENT, RETRACTOR ROUX, MOLDED FROM A HIGH-STIFFNESS, LENGTH 17 CM (+/-2), STERILE, DISPOSABLE | GENERAL CONSUMABLES (GENERAL SURGICAL SUPPLIES) SUPPLEMENTARY
4825 | 4229517112200 | "LOOP, VESSEL, MINI, RED COLORED, DISPOSABLE, STERILE" | GENERAL CONSUMABLES (GENERAL SURGICAL SUPPLIES) SUPPLEMENTARY
4826 | 4229517112100 | "LOOP, VESSEL, MINI, YELLOW COLORED, DISPOSABLE, STERILE" | GENERAL CONSUMABLES (GENERAL SURGICAL SUPPLIES) SUPPLEMENTARY
4827 | 4229517112900 | "TIP, CURVED, EXTENDED, STANDARD TIP, 23 KHZ, SHOULD BE COMPATIBLE WITH HOSPITAL MACHINE" | GENERAL CONSUMABLES (GENERAL SURGICAL SUPPLIES) SUPPLEMENTARY
4828 | 4229517113000 | "TIP, STRAIGHT, EXTENDED, STANDARD TIP WITH 6 FLUES, FOR LAPAROSCOPIC, 23 KHZ, SHOULD BE COMPATIBLE WITH HOSPITAL MACHINE" | GENERAL CONSUMABLES (GENERAL SURGICAL SUPPLIES) SUPPLEMENTARY
4829 | 4214250412300 | "BIOPSY NEEDLE DEVICE, SEMI-AUTOMATIC, ECHOGENIC TIP, PENETRATION DEPTH 20-22 MM, NEEDLE SIZE: 20 G X 14-16 CM LENGTH, DISPOSABLE, STERILE" | GENERAL CONSUMABLES (GENERAL SURGICAL SUPPLIES) SUPPLEMENTARY
4830 | 4220344407400 | "KIT, CATHETER, FOR PEDIATRIC, CHEMOTHERAPY, PRE - ATTACHED PLASTIC PORT, 9-9.6 FR, SILICONE TUBE, , STERILE" | GENERAL CONSUMABLES (GENERAL SURGICAL SUPPLIES) SUPPLEMENTARY
4831 | 4229493302000 | "APPLICATOR, ARGON PLASMA COAGULATION, WITH FILTER, SHAFT 100MM SPATULA ELECTRODE, COMPATIBLE WITH HOSPITAL MACHINE, DISPOSABLE, STERILE" | GENERAL CONSUMABLES (GENERAL SURGICAL SUPPLIES) SUPPLEMENTARY
4832 | 4229514325600 | "APPLICATOR, STRAIGHT WITH MONOPOLAR, RELATED TO ELECTROSURGICAL, FUNCTIONAL LENGTH 80 MM WITH SUCTION FOR LIVER SURGERY, COMPATIBLE WITH HOSPITAL MACHINE, DISPOSABLE, STERILE" | GENERAL CONSUMABLES (GENERAL SURGICAL SUPPLIES) SUPPLEMENTARY
4833 | 4229517113100 | "GUN, BAND LIGATOR, FOR HEMORRHOID, PRE LOADED, WITH SUCTION ATTACHMENT, DISPOSABLE, STERILE" | GENERAL CONSUMABLES (GENERAL SURGICAL SUPPLIES) SUPPLEMENTARY
4834 | 4229517113200 | "RETRACTOR, RING, FLEXIBLE, FOR PROTECTING THE WOUND MARGIN, FROM CONTACT CONTAMINATION, 2-4 CM, DISPOSABLE, STERILE" | GENERAL CONSUMABLES (GENERAL SURGICAL SUPPLIES) SUPPLEMENTARY
4835 | 4229517113300 | "CANISTER, WITH TUBE AND PROTECTION FILTER, COMPATIBLE WITH DIGITAL CHEST DRAINAGE, PORTABLE CHEST DRAINAGE VACUUM TO BE PROVIDED WITH AN ORDER OF 50 KIT AS FREE OF CHARGE GENERATOR/SYSTEM " | GENERAL CONSUMABLES (GENERAL SURGICAL SUPPLIES) SUPPLEMENTARY
4836 | 4229517101100 | "DRAIN, JACKSON PRATT, SILICONE, FLAT, SIZE, 10 MM, DISPOSABLE, STERILE" | GENERAL CONSUMABLES (GENERAL SURGICAL SUPPLIES) SUPPLEMENTARY
4837 | 4229517113400 | "TUBE, SUCTION CORRUGATED FOR OPEN AND LASER CASES AND HIPEC CANCER SURGERY ELIMINATING HAZARDOUS GASES AND AID IN ODDOR REMOVAL, 3-4 M TUBING WITH DIAMETER 8-9 IN, INTEGRAL WAND AND SPONGE GUARD USED TO ELIMINATE SMOKE AND HAZARDOUS AIRBORNE GASES AND CHEMICALS IN CHEMOTHERAPY." | GENERAL CONSUMABLES (GENERAL SURGICAL SUPPLIES) SUPPLEMENTARY
4838 | 4229517112400 | "CATHETER, URETERAL, CURVED OPEN END, FOR RETROGRADE PYLOGRAPHY, GRADUATED, RADIO-OPAQUE, 4.7-5 FR, LENGTH 70-75 CM, DISPOSABLE, STERILE" | GENERAL CONSUMABLES (GENERAL SURGICAL SUPPLIES) SUPPLEMENTARY
4839 | 4229517113500 | "STENT, INDWELLING SOFT POLYURETHANE, DOUBLE URETERAL PIGTAIL STENT RADIO - OPAQUE, WITH COMPATIBLE GUIDEWIRE, AND POSITIONER RADIO - OPAQUE, 12 CM LONG, SIZE: 3 FR DISPOSABLE, STERILE" | GENERAL CONSUMABLES (GENERAL SURGICAL SUPPLIES) SUPPLEMENTARY
4840 | 4229517113600 | "SET, STENT, INDWELLING POLYURETHANE, DOUBLE URETERAL PIGTAIL STENT, OPEN ENDED, TAPERED TIP, WITH HOLES IN THE BODY, WITH COMPATIBLE GUIDEWIRE, AND LOCKABLE PUSHER RADIO-OPAQUE, , SIZE: CH 6, 12 CM, DISPOSABLE, STERILE" | GENERAL CONSUMABLES (GENERAL SURGICAL SUPPLIES) SUPPLEMENTARY
4841 | 4229517113700 | "GUIDEWIRE, HYDROPHILIC COATED, STRAIGHT TIP, 0.035 X 130-150 CM LENGTH, DISPOSABLE, STERILE" | GENERAL CONSUMABLES (GENERAL SURGICAL SUPPLIES) SUPPLEMENTARY
4842 | 4229517113800 | "GUIDEWIRE, TEFLON (PTFE) COATED, ZEBRA MARKING, WITH HYDROPHILIC FLEXIBLE STRAIGHT TIP, 0.035 X 130-150 CM, DISPOSABLE, STERILE" | GENERAL CONSUMABLES (GENERAL SURGICAL SUPPLIES) SUPPLEMENTARY
4843 | 4229517112500 | "FLEXIBLE URETEROSCOPE, SHAFT DIAMETER 7-7.9 FR, WITH WORKING CHANNEL 3.6 FR, BUILT IN LED LIGHT SOURCE ARTICULATION TIP DEFLECTION ( 270 DEGREE OR MORE ) IN BOTH DIRECTION, FOR USE WITH LAPTOP/TABLE AND MONITOR, DISPOSABLE, STERILE (ONE SCREEN FREE OF CHARGE WITH EVERY 150 PC)" | GENERAL CONSUMABLES (GENERAL SURGICAL SUPPLIES) SUPPLEMENTARY
4844 | 4229517113900 | "CURETTE, INTRA UTERINE, 10 MM, RIGID, CURVED DISPOSABLE, STERILE" | GENERAL CONSUMABLES (GENERAL SURGICAL SUPPLIES) SUPPLEMENTARY
4845 | 4229517116800 | GEL HYALURONIC ACID CROSS LINKED FOR REDUCTION OF POST-SURGICAL ADHESION FORMATION 10 ML PREFILLED SYRINGE STERILE | GENERAL CONSUMABLES (GENERAL SURGICAL SUPPLIES) SUPPLEMENTARY
4846 | 4229517114000 | "ACELLULAR DERMAL MATRIX ,DERIVED FORM PORCINE OR HUMANE, PRE-SHAPED, WITH COMPLETE WRAP OF BREAST PROSTHESIS, NON CHEMICAL WITH NON CROSS-LINKING, IT HAS INDICATION FOR PREPECTORAL BREAST RECONSTRUCTION, 20 CM X 30 CM (+/- 3 CM), THICKNESS 0.5-0.8 MM" | GENERAL CONSUMABLES (GENERAL SURGICAL SUPPLIES) SUPPLEMENTARY
4847 | 4229517114100 | " ACELLULAR DERMAL MATRIX , PRE-SHAPED, TWO PARTS ONE DOME SHAPED PART WITH THREE DIMENSIONAL, SECOND PART FLAT, ALLOWING FOR COMPLETE WRAP OF BREAST IMPLANT NON CHEMICAL WITH NON CROSS-LINKING, HAS INDICATION FOR PREPECTORAL BREAST RECONSTRUCTION, MAXIMUM DIAMETER 11-12CM, VOLUME 350-400 CC." | GENERAL CONSUMABLES (GENERAL SURGICAL SUPPLIES) SUPPLEMENTARY
4848 | 4229517114200 | " ACELLULAR DERMAL MATRIX , PRE-SHAPED, TWO PARTS ONE DOME SHAPED PART WITH THREE DIMENSIONAL, SECOND PART FLAT, ALLOWING FOR COMPLETE WRAP OF BREAST IMPLANT NON CHEMICAL WITH NON CROSS-LINKING, HAS INDICATION FOR PREPECTORAL BREAST RECONSTRUCTION, MAXIMUM DIAMETER 13-15CM, VOLUME 500-550 CC." | GENERAL CONSUMABLES (GENERAL SURGICAL SUPPLIES) SUPPLEMENTARY
4849 | 4229517114300 | "ACELLULAR DERMAL MATRIX WITH 3D LENS SHAPE, TO COVER THE INFERIOR LATERAL POLE OF A BREAST PROSTHESIS IN SUB-PECTORAL BREAST RECONSTRUCTION NON CHEMICAL WITH NON CROSS-LINKING, SIZE 16CM X 8CM X 8CM AND THICKNESS 0.5-0.8 MM" | GENERAL CONSUMABLES (GENERAL SURGICAL SUPPLIES) SUPPLEMENTARY
4850 | 4229517114400 | "ACELLULAR DERMAL MATRIX, WITH A CONTINUE STRUCTURE TO COVER THE INFERIOR LATERAL POLE OF A BREAST PROSTHESIS IN SUB-PECTORAL BREAST RECONSTRUCTION, NON CHEMICAL WITH NON CROSS-LINKING, SIZE 22 X 12 (+/-1CM) AND THICKNESS 0.5-0.8 MM" | GENERAL CONSUMABLES (GENERAL SURGICAL SUPPLIES) SUPPLEMENTARY
4851 | 4229517114500 | "MESH, SYNTHETIC, ARTIFICIAL, FOR BREAST RECONSTRUCTION, FULL ABSORBABLE 30-36 MONTHS, SIZE 10X15CM ( +/- 2 CM ), STERILE" | GENERAL CONSUMABLES (GENERAL SURGICAL SUPPLIES) SUPPLEMENTARY
4852 | 4229517114600 | "MESH, SYNTHETIC, ARTIFICIAL, FOR BREAST RECONSTRUCTION, FULL ABSORBABLE 30-36 MONTHS, SIZE 15X20CM ( +/- 2 CM ), STERILE" | GENERAL CONSUMABLES (GENERAL SURGICAL SUPPLIES) SUPPLEMENTARY
4853 | 4229517114700 | "MESH, SYNTHETIC, ARTIFICIAL, FOR BREAST RECONSTRUCTION, FULL ABSORBABLE 30-36 MONTHS, SIZE 20 X 30 CM ( +/- 2 CM ), STERILE" | GENERAL CONSUMABLES (GENERAL SURGICAL SUPPLIES) SUPPLEMENTARY
4854 | 4229541416100 | "CUSTOMIZED EFFICIENCY THYROIDECTOMY KIT . 1 REINFORCED TABLE COVER 150 X 190 WRAPPING, 1 SPLIT SHEET 250X290CM, SPLIT 20X102CM, 1 OP SHEET 90X150CM FOLDED/BULK, 2 OP-TAPE 9X49CM, 2 SUCTION AND DIATHERMY BAG 40X35 CM, 2 KIDNEY BOWL 800ML TRANSPARENT, 2 BOWL TRANSPARENT 250ML, 1 MAYO STAND COVER 79X145CM, 4 SKIN CLOSURE STRIP 6.0X75MM, 1 NON ADHERENT DRESSING 8X9CM SPLIT, 1 DRAPE MAGNETIC PAD 40X50CM, 6 HAND TOWEL 45X38CM, 1 SKIN MARKER REGULAR, 10 GAUZE SWAB 10X10CM 12P XRD, 10 GAUZE LAP 30X30CM 16 P XRD, 1 SCALPEL N#15 BLADE, 1 SCALPEL N#10 BLADE PROTECTION, 2 FLEXIBLE LIGHT HANDLE COVERS, 1 DIATH. PENCIL HAND ROCKER PTFE BLADE 320CM, 1 CREPE PAPER 60X60CM, 1 SUCT.TUBE PVC OD 24CH 18CH 3.5M F/F, 1 INSTRUMENT CLEANER 5X5CM, 4 SA LABEL 13MMX40MM WHITE, 1 DIATH. ELECTRODE NEEDLE TIP PTFE INSULATED COATED, 1 FORCEPS BIPOLAR STRAIGHT 200MM CABLE 300CM, 1 SUCTION CANNULA YANKAUER 18CH, 2 SURGICAL GOWN UNIVERSAL L WITH HAND TOWELS, 1 SURGICAL GOWN UNIVERSAL XL WITH HAND TOWEL, 1 NEEDLE COUNT | GENERAL CONSUMABLES (GENERAL SURGICAL SUPPLIES) SUPPLEMENTARY
4855 | 4213170105600 | DRAPE DUAL REFRACTIVE PLASTIC TRANSPARENT APERTURE ( DUAL REFRACTIVE ) SIZE 8-18 CM ( +/2 CM ) OVERALL SIZE: 40 CM X 25 CM ( +/- 3 CM ) STERILE | GENERAL CONSUMABLES (GENERAL SURGICAL SUPPLIES) SUPPLEMENTARY
4856 | 4214310600100 | CATHETER WORD FOR BARTHOLIN ABSCESS DRAINAGE DISPOSABLE STERILE | GENERAL CONSUMABLES (GENERAL SURGICAL SUPPLIES) SUPPLEMENTARY
4857 | 4231160709600 | HEMOSTATIC ABSORBABLE OXIDIZED CELLULOSE -NON-REGENERATED- MULTILAYER TRIUM FIBRILLAR ADVANCED MATERIAL SIZE: 5 X 10 CM (+/- 0.5 CM) STERILE | GENERAL CONSUMABLES (GENERAL SURGICAL SUPPLIES) SUPPLEMENTARY
4858 | 4231160709700 | HEMOSTATIC POWDER CONSISTING OF HYDROGEN CALCIUM SALT OXIDIZED NON-REGENERATED CELLULOSE SIZE: 5G STERILE | GENERAL CONSUMABLES (GENERAL SURGICAL SUPPLIES) SUPPLEMENTARY
4859 | 4229514329000 | LEEP SQUARE 10 X 10 MM FOR CAUTERY IN GYNECOLOGY PROCEDURE STERILE | GENERAL CONSUMABLES (GENERAL SURGICAL SUPPLIES) SUPPLEMENTARY
4860 | 4229551316100 | MESH BIFACE DOUBLE SIDED HERNIA PROSTHESIS SIZE: 25 X 30 CM (+/- 2 CM) THE VISCERAL SIDE IS MADE OF NON ADHERENT MATERIAL THAT DOES NOT STICK TO THE VISCERA. THE PARIETAL SIDE IS MADE OF SYNTHETIC ADHESIVE MATERIAL THAT ACCEPTS HOMOGENEITY WITH THE ABDOMINAL WALL TISSUES AND CONTRIBUTE TO REINFORCEMENT OF THE DEFECT AND CONSIST OF MULTIPLE HOLES THAT ALLOW FLUID DRAINAGE AND HELP BODY TO OVERCOME INFECTION STERILE | GENERAL CONSUMABLES (GENERAL SURGICAL SUPPLIES) SUPPLEMENTARY
4861 | 4229551309300 | MESH DUAL PTFE 2 MM X 20 CM X 30 CM ( +/- 2 CM ) DISPOSABLE STERILE | GENERAL CONSUMABLES (GENERAL SURGICAL SUPPLIES) SUPPLEMENTARY
4862 | 4229551313000 | MESH PRE - CUT LIGHTWEIGHT POLYPROPYLENE LARGE PORE SELF - ADHERING NON TRAUMATIC HAS ADHESIVE GEL CONSIST FROM POLYVINYLPYRR = OLIDONE (PVP) ND POLYETHYLENE GLYCOL (PEG) 7.5 X 15.5 CM ( +/- 1 CM ) STERILE | GENERAL CONSUMABLES (GENERAL SURGICAL SUPPLIES) SUPPLEMENTARY
4863 | 4222160406800 | NEEDLE POSTERIOR TIBIAL NERVE STIMULATION TO USED WITH PC STIMULATOR FOR TREATMENT OF OVERACTIVE BLADDER | GENERAL CONSUMABLES (GENERAL SURGICAL SUPPLIES) SUPPLEMENTARY
4864 | 4214250205400 | NEEDLE ENDOSCOPIC METAL ASSORTED SIZE STERILE | GENERAL CONSUMABLES (GENERAL SURGICAL SUPPLIES) SUPPLEMENTARY
4865 | 4229548019500 | SET PERITONEAL LAVAGE DIAGNOSTIC DISPOSABLE STERILE | GENERAL CONSUMABLES (GENERAL SURGICAL SUPPLIES) SUPPLEMENTARY
4866 | 4220341071200 | MESH DUAL PTFE 1 MM X 7.5 CM X 10 CM ( +/- 1 CM ) DISPOSABLE STERILE | GENERAL CONSUMABLES (GENERAL SURGICAL SUPPLIES) SUPPLEMENTARY
4867 | 4229551320900 | MESH DUAL PTFE 2 MM X 10 CM X 15 CM ( +/- 1 CM ) DISPOSABLE STERILE | GENERAL CONSUMABLES (GENERAL SURGICAL SUPPLIES) SUPPLEMENTARY
4868 | 4229161432000 | INSTRUMENT, SCISSORS, DRESSING, BLUNT, MOLDED FROM A HIGH-STIFFNESS, STRAIGHT, BLUNT/BLUNT, LENGTH 14 CM (+/-2), STERILE, DISPOSABLE | GENERAL CONSUMABLES (GENERAL SURGICAL SUPPLIES) SUPPLEMENTARY
4869 | 4214253700300 | "PNEUMOTHORAX SET, FOR THORACIC SURGERY, SIZE 14 FR, LENGTH 30 CM (+/- 2 CM), DISPOSABLE, STERILE" | GENERAL CONSUMABLES (GENERAL SURGICAL SUPPLIES) SUPPLEMENTARY
4870 | 4218154201200 | ADHESIVE SENSOR 4 SLOT SPECIFICALLY DESIGNED ADHESIVE INTERFACE TO ATTACH TRIGNO SENSORS TO HUMAN SKIN | REHABILITATION AND PHYSIOTHERAPY SUPPLIES SUPPLEMENTARY
4871 | 4231150612200 | SHORT STRETCH, NON-ELASTIC, COMPRESSION, BANDAGE, FOR LYMPHEDEMA, (65 % STRETCH FOR A FORCE OF 45 CN/CM), SIZE: 15 CM WIDTH, 5 M LENGTH | REHABILITATION AND PHYSIOTHERAPY SUPPLIES SUPPLEMENTARY
4872 | 4224180802700 | BANDAGE, COMPRESSION, SHORT STRETCH FOR LYMPHEDEMA, NON-ELASTIC, SIZE: 12 CM WIDTH, 5 M LENGTH | REHABILITATION AND PHYSIOTHERAPY SUPPLIES SUPPLEMENTARY
4873 | 4224180311000 | CERVICAL COLLAR, ADJUSTABLE HEIGHT, RIGID, ADULT, ADJUSTABLE 4 LEVELS OF HEIGHT | REHABILITATION AND PHYSIOTHERAPY SUPPLIES SUPPLEMENTARY
4874 | 4224180311100 | CERVICAL COLLAR, ADJUSTABLE HEIGHT, RIGID, PEDIATRIC, ADJUSTABLE 3 LEVELS OF HEIGHT | REHABILITATION AND PHYSIOTHERAPY SUPPLIES SUPPLEMENTARY
4875 | 4921180400100 | PEARL HARD REFLECTIVE MARKER ON A PLASTIC BASE FOR MOTION ANALYSIS SYSTEM SIZE 6.4 MM | REHABILITATION AND PHYSIOTHERAPY SUPPLIES SUPPLEMENTARY
4876 | 4921180400200 | PEARL HARD REFLECTIVE MARKER ON A PLASTIC BASE FOR MOTION ANALYSIS SYSTEM SIZE 9.5 MM | REHABILITATION AND PHYSIOTHERAPY SUPPLIES SUPPLEMENTARY
4877 | 4921180400000 | PEARL HARD REFLECTIVE MARKER ON A PLASTIC BASE FOR MOTION ANALYSIS SYSTEM SIZE 14 MM | REHABILITATION AND PHYSIOTHERAPY SUPPLIES SUPPLEMENTARY
4878 | 4225160806300 | RESISTANCE EXERCISE BAND, WITH 9 TO 11 CONSECUTIVE LOOPS, LATEX FREE, DISPENSER BOX, EACH BOX CONTAIN 20-25 INDIVIDUALLY WRAPPED PACK, SIZE 13-15 CM X 1.5-2.5 M, ASSORTED RESISTANCE | REHABILITATION AND PHYSIOTHERAPY SUPPLIES SUPPLEMENTARY
4879 | 4225160806400 | RESISTANCE EXERCISE BAND, WITH CONSECUTIVE LOOPS, LATEX FREE, ROLL SIZE 13-15 CM X 20-25 M, ASSORTED RESISTANCE | REHABILITATION AND PHYSIOTHERAPY SUPPLIES SUPPLEMENTARY
4880 | 4231150614500 | BANDAGE, COMPRESSION, SHORT STRETCH FOR LYMPHEDEMA, NON-ELASTIC, SIZE: 20 CM WIDTH, 5 M LENGTH (LYMPHEDEMA) | REHABILITATION AND PHYSIOTHERAPY SUPPLIES SUPPLEMENTARY
4881 | 4224180903300 | SHOULDER ABDUCTION BRACE WITH ADJUSTABLE ABDUCTION RANGE FROM 0-90, PADDED CLAVICLE STRAP, SIZE IS UNIVERSAL | REHABILITATION AND PHYSIOTHERAPY SUPPLIES SUPPLEMENTARY
4882 | 4224180903400 | SHOULDER ABDUCTION BRACE WITH ADJUSTABLE ABDUCTION RANGE FROM 0-90, PADDED CLAVICLE STRAP, ASSORTED SIZE | REHABILITATION AND PHYSIOTHERAPY SUPPLIES SUPPLEMENTARY
4883 | 4231155210900 | TAPE, EXTRA-STICKY ADHESIVE DOUBLE SIDED TAPE, SKIN-FRIENDLY, HYPOALLERGENIC, SUITABLE FOR MEDICAL APPLICATIONS AND IDEAL FOR ATTACHING ANALYSIS SYSTEM TO MOST ANY SURFACE, SIZE 24 MM WIDTH (+/- 2 MM) | REHABILITATION AND PHYSIOTHERAPY SUPPLIES SUPPLEMENTARY
4884 | 4225160005100 | WEIGHTED VAGINAL CONES SET, INCLUDES: TWO CONES (LARGER AND SMALL), WEIGHTS SET (5 G, 10 G, 2 X 20 G), INDIVIDUAL USE | REHABILITATION AND PHYSIOTHERAPY SUPPLIES SUPPLEMENTARY
4885 | 4213220302500 | HEAVY DUTY GLOVES MEDICAL GRADE NITRILE OR NATURAL RUBBER LATEX POWDER FREE FINGER THICKNESS 15 MIL PALM THICKNESS 13 MIL LONG CUFFS 30-35CM FROM THE INDEX FINGER PUNCTURE RESISTANT CHEMO RESISTANT SINGLE USE NON-STERILE MEDIUM. | STERILIZATION SUPPLIES (CSSD)
4886 | 4215290005300 | GUN APPLICATOR, FOR STERILIZATION LOAD LABEL, DURABLE, LIGHTWEIGHT, CLEAR HIGH QUALITY PRINTOUT ON THE LABEL, 3- LINE MINIMUM, 10 DIGITS MINIMUM IN EACH LINE, ENGLISH LETTERS AND GEORGIAN DATE, MUST BE COMPATIBLE WITH THE LABELING ROLLS. | STERILIZATION SUPPLIES (CSSD)
4887 | 4229490005900 | BALL TEA STRAINER FINE MESH STAINLESS STEEL, WITH SPRING CLOSURE, X 5 CM INNER DIAMETER | STERILIZATION SUPPLIES (CSSD)
4888 | 4229490006000 | BALL TEA STRAINER FINE MESH STAINLESS STEEL, WITH SPRING CLOSURE, X 7.5 CM INNER DIAMETER | STERILIZATION SUPPLIES (CSSD)
4889 | 4229490006300 | BALL TEA STRAINER FINE MESH STAINLESS STEEL, WITH SPRING CLOSURE, X 9.5 CM INNER DIAMETER | STERILIZATION SUPPLIES (CSSD)
4890 | 4214000063100 | "BASKET, STAINLESS STEEL, FOR CSSD WASHERS, MESH ON ALL SIDES, FINE MESH MAXIMUM OPENING 4 MM, ROUND EDGES, SIZE 25.4 X 25.4 X 7.62 CM" | STERILIZATION SUPPLIES (CSSD)
4891 | 4214000063200 | "BASKET, STAINLESS STEEL, FOR CSSD WASHERS, MESH ON ALL SIDES, FINE MESH MAXIMUM OPENING 4 MM, ROUND EDGES, SIZE 50.8 X 25.4 X 7.62 CM" | STERILIZATION SUPPLIES (CSSD)
4892 | 4214000063300 | "BASKET, STAINLESS STEEL, FOR CSSD WASHERS, MESH ON ALL SIDES, FINE MESH MAXIMUM OPENING 4 MM, ROUND EDGES, SIZE 53.34 X 25.4 X 3.81 CM" | STERILIZATION SUPPLIES (CSSD)
4893 | 4214000063400 | BASKET, STAINLESS STEEL, FOR CSSD WASHER, WITH SECURE LID MESH TOP AND BOTTOM SOLID SIDES "LAP TOP", 18 X 14 X 3 CM | STERILIZATION SUPPLIES (CSSD)
4894 | 4214000063500 | BASKET, STAINLESS STEEL, FOR CSSD WASHER, WITH SECURE LID MESH TOP AND BOTTOM SOLID SIDES "LAP TOP", 23 X 18 X 3 CM | STERILIZATION SUPPLIES (CSSD)
4895 | 4214000063600 | "BASKET, STAINLESS STEEL, FOR CSSD WASHERS, MESH ON ALL SIDES, FINE MESH MAXIMUM OPENING 4 MM, ROUND EDGES, SIZE 25.4 X 25.4 X 3.81 CM" | STERILIZATION SUPPLIES (CSSD)
4896 | 4229510701100 | BIN TOOLS, FOR STORAGE, WHICH CAN BE STACKED ON SHELVES OR HUNG ON RACKS, INDUSTRIAL GRADE POLYMER SIZE 33.97 X 64.77 X 12.7 CM | STERILIZATION SUPPLIES (CSSD)
4897 | 4110410503800 | "TRANSPORTATION BOX, FOR DELIVERING DIRTY INSTRUMENT, PROPYLENE PLASTIC MATERIAL, FREE LID LOCKABLE ATTACHED TO BOTH SIDES AND WELL SECURED, COLOR RED, WASHABLE UP TO 95 DEGREE, DURABLE, EXTERNAL SIZE 30 CM X 20 CM X 12 CM" | STERILIZATION SUPPLIES (CSSD)
4898 | 4228200001000 | "TRANSPORTATION BOX, FOR DELIVERING DIRTY INSTRUMENT, PROPYLENE PLASTIC MATERIAL, FREE LID LOCKABLE ATTACHED TO BOTH SIDES AND WELL SECURED, COLOR RED, WASHABLE UP TO 95 DEGREE, DURABLE, EXTERNAL SIZE 40 X 30 X 22 CM" | STERILIZATION SUPPLIES (CSSD)
4899 | 4228200000800 | "TRANSPORTATION BOX, FOR DELIVERING DIRTY INSTRUMENT, PROPYLENE PLASTIC MATERIAL, FREE LID LOCKABLE ATTACHED TO BOTH SIDES AND WELL SECURED, COLOR RED, WASHABLE UP TO 95 DEGREE, DURABLE, EXTERNAL SIZE 60 X 40X 32 CM" | STERILIZATION SUPPLIES (CSSD)
4900 | 4231154605000 | BRUSH, BABY TOOTH, FOR CLEANING MICRO INSTRUMENTS, SMALL HEAD, SOFT BRISTLES | STERILIZATION SUPPLIES (CSSD)
4901 | 4231154605300 | BRUSH, CHANNEL CLEANING, SINGLE USE 0.5MM X 160CM, NYLON BRISTLE DIAMETER 2.25MM, CHANNEL DIAMETER RANGE 1.0-2.0MM | STERILIZATION SUPPLIES (CSSD)
4902 | 4231154605500 | BRUSH, CHANNEL CLEANING, SINGLE USE 1.7MM X 350CM NYLON BRISTLE DIAMETER 7-9MM TAPERED CHANNEL DIAMETER RANGE 2.8-6.0MM | STERILIZATION SUPPLIES (CSSD)
4903 | 4231154606100 | REGULAR CLEANING BRUSH, DOUBLE-ENDED, HIGH QUALITY WHITE MEDICAL GRADE SOFT NYLON BRISTLES, PLASTIC HANDLE, DISPOSABLE, BRISTLE WIDTH THICK 1 CM AND THIN 0.5 CM, TOTAL LENGTH 17-18 CM. | STERILIZATION SUPPLIES (CSSD)
4904 | 4231154606200 | BRUSH CLEANING CANNULATED INSTRUMENT, SINGLE ENDED, HIGH QUALITY WHITE MEDICAL GRADE SOFT NYLON BRISTLES, STAINLESS STEEL HANDLE, DISPOSABLE, NON-STERILE, BRISTLE DIAMETER WIDE: 20 - 25 MM, OVERALL LENGTH NOT LESS THAN 35 CM. | STERILIZATION SUPPLIES (CSSD)
4905 | 4231154607600 | REGULAR CLEANING BRUSH, SINGLE-ENDED, HIGH QUALITY WHITE MEDICAL GRADE SOFT NYLON BRISTLES, DISPOSABLE, NON-STERILE, BRISTLE DIAMETER (3 L, 1 W) CM, OVERALL LENGTH 17-18 CM. | STERILIZATION SUPPLIES (CSSD)
4906 | 4111600476700 | CASSETTE HYDROGEN PEROXIDE STERILANT FOR STERRAD 100 NX STERILIZER PLASMA WITH AN EXTERNAL LEAK MONITOR FOR 5 CYCLES. | STERILIZATION SUPPLIES (CSSD)
4907 | 4228200000900 | CASSETTE, COLLECTION, BOX, FOR STERRAD STERILIZER | STERILIZATION SUPPLIES (CSSD)
4908 | 4228152700100 | CASSETTE, HYDROGEN PEROXIDE STERILANT FOR STERRAD NX STERILIZER, WITH AN EXTERNAL LEAK MONITOR, FOR 5 CYCLES. | STERILIZATION SUPPLIES (CSSD)
4909 | 4228152700900 | CASSETTE HYDROGEN PEROXIDE STERILANT FOR STERRAD 100 S STERILIZER WITH AN EXTERNAL LEAK MONITOR FOR 5 CYCLES. | STERILIZATION SUPPLIES (CSSD)
4910 | 4228190203400 | BIOLOGICAL INDICATOR, CHALLENGE PACK FOR STEAM STERILIZER (SELF-CONTAINED BIOLOGICAL INDICATOR PLUS CHEMICAL INTEGRATOR TYPE 5) , READOUT INCUBATION TIME LESS THAN 30 MIN, EXTERNAL CHEMICAL INDICATOR TYPE 1, PROVIDE BIOLOGICAL INDICATOR CONTROL WITH SAME LOT NUMBER. | STERILIZATION SUPPLIES (CSSD)
4911 | 4228152800900 | CHEMICAL INTEGRATOR CLASS 5 STRIP MOVING INK TECHNOLOGY | STERILIZATION SUPPLIES (CSSD)
4912 | 4228200001100 | CLEANER AUTOCLAVE NON FOAMING NON CORROSIVE RESTORES ORIGINAL FINISH | STERILIZATION SUPPLIES (CSSD)
4913 | 4229340604600 | CLIP, FOR BUNDLE RING TO GROUP THE INSTRUMENT, MEDIUM | STERILIZATION SUPPLIES (CSSD)
4914 | 4229340604700 | CLIP, FOR BUNDLE RING TO GROUP THE INSTRUMENT, SMALL | STERILIZATION SUPPLIES (CSSD)
4915 | 4228190300100 | COVER PLASTIC TRANSPARENT SELF-SEALING PREPRINTED WITH STERILITY MAINTENANCE" FOR PROTECTING STERILE PACKAGES DURING STORAGE AND T = RANSPORTATION SIZE 60.96 X 76.2 CM | STERILIZATION SUPPLIES (CSSD)
4916 | 4228190300500 | COVER, PLASTIC TRANSPARENT, SELF-SEALING PREPRINTED WITH STERILITY MAINTENANCE COVER FOR USE AFTER STERILIZATION, 20 X 30 CM. | STERILIZATION SUPPLIES (CSSD)
4917 | 4228190300600 | COVER, PLASTIC TRANSPARENT, SELF-SEALING PREPRINTED WITH STERILITY MAINTENANCE COVER FOR USE AFTER STERILIZATION, 30.5 X 56CM. | STERILIZATION SUPPLIES (CSSD)
4918 | 4228190300700 | COVER PLASTIC TRANSPARENT SELF-SEALING PREPRINTED WITH STERILITY MAINTENANCE COVER FOR USE AFTER STERILIZATION 40.6 X 56CM. | STERILIZATION SUPPLIES (CSSD)
4919 | 4228190300800 | COVER PLASTIC TRANSPARENT SELF-SEALING PREPRINTED WITH STERILITY MAINTENANCE COVER FOR USE AFTER STERILIZATION 40.6 X 76CM. | STERILIZATION SUPPLIES (CSSD)
4920 | 4228170402900 | ALKALINE DETERGENT SODIUM/POTASSIUM HYDROXIDE EFFECTIVE ON HARD TO CLEAN / SOILS DISSOLVES COMPLETELY IN HARD OR SOFT WATER EASY TO RINSE LOW / FOAMING SUITABLE FOR AUTOMATIC CLEANING 2-5 ML DOSE FORMULA PH ALKALINE / 10 – 13 BEFORE DILUTION CORROSION INHIBITOR BIODEGRADABLE FIT TO CABINET / (WIDE CAP) GALLON 3 – 5 L | STERILIZATION SUPPLIES (CSSD)
4921 | 4228170403100 | ENZYMATIC DETERGENT NOT LESS THAN 3 ENZYMES (AMYLASE PROTEASE LIPASE) EFFECTIVE ON HARD TO CLEAN SOILS DISSOLVES COMPLETELY IN HARD OR SOFT WATER EASY TO RINSE LOW FOAMING SUITABLE FOR AUTOMATIC AND MANUAL CLEANING 2-5 ML DOSE FORMULA NEUTRAL PH CORROSION INHIBITOR BIODEGRADABLE MUST BE COMPATIBLE WITH WASHER DISINFECTOR CART WASHER ULTRASONIC MACHINES FIT TO CABINET (WIDE CAP) WITH EVERY 5 GALLON ONE MANUAL DOSING PUMP GALLON. | STERILIZATION SUPPLIES (CSSD)
4922 | 4228150300300 | FILTER PAPER FOR STERILIZATION RIGID CONTAINER DISPOSABLE ROUND PAPER CENTRAL HOLE THE PAPER HAS PRINTED EXPOSURE INDICATORS TYPE 1 UNIVERSAL. | STERILIZATION SUPPLIES (CSSD)
4923 | 4229490003500 | GUARD TIP, CLEAR, VENTED, PLASTIC, LATEX FREE AUTOCLAVABLE 1.9 X 9.5 X 25.4 MM | STERILIZATION SUPPLIES (CSSD)
4924 | 4229490003600 | GUARD TIP, CLEAR, VENTED, PLASTIC LATEX FREE AUTOCLAVABLE SIZE 3.17 X 25.4 X 25.4 MM | STERILIZATION SUPPLIES (CSSD)
4925 | 4229490003700 | GUARD TIP, CLEAR, VENTED, PLASTIC LATEX FREE AUTOCLAVABLE 19.8 X 15.8 X 25.4 MM | STERILIZATION SUPPLIES (CSSD)
4926 | 4229490003800 | GUARD TIP, VENTED, PLASTIC LATEX FREE AUTOCLAVABLE 10.3 X 19 MM | STERILIZATION SUPPLIES (CSSD)
4927 | 4229490003900 | GUARD TIP, VENTED, PLASTIC, LATEX FREE AUTOCLAVABLE 4.7 X 25.4 MM | STERILIZATION SUPPLIES (CSSD)
4928 | 4229680600900 | "HOLDER, FOR CLEANING INDICATOR, LOAD CHECK, STAINLESS STEEL SPRING LOADED FOR QUALITY ASSURANCE MONITOR COMPATIBLE WITH CLEANING INDICATOR" | STERILIZATION SUPPLIES (CSSD)
4929 | 4228180300900 | "BIOLOGICAL INDICATOR, SELF-CONTAINED INDIVIDUAL VIALS FOR PLASMA STERILIZERS, READOUT INCUBATION TIME LESS THAN 30 MIN, EXTERNAL CHEMICAL INDICATOR TYPE 1" | STERILIZATION SUPPLIES (CSSD)
4930 | 4228180301200 | BIOLOGICAL INDICATOR, SELF-CONTAINED INDIVIDUAL VIALS FOR STEAM STERILIZERS, READOUT INCUBATION TIME LESS THAN 30 MIN, EXTERNAL CHEMICAL INDICATOR TYPE 1. | STERILIZATION SUPPLIES (CSSD)
4931 | 4228152801500 | CHEMICAL INDICATOR EMULATING TYPE 6 FOR STEAM STERILIZATION USE FOR BOTH OF 121 AND 134 NON-TOXIC INK LEAD OR HEAVY METALS FREE NOT LESS THAN ONE YEAR COLOR CHANGE AFTER EXPOSURE ENDPOINT COLOR FOR PASS AND FAIL LAMINATED SIZE 6 - 7 CM (L) X 2 - 3 CM (W) STRIP | STERILIZATION SUPPLIES (CSSD)
4932 | 4228152801700 | INDICATOR FOR TEMPERATURE INSIDE WASHER A TEMPERATURE INDICATING STRIPS FOR MONITORING TEMPERATURES DURING THE AUTOMATED WASH CYCLE (IRREVERSIBLE INDICATOR) COLOR CHANGE WHEN IT CONTACTS WITH WATER | STERILIZATION SUPPLIES (CSSD)
4933 | 4228152801800 | CLEANING INDICATOR FOR VALIDATION AND MONITORING OF THE CLEANING EFFICACY PROCESSES IN WASHERS DISINFECTORS WITH SOIL TEST CORRELATES TO HUMAN BLOOD. | STERILIZATION SUPPLIES (CSSD)
4934 | 4228152801900 | CLEANING INDICATOR, MONITORING THE CLEANING EFFICIENCY OF THE WASHER DISINFECTOR TO DETECT ITS CHEMICAL AND MECHANICAL ACTIVITY PROBLEMS, NO TOXIC, LEAD OR HEAVY METALS FREE, PLASTIC PLATE INDICATOR CONTAIN PRINTED DIE (BLOOD EQUIVALENT) , STORAGE IN ROOM TEMP, SUPPLIER PROVIDE 1 HOLDER FOR EVERY 200 STRIPS. | STERILIZATION SUPPLIES (CSSD)
4935 | 4228152802000 | INDICATOR, FOR WATER HARDNESS, MONITORING FOR WATER HARDNESS RANGE (0 - 425) PPM, COLOR OF INDICATOR IS DIRECTLY COMPARED TO COLOR BLOCKS ON BOTTLE LABEL. | STERILIZATION SUPPLIES (CSSD)
4936 | 4228152802200 | "LABEL INFORMATION CARD, FOR RIGID STERILIZATION CONTAINER, WITH TYPE 1 STEAM CHEMICAL INDICATOR, CONTAIN ALL THE FIELDS RELEVANT FOR RECORDING INFORMATION, UNERASABLE, 35 MM X 80 MM" | STERILIZATION SUPPLIES (CSSD)
4937 | 4228152802700 | CLEANING INDICATOR, MONITORING THE CLEANING EFFICIENCY OF THE ULTRASONIC, SELF-CONTAINED VIAL VISUALLY CHECKED FOR COLOR CHANGE, STORAGE IN ROOM TEMPERATURE. | STERILIZATION SUPPLIES (CSSD)
4938 | 4228190404500 | KIT, ACCESSORIES, CONTAINS, RIBBON, PRINT OUT PAPER, VAPORIZER PLATE, COLLECTION BOX, FOR STERRAD, 100 S | STERILIZATION SUPPLIES (CSSD)
4939 | 4410240800600 | LABEL, STRONG, ADHESIVE, KEEPS LABEL WITH STAND STEAM STERILIZATION, THE LABEL PROVIDES 3 LINES OF INFORMATION WITH UP TO 10 CHARACTERS PER LINE, 1000 - 1200 LABELS PER ROLL, PROVIDE GUN APPLICATOR FOR EACH 450000 LABEL. | STERILIZATION SUPPLIES (CSSD)
4940 | 4410240800700 | "LABEL STICKER, FOR T- DOC ZEBRA PRINTER, SIZE, 10.2 CM X 5.6 CM" | STERILIZATION SUPPLIES (CSSD)
4941 | 4410240800800 | LABEL, FOR TRAY TAG, TO IDENTIFY INSTRUMENT SETS, WASHABLE UP TO 95 DEGREE. | STERILIZATION SUPPLIES (CSSD)
4942 | 4229490006600 | TELESCOPE CONTAINER- BLUE COVER FOR LOW TEMPERATURE STERILIZATION DISPOSABLE | STERILIZATION SUPPLIES (CSSD)
4943 | 4229490006700 | TELESCOPE CONTAINER- BLUE COVER FOR STEAM STERILIZATION DISPOSABLE | STERILIZATION SUPPLIES (CSSD)
4944 | 4229490006800 | TELESCOPE CONTAINER- GOLD COVER FOR LOW TEMPERATURE STERILIZATION DISPOSABLE | STERILIZATION SUPPLIES (CSSD)
4945 | 4229490006900 | TELESCOPE CONTAINER- GOLD COVER FOR STEAM STERILIZATION DISPOSABLE | STERILIZATION SUPPLIES (CSSD)
4946 | 4229490007000 | TELESCOPE CONTAINER- PINK COVER FOR STEAM STERILIZATION DISPOSABLE | STERILIZATION SUPPLIES (CSSD)
4947 | 4229351400300 | TRAY LINER, MADE OF CELLULOSE FIBERS 80 G TO BE USE UNDER THE SURGICAL TRAY TO ABSORB ANY MOISTURE AFTER THE CYCLE, WHITE, SIZE 280X520 MM. | STERILIZATION SUPPLIES (CSSD)
4948 | 4229351400400 | TRAY LINER, MADE OF CELLULOSE FIBERS 80 G TO BE USE UNDER THE SURGICAL TRAY TO ABSORB ANY MOISTURE AFTER THE CYCLE, WHITE, SIZE 241 X 317 MM. | STERILIZATION SUPPLIES (CSSD)
4949 | 4229351400500 | TRAY LINER, MADE OF CELLULOSE FIBERS 80 G TO BE USE UNDER THE SURGICAL TRAY TO ABSORB ANY MOISTURE AFTER THE CYCLE, WHITE, SIZE 482 X 635 MM. | STERILIZATION SUPPLIES (CSSD)
4950 | 4229351400600 | TRAY LINER, MADE OF CELLULOSE FIBERS 80 G TO BE USE UNDER THE SURGICAL TRAY TO ABSORB ANY MOISTURE AFTER THE CYCLE, WHITE, SIZE 457 X 610 MM. | STERILIZATION SUPPLIES (CSSD)
4951 | 4228171100000 | LIQUID DESCALER FOR REMOVAL OF LIME SCALE OF WASHER DISINFECTOR AND CART WASHER GALLON. | STERILIZATION SUPPLIES (CSSD)
4952 | 4228170601200 | INSTRUMENT LUBRICANT MILK TO BE USED WITH WASHER DISINFECTORS NON-SILICONE-BASED FORMULA DOES NOT INTERFERE WITH THE STERILIZATION METHOD NEUTRAL PH CONTAINS AN ANTIMICROBIAL ADDITIVES COMPATIBILITY WITH STAINLESS STEEL TUNGSTEN CARBIDE ALUMINUM AND TITANIUM INSTRUMENTS SIZE 18 - 20 L . | STERILIZATION SUPPLIES (CSSD)
4953 | 4214230504200 | MARKER FINE TIP PERMANENT INK MUST BE WITH STAND STEAM AND PLASMA STERILIZATION BLACK NON STERILE. | STERILIZATION SUPPLIES (CSSD)
4954 | 4217210501500 | TRAY LINER, MADE OF CELLULOSE FIBERS 80 G TO BE USE UNDER THE SURGICAL TRAY TO ABSORB ANY MOISTURE AFTER THE CYCLE, WHITE, SIZE 500 X 300 MM. | STERILIZATION SUPPLIES (CSSD)
4955 | 4231210803800 | "BAG, BIOHAZARD, SEALED, TO KEEP THE ITEM MOIST, SINGLE USE, SIZE, HALF DIN" | STERILIZATION SUPPLIES (CSSD)
4956 | 4231210803900 | BAG BIOHAZARD SEALED TO KEEP THE ITEM MOIST SINGLE USE SIZE FULL DIN | STERILIZATION SUPPLIES (CSSD)
4957 | 4231210804800 | TYVEK POUCH H2O2 STERILIZATION PRE-CUT FLAT HEAT SEAL NOT LESS THAN 60 GSM, PUNCTURE RESISTANT PLASTIC, TRANSPARENT FILM, PROCESS INDICATOR TYPE 1 PRINTED AT DISTANCE EVERY 15 CM, SIZE: L 400 MM X W 200 MM | STERILIZATION SUPPLIES (CSSD)
4958 | 4231210804900 | POUCH STEAM STERILIZATION PRE-CUT FLAT HEAT SEAL, MEDICAL GRADE PAPER NOT LESS THAN 60 GSM (WHITE) , THICK PLASTIC TRANSPARENT FILM, PUNCTURE RESISTANT INDICATOR TYPE 1 PRINTED AT DISTANCE EVERY 15 CM, SEAL EDGE 9 MM, SIZE: L 406 MM X W 150 MM | STERILIZATION SUPPLIES (CSSD)
4959 | 4231210805000 | POUCH STEAM STERILIZATION PRE-CUT FLAT HEAT SEAL, MEDICAL GRADE PAPER NOT LESS THAN 60 GSM (WHITE) , THICK PLASTIC TRANSPARENT FILM, PUNCTURE RESISTANT INDICATOR TYPE 1 PRINTED AT DISTANCE EVERY 15 CM, SEAL EDGE 9 MM, SIZE: L 406 MM X W 200 MM | STERILIZATION SUPPLIES (CSSD)
4960 | 4231210805100 | POUCH STEAM STERILIZATION PRE-CUT FLAT HEAT SEAL, MEDICAL GRADE PAPER NOT LESS THAN 60 GSM (WHITE) , THICK PLASTIC TRANSPARENT FILM, PUNCTURE RESISTANT INDICATOR TYPE 1 PRINTED AT DISTANCE EVERY 15 CM, SEAL EDGE 9 MM, SIZE: L 200 MM X W 80 MM | STERILIZATION SUPPLIES (CSSD)
4961 | 4231210805200 | POUCH STEAM STERILIZATION PRE-CUT FLAT HEAT SEAL, MEDICAL GRADE PAPER NOT LESS THAN 60 GSM (WHITE) , THICK PLASTIC TRANSPARENT FILM, PUNCTURE RESISTANT INDICATOR TYPE 1 PRINTED AT DISTANCE EVERY 15 CM, SEAL EDGE 9 MM, SIZE: L 305 MM X W 100 MM | STERILIZATION SUPPLIES (CSSD)
4962 | 4231210805300 | POUCH STEAM STERILIZATION PRE-CUT FLAT HEAT SEAL, MEDICAL GRADE PAPER NOT LESS THAN 60 GSM (WHITE) , THICK PLASTIC TRANSPARENT FILM, PUNCTURE RESISTANT INDICATOR TYPE 1 PRINTED AT DISTANCE EVERY 15 CM, SEAL EDGE 9 MM, SIZE: L 356 MM X W 213 MM | STERILIZATION SUPPLIES (CSSD)
4963 | 4231210805400 | POUCH STEAM STERILIZATION PRE-CUT FLAT HEAT SEAL, MEDICAL GRADE PAPER NOT LESS THAN 60 GSM (WHITE) , THICK PLASTIC TRANSPARENT FILM, PUNCTURE RESISTANT INDICATOR TYPE 1 PRINTED AT DISTANCE EVERY 15 CM, SEAL EDGE 9 MM, SIZE: L 508 MM X W 325 MM | STERILIZATION SUPPLIES (CSSD)
4964 | 4231210805600 | STEAM POUCH STERILIZATION ROLL FLAT, MEDICAL GRADE NOT LESS THAN 60 GSM, PUNCTURE RESISTANT PLASTIC, TRANSPARENT FILM, PROCESS INDICATOR TYPE 1 PRINTED AT DISTANCE EVERY 15 CM, SIZE: 50 MM X 100 M. | STERILIZATION SUPPLIES (CSSD)
4965 | 4231210805700 | STEAM POUCH STERILIZATION ROLL FLAT, MEDICAL GRADE NOT LESS THAN 60 GSM, PUNCTURE RESISTANT PLASTIC, TRANSPARENT FILM, PROCESS INDICATOR TYPE 1 PRINTED AT DISTANCE EVERY 15 CM, SIZE: 75 MM X 100 M. | STERILIZATION SUPPLIES (CSSD)
4966 | 4231210805800 | STEAM POUCH STERILIZATION ROLL FLAT, MEDICAL GRADE NOT LESS THAN 60 GSM, PUNCTURE RESISTANT PLASTIC, TRANSPARENT FILM, PROCESS INDICATOR TYPE 1 PRINTED AT DISTANCE EVERY 15 CM, SIZE: 100 MM X 100 M. | STERILIZATION SUPPLIES (CSSD)
4967 | 4231210805900 | STEAM POUCH STERILIZATION ROLL FLAT, MEDICAL GRADE NOT LESS THAN 60 GSM, PUNCTURE RESISTANT PLASTIC, TRANSPARENT FILM, PROCESS INDICATOR TYPE 1 PRINTED AT DISTANCE EVERY 15 CM, SIZE: 200 MM X 100 M. | STERILIZATION SUPPLIES (CSSD)
4968 | 4231210806900 | TYVEK POUCH H2O2 STERILIZATION PRE-CUT FLAT SELF-SEAL70 GSM PUNCTURE RESISTANT PLASTIC TRANSPARENT FILM PROCESS INDICATOR TYPE 1 PRINTED AT DISTANCE EVERY 15 CM SIZE: L 441 MM X W 203 MM | STERILIZATION SUPPLIES (CSSD)
4969 | 4231210807000 | TYVEK POUCH H2O2 STERILIZATION PRE-CUT FLAT SELF-SEAL70 GSM PUNCTURE RESISTANT PLASTIC TRANSPARENT FILM PROCESS INDICATOR TYPE 1 PRINTED AT DISTANCE EVERY 15 CM SIZE: L 270 MM X W 200 MM | STERILIZATION SUPPLIES (CSSD)
4970 | 4231210807100 | TYVEK POUCH H2O2 STERILIZATION PRE-CUT FLAT SELF-SEAL 70 GSM PUNCTURE RESISTANT PLASTIC TRANSPARENT FILM PROCESS INDICATOR TYPE 1 PRINTED AT DISTANCE EVERY 15 CM SIZE: L 480 MM X W 250 MM | STERILIZATION SUPPLIES (CSSD)
4971 | 4231210807200 | TYVEK POUCH H2O2 STERILIZATION PRE-CUT FLAT SELF-SEAL70 GSM PUNCTURE RESISTANT PLASTIC TRANSPARENT FILM PROCESS INDICATOR TYPE 1 PRINTED AT DISTANCE EVERY 15 CM SIZE: L 600 MM X W 350 MM | STERILIZATION SUPPLIES (CSSD)
4972 | 4231210807300 | TYVEK POUCH H2O2 STERILIZATION PRE-CUT FLAT SELF-SEAL 70 GSM, PUNCTURE RESISTANT PLASTIC, TRANSPARENT FILM, PROCESS INDICATOR TYPE 1 PRINTED AT DISTANCE EVERY 15 CM, SIZE: L 200 MM X W 75 MM | STERILIZATION SUPPLIES (CSSD)
4973 | 4231210807400 | POUCH STEAM STERILIZATION PRE-CUT FLAT SELF-SEAL, MEDICAL GRADE PAPER NOT LESS THAN 60 GSM (WHITE) , THICK PLASTIC TRANSPARENT FILM, PUNCTURE RESISTANT INDICATOR TYPE 1 PRINTED AT DISTANCE EVERY 15 CM, SEAL EDGE 9 MM, SIZE: L 230 MM X W 100 MM | STERILIZATION SUPPLIES (CSSD)
4974 | 4231210808100 | STEAM POUCH STERILIZATION ROLL FLAT, NOT LESS THAN 60 GSM, PUNCTURE RESISTANT PLASTIC, TRANSPARENT FILM, PROCESS INDICATOR TYPE 1 PRINTED AT DISTANCE EVERY 15 CM, SIZE: 250 MM X 100 M. | STERILIZATION SUPPLIES (CSSD)
4975 | 4231210808400 | POUCH STEAM STERILIZATION PRE-CUT FLAT SELF-SEAL, MEDICAL GRADE PAPER NOT LESS THAN 60 GSM (WHITE), THICK PLASTIC TRANSPARENT FILM, PUNCTURE RESISTANT INDICATOR TYPE 1 PRINTED AT DISTANCE EVERY 15 CM, SEAL EDGE 9 MM, SIZE: L 400 MM X W 200 MM | STERILIZATION SUPPLIES (CSSD)
4976 | 4410311200800 | RIBBON ZEBRA, SIZE 110 MM X 74 M, PROVIDE 1 PRINTER FOR EACH 200 ROLL. | STERILIZATION SUPPLIES (CSSD)
4977 | 4228180802000 | TYVEK POUCH H2O2 STERILIZATION ROLL FLAT, 70 GSM, PUNCTURE RESISTANT PLASTIC, TRANSPARENT FILM, PROCESS INDICATOR TYPE 1 PRINTED AT DISTANCE EVERY 15 CM, SIZE: 250 MM X 70 M | STERILIZATION SUPPLIES (CSSD)
4978 | 4228180802100 | TYVEK POUCH H2O2 STERILIZATION ROLL FLAT, 70 GSM, PUNCTURE RESISTANT PLASTIC, TRANSPARENT FILM, PROCESS INDICATOR TYPE 1 PRINTED AT DISTANCE EVERY 15 CM, SIZE: 75 MM X 70 M | STERILIZATION SUPPLIES (CSSD)
4979 | 4228180802200 | ROLL, FOR SCISSORS SHARPNESS 4 INCH, THE TEST IS USED TO DETERMINE THE SHARPNESS OF THE SCISSORS, TEST MATERIAL FOR SCISSORS GREATER THAN 4 INCH (START FROM10.16 CM) OR SMALLER, COLOR YELLOW, SIZE 550 CM X 14 CM, LATEX FREE. | STERILIZATION SUPPLIES (CSSD)
4980 | 4228180802300 | ROLL, FOR SCISSORS SHARPNESS 4.5 INCH, THE TEST IS USED TO DETERMINE THE SHARPNESS OF THE SCISSORS, TEST MATERIAL FOR SCISSORS GREAT ER THAN 4.5 INCH (START FROM 11.4 CM) OR LARGER, COLOR RED, SIZE 550 CM X 14 CM, LATEX FREE. | STERILIZATION SUPPLIES (CSSD)
4981 | 4228180802500 | TYVEK POUCH H2O2 STERILIZATION ROLL FLAT, 70 GSM, PUNCTURE RESISTANT PLASTIC, TRANSPARENT FILM, PROCESS INDICATOR TYPE 1 PRINTED AT DISTANCE EVERY 15 CM, SIZE: 100 MM X 70 M | STERILIZATION SUPPLIES (CSSD)
4982 | 4228180802600 | TYVEK POUCH H2O2 STERILIZATION ROLL FLAT, 70 GSM, PUNCTURE RESISTANT PLASTIC, TRANSPARENT FILM, PROCESS INDICATOR TYPE 1 PRINTED AT DISTANCE EVERY 15 CM, SIZE: 400 MM X 70 M | STERILIZATION SUPPLIES (CSSD)
4983 | 4228180802800 | TYVEK POUCH H2O2 STERILIZATION ROLL FLAT, 70 GSM, PUNCTURE RESISTANT PLASTIC, TRANSPARENT FILM, PROCESS INDICATOR TYPE 1 PRINTED AT DISTANCE EVERY 15 CM, SIZE: 300 MM X 70 M | STERILIZATION SUPPLIES (CSSD)
4984 | 4214000063900 | SEAL, TAMPER PROOF PLASTIC SURGICAL CONTAINERS, BLUE UNIVERSAL SINGLE USE. | STERILIZATION SUPPLIES (CSSD)
4985 | 4228200001900 | SEAL, CHECK VALIDATION PAPER, FOR HEAT SEALER | STERILIZATION SUPPLIES (CSSD)
4986 | 4228190204100 | WRAPPING SHEET NON-WOVEN SPUNBOND MELTBLOWN SPUNBOND (SMS) THICKNESS 60 GSM COMPATIBLE WITH THE STEAM STERILIZATION AND HYDROGEN PEROXIDE STERILIZATION SYSTEMS NON-LEACHING AND ODORLESS MICROBIAL BARRIER TEAR RESISTANCE AIR PERMEABILITY AND BURST STRENGTH WRAPPING SHEETS GREEN OR BLUE SIZE 40 CM X 40 CM | STERILIZATION SUPPLIES (CSSD)
4987 | 4228190204200 | WRAPPING SHEET NON-WOVEN SPUNBOND MELTBLOWN SPUNBOND (SMS) THICKNESS 80 GSM COMPATIBLE WITH THE STEAM STERILIZATION AND HYDROGEN PEROXIDE STERILIZATION SYSTEMS NON-LEACHING AND ODORLESS MICROBIAL BARRIER TEAR RESISTANCE AIR PERMEABILITY AND BURST STRENGTH WRAPPING SHEETS GREEN OR BLUE SIZE 140 CM X 140 CM | STERILIZATION SUPPLIES (CSSD)
4988 | 4228190204300 | WRAPPING SHEET NON-WOVEN SPUNBOND MELTBLOWN SPUNBOND (SMS) THICKNESS 60 GSM COMPATIBLE WITH THE STEAM STERILIZATION AND HYDROGEN PEROXIDE STERILIZATION SYSTEMS NON-LEACHING AND ODORLESS MICROBIAL BARRIER TEAR RESISTANCE AIR PERMEABILITY AND BURST STRENGTH WRAPPING SHEETS GREEN OR BLUE SIZE 90 CM X 90 CM | STERILIZATION SUPPLIES (CSSD)
4989 | 4231160601400 | PRE CLEAN SPONGE SCOPE SHAPED IMPREGNATED IN ENZYMATIC SOLUTION SURFACTANTS ANTICORROSIVE AND ANTIFOAMING AGENT ALDEHYDES AND C = HLORINE COMPONENT FREE NONTOXIC AND SAFE TO HANDLE RINSE FREE BIODEGRADABLE BACTERICIDAL SIZE 500 – 600 ML | STERILIZATION SUPPLIES (CSSD)
4990 | 4231210501500 | PRE CLEAN ENZYMATIC SPRAY FOR POINT OF USE READY TO USE NOT LESS THAN 3 ENZYMES (AMYLASE PROTEASE LIPASE) SURFACTANT CLINGS TO SOIL MAINTAIN THE MOISTURE DURING TRANSPORT UP TO 48 - 72 HOURS OIL FILM FREE DYE-FREE NEUTRAL PH CONTAINS CORROSION INHIBITORS SAFE FOR ALUMINUM SOFT METALS GOLD HANDLES RINSES FREE LEAK PROOF SIZE: 600ML – 1000 ML | STERILIZATION SUPPLIES (CSSD)
4991 | 4228190204400 | TYVEK POUCH H2O2 STERILIZATION ROLL FLAT 70 GSM PUNCTURE RESISTANT PLASTIC TRANSPARENT FILM PROCESS INDICATOR TYPE 1 PRINTED AT DISTANCE EVERY 15 CM SIZE: 150 MM X 70 M | STERILIZATION SUPPLIES (CSSD)
4992 | 4228190204500 | TYVEK POUCH H2O2 STERILIZATION ROLL FLAT 70 GSM PUNCTURE RESISTANT PLASTIC TRANSPARENT FILM PROCESS INDICATOR TYPE 1 PRINTED AT DISTANCE EVERY 15 CM SIZE: 350 MM X 70 M | STERILIZATION SUPPLIES (CSSD)
4993 | 4228190204600 | STEAM POUCH STERILIZATION ROLL GUSSET, MEDICAL GRADE, NOT LESS THAN 60 GSM, PUNCTURE RESISTANT PLASTIC, TRANSPARENT FILM, PROCESS INDICATOR TYPE 1 PRINTED AT DISTANCE EVERY 15 CM, SIZE: 300 MM X100 MM X 100 M. | STERILIZATION SUPPLIES (CSSD)
4994 | 4215151100300 | TRAY TAGS LABEL, COLOR : GREEN; WIDTH : 2 INCH (5CM) ; LENGTH : 5.5 INCH (14CM) | STERILIZATION SUPPLIES (CSSD)
4995 | 4215151100400 | TRAY TAGS LABEL, COLOR RED, WIDTH : 2 INCH (5CM) ; LENGTH : 5.5 INCH (14CM) | STERILIZATION SUPPLIES (CSSD)
4996 | 4231155203900 | TAPE TYPE 1 INDICATOR ADHESIVE SEALING NON-CELLULOSIC FOR HYDROGEN PEROXIDE STERILIZATION LEAD FREE INK COLOR STABLE NOT LESS THAN 50 METERS LONG WIDE SIZE: 1.9 CM | STERILIZATION SUPPLIES (CSSD)
4997 | 4231155204000 | "TAPE, FOR STEAM STERILIZATION, TYPE 1 INDICATOR ADHESIVE SEALING, COMPATIBLE TO ALL TEMPERATURE AND PRESSURE DEGREES, LEAD FREE, INK COLOR STABLE, NOT LESS THEN 50 METERS LONG, WIDE SIZE: 2.4 - 2.5 CM" | STERILIZATION SUPPLIES (CSSD)
4998 | 4231155204100 | LABEL TAPE FOR CASSETTE - 12 MM LAMINATED BLACK LETTERS ON WHITE TAPE USED IN STERILIZATION | STERILIZATION SUPPLIES (CSSD)
4999 | 4231155204300 | TAPE, IDENTIFICATION SURGICAL INSTRUMENT SHEET BLACK | STERILIZATION SUPPLIES (CSSD)
5000 | 4231155204400 | TAPE, IDENTIFICATION SURGICAL INSTRUMENT SHEET BLUE | STERILIZATION SUPPLIES (CSSD)
5001 | 4231155204500 | TAPE, IDENTIFICATION SURGICAL INSTRUMENT SHEET BROWN | STERILIZATION SUPPLIES (CSSD)
5002 | 4231155204600 | TAPE, IDENTIFICATION SURGICAL INSTRUMENT SHEET GREEN | STERILIZATION SUPPLIES (CSSD)
5003 | 4231155204700 | TAPE, IDENTIFICATION SURGICAL INSTRUMENT SHEET GREY | STERILIZATION SUPPLIES (CSSD)
5004 | 4231155204800 | TAPE, IDENTIFICATION SURGICAL INSTRUMENT SHEET LIGHT BLUE | STERILIZATION SUPPLIES (CSSD)
5005 | 4231155204900 | TAPE, IDENTIFICATION SURGICAL INSTRUMENT SHEET LIGHT GREEN | STERILIZATION SUPPLIES (CSSD)
5006 | 4231155205000 | TAPE, IDENTIFICATION SURGICAL INSTRUMENT SHEET ORANGE | STERILIZATION SUPPLIES (CSSD)
5007 | 4231155205100 | TAPE, IDENTIFICATION SURGICAL INSTRUMENT SHEET PURPLE | STERILIZATION SUPPLIES (CSSD)
5008 | 4231155205200 | TAPE, IDENTIFICATION SURGICAL INSTRUMENT SHEET RED | STERILIZATION SUPPLIES (CSSD)
5009 | 4231155205300 | TAPE, IDENTIFICATION SURGICAL INSTRUMENT SHEET WITH DIAGNOSTIC STRIPES BLUE/BLACK | STERILIZATION SUPPLIES (CSSD)
5010 | 4231155205400 | TAPE, IDENTIFICATION SURGICAL INSTRUMENT SHEET WITH DIAGNOSTIC STRIPES GREEN/BLACK | STERILIZATION SUPPLIES (CSSD)
5011 | 4231155205500 | TAPE, IDENTIFICATION SURGICAL INSTRUMENT SHEET WITH DIAGNOSTIC STRIPES ORANGE/BLACK | STERILIZATION SUPPLIES (CSSD)
5012 | 4231155205600 | TAPE, IDENTIFICATION SURGICAL INSTRUMENT SHEET WITH DIAGNOSTIC STRIPES PURPLE/BLACK | STERILIZATION SUPPLIES (CSSD)
5013 | 4231155205700 | TAPE, IDENTIFICATION SURGICAL INSTRUMENT SHEET WITH DIAGNOSTIC STRIPES RUBINE/BLACK | STERILIZATION SUPPLIES (CSSD)
5014 | 4231155205800 | TAPE, IDENTIFICATION SURGICAL INSTRUMENT SHEET WITH DIAGNOSTIC STRIPES WHITE/BLACK | STERILIZATION SUPPLIES (CSSD)
5015 | 4231155205900 | TAPE, IDENTIFICATION SURGICAL INSTRUMENT SHEET WITH DIAGNOSTIC STRIPES YELLOW WITH BLACK | STERILIZATION SUPPLIES (CSSD)
5016 | 4231155206000 | TAPE, IDENTIFICATION SURGICAL INSTRUMENT SHEET WITH DOTS FUSCHIA | STERILIZATION SUPPLIES (CSSD)
5017 | 4231155206100 | TAPE, IDENTIFICATION SURGICAL INSTRUMENT SHEET WITH DOTS MEDICAL BLUE | STERILIZATION SUPPLIES (CSSD)
5018 | 4231155206200 | TAPE, IDENTIFICATION SURGICAL INSTRUMENT SHEET WITH DOTS MEDICAL GREEN | STERILIZATION SUPPLIES (CSSD)
5019 | 4231155206300 | TAPE, IDENTIFICATION SURGICAL INSTRUMENT SHEET WITH DOTS VIOLET | STERILIZATION SUPPLIES (CSSD)
5020 | 4231155206400 | TAPE, IDENTIFICATION SURGICAL INSTRUMENT SHEET WITH NUMBERS EMERALD GREEN | STERILIZATION SUPPLIES (CSSD)
5021 | 4231155206500 | TAPE, IDENTIFICATION SURGICAL INSTRUMENT SHEET WITH NUMBERS FUSCHIA | STERILIZATION SUPPLIES (CSSD)
5022 | 4231155206600 | TAPE, IDENTIFICATION SURGICAL INSTRUMENT SHEET WITH NUMBERS MEDICAL BLUE | STERILIZATION SUPPLIES (CSSD)
5023 | 4231155206700 | TAPE IDENTIFICATION SURGICAL INSTRUMENT SHEET WITH NUMBERS VIOLET | STERILIZATION SUPPLIES (CSSD)
5024 | 4231155206800 | TAPE, IDENTIFICATION SURGICAL INSTRUMENT SHEET WITH SYMBOLS ALPHABET FUSCHIA/WHITE | STERILIZATION SUPPLIES (CSSD)
5025 | 4231155206900 | TAPE, IDENTIFICATION SURGICAL INSTRUMENT SHEET WITH SYMBOLS RED HEARTS/WHITE | STERILIZATION SUPPLIES (CSSD)
5026 | 4231155207000 | TAPE, IDENTIFICATION SURGICAL INSTRUMENT SHEET WITH SYMBOLS SMILEY FACE YELLOW WITH BLACK | STERILIZATION SUPPLIES (CSSD)
5027 | 4231155207100 | TAPE, IDENTIFICATION SURGICAL INSTRUMENT SHEET WITH SYMBOLS WHITE HEARTS/RED | STERILIZATION SUPPLIES (CSSD)
5028 | 4231155207200 | TAPE, IDENTIFICATION SURGICAL INSTRUMENT SHEET WITH TRIANGLES FUSCHIA | STERILIZATION SUPPLIES (CSSD)
5029 | 4231155207300 | TAPE, IDENTIFICATION SURGICAL INSTRUMENT SHEET WITH TRIANGLES MEDICAL BLUE | STERILIZATION SUPPLIES (CSSD)
5030 | 4231155207400 | TAPE, IDENTIFICATION SURGICAL INSTRUMENT SHEET WITH TRIANGLES MEDICAL GREEN | STERILIZATION SUPPLIES (CSSD)
5031 | 4231155207500 | TAPE, IDENTIFICATION SURGICAL INSTRUMENT SHEET WITH TRIANGLES VIOLET | STERILIZATION SUPPLIES (CSSD)
5032 | 4231155207600 | TAPE, IDENTIFICATION SURGICAL INSTRUMENT SHEET WHITE | STERILIZATION SUPPLIES (CSSD)
5033 | 4231155207700 | TAPE, IDENTIFICATION SURGICAL INSTRUMENT SHEET YELLOW | STERILIZATION SUPPLIES (CSSD)
5034 | 4228181000600 | BOWIE-DICK TEST PACK MONITORING THE PERFORMANCE OF STEAM STERILIZERS DETECT WET STEAM SUPERHEATED STEAM AND NON-CONDENSABLE GASES PROBLEMS INADEQUATE STEAM PENETRATION AND VACUUM PUMP FAILURES LEAD AND TOXIC FREE TEST LAYER LAMINATED TEST SHEET INCLUDE INQUIRES DOCUMENTATION INFORMATION | STERILIZATION SUPPLIES (CSSD)
5035 | 4228181000800 | TEST STRIP FOR WATER QUALITY ( SHOWS PH ALKALINITY AND HARDNESS MEASURES) | STERILIZATION SUPPLIES (CSSD)
5036 | 4228151301000 | TRAY, SYSTEM CIDEX, WITH LID, DISINFECTING, DURABLE, AUTOCLAVABLE 10 X 4 X 5 INCH | STERILIZATION SUPPLIES (CSSD)
5037 | 4229530602500 | TYVEK POUCH H2O2 STERILIZATION ROLL FLAT 70 GSM PUNCTURE RESISTANT PLASTIC TRANSPARENT FILM PROCESS INDICATOR TYPE 1 PRINTED AT DISTANCE EVERY 15 CM SIZE: 500 MM X 70 M | STERILIZATION SUPPLIES (CSSD)
5038 | 4228152700300 | V-PRO MAX CARTRIDGE OR CUP, 59% HYDROGEN PEROXIDE, (15 CYCLES / CUP) . | STERILIZATION SUPPLIES (CSSD)
5039 | 4228190205000 | WRAPPING SHEET NON-WOVEN SPUNBOND MELTBLOWN SPUNBOND (SMS) TWO LAYERS BONDED SIMULTANEOUS EACH LAYER DIFFERENT COLOR EACH LAYER THICKNESS 60 GSM COMPATIBLE WITH THE STEAM STERILIZATION AND HYDROGEN PEROXIDE STERILIZATION SYSTEMS NON-LEACHING AND ODORLESS MICROBIAL BARRIER TEAR RESISTANCE AIR PERMEABILITY AND BURST STRENGTH WRAPPING SHEETS SIZE 60 CM X 60 CM | STERILIZATION SUPPLIES (CSSD)
5040 | 4228190205100 | WRAPPING SHEET NON-WOVEN SPUNBOND MELTBLOWN SPUNBOND (SMS) TWO LAYERS BONDED SIMULTANEOUS EACH LAYER DIFFERENT COLOR EACH LAYER THICKNESS 60 GSM COMPATIBLE WITH THE STEAM STERILIZATION AND HYDROGEN PEROXIDE STERILIZATION SYSTEMS NON-LEACHING AND ODORLESS MICROBIAL BARRIER TEAR RESISTANCE AIR PERMEABILITY AND BURST STRENGTH WRAPPING SHEETS SIZE 76 CM X 76 CM | STERILIZATION SUPPLIES (CSSD)
5041 | 4228190205200 | WRAPPING SHEET NON-WOVEN SPUNBOND MELTBLOWN SPUNBOND (SMS) TWO LAYERS BONDED SIMULTANEOUS EACH LAYER DIFFERENT COLOR EACH LAYER THICKNESS 60 GSM COMPATIBLE WITH THE STEAM STERILIZATION AND HYDROGEN PEROXIDE STERILIZATION SYSTEMS NON-LEACHING AND ODORLESS MICROBIAL BARRIER TEAR RESISTANCE AIR PERMEABILITY AND BURST STRENGTH WRAPPING SHEETS SIZE 91 CM X 91 CM | STERILIZATION SUPPLIES (CSSD)
5042 | 4228190205300 | WRAPPING SHEET NON-WOVEN SPUNBOND MELTBLOWN SPUNBOND (SMS) TWO LAYERS BONDED SIMULTANEOUS EACH LAYER DIFFERENT COLOR EACH LAYER THICKNESS 80 GSM COMPATIBLE WITH THE STEAM STERILIZATION AND HYDROGEN PEROXIDE STERILIZATION SYSTEMS NON-LEACHING AND ODORLESS MICROBIAL BARRIER TEAR RESISTANCE AIR PERMEABILITY AND BURST STRENGTH WRAPPING SHEETS SIZE 114 CM X 114 CM | STERILIZATION SUPPLIES (CSSD)
5043 | 4228190205500 | WRAPPING SHEET NON-WOVEN SPUNBOND MELTBLOWN SPUNBOND (SMS) TWO LAYERS BONDED SIMULTANEOUS EACH LAYER DIFFERENT COLOR EACH LAYER THICKNESS 80 GSM COMPATIBLE WITH THE STEAM STERILIZATION AND HYDROGEN PEROXIDE STERILIZATION SYSTEMS NON-LEACHING AND ODORLESS MICROBIAL BARRIER TEAR RESISTANCE AIR PERMEABILITY AND BURST STRENGTH WRAPPING SHEETS SIZE 137 CM X 137 CM | STERILIZATION SUPPLIES (CSSD)
5044 | 4228190205600 | WRAPPING SHEET NON-WOVEN SPUNBOND MELTBLOWN SPUNBOND (SMS) TWO LAYERS BONDED SIMULTANEOUS EACH LAYER DIFFERENT COLOR EACH LAYER THICKNESS 60 GSM COMPATIBLE WITH THE STEAM STERILIZATION AND HYDROGEN PEROXIDE STERILIZATION SYSTEMS NON-LEACHING AND ODORLESS MICROBIAL BARRIER TEAR RESISTANCE AIR PERMEABILITY AND BURST STRENGTH WRAPPING SHEETS SIZE 38 CM X 38 CM | STERILIZATION SUPPLIES (CSSD)
5045 | 4228160314000 | HIGH LEVEL DISINFECTANT FOR ALL FLEXIBLE SCOPES AND HEAT-SENSITIVE MEDICAL DEVICES ORTHOPHTHALDEHYDE SOLUTIONS SOLUTION CONCENTRATION 0.55% STABILIZING AGENTS ANTI-CORROSION AGENTS ODORLESS NO TOXIC VAPOR OR RESIDUES BIODEGRADABLE READY FOR USE OR PROVIDED WITH ITS ADDITIVE FOR MANUAL OR AUTOMATED ENDOSCOPY PREPROCESSORS COMPATIBLE TO USE ON ALL TYPE AND MATERIAL OF THE ENDOSCOPES RE-USED IN RANGE OF 14 – 21 DAYS SOLUTION EFFICIENCY TEST 25 STRIPS FOR EVERY GALLON. | STERILIZATION SUPPLIES (CSSD)
5046 | 4228190404900 | "BAG, BIOHAZARD, SEALED, TO KEEP THE ITEM MOIST, SINGLE USE, SIZE, 200 MM X 350 MM" | STERILIZATION SUPPLIES (CSSD)
5047 | 4228190405200 | "BAG, BIOHAZARD, SEALED, TO KEEP THE ITEM MOIST, SINGLE USE, SIZE, 650 MM X 770 MM" | STERILIZATION SUPPLIES (CSSD)
5048 | 4231154607700 | BRUSH FOR LUMEN CLEANING 320 × 100 × 2MM CANNULATED INSTRUMENTS CLEANING HIGH QUALITY BRUSH STAINLESS STEEL HANDLE AND WHITE MEDICAL GRADE NYLON BRISTLES | STERILIZATION SUPPLIES (CSSD)
5049 | 4228200100600 | RIBBON CARTRIDGE, FOR STERIS AMSCO CENTURY STEAM STERILIZER | STERILIZATION SUPPLIES (CSSD)
5050 | 4228180000700 | "CHEMICAL INDICATOR, TYPE 4 FOR LOW TEMPERATURE (PLASMA) STERILIZER, COMPLY WITH ISO 11140-1, NON-TOXIC INK, LEAD OR HEAVY METALS FREE, NOT LESS THAN ONE YEAR COLOR CHANGE AFTER EXPOSURE TO VAPORIZED HYDROGEN PEROXIDE, ENDPOINT COLOR FOR PASS AND FAIL, SIZE: 1.5-2 CM WIDE AND 7.5-10 CM LENGTH." | STERILIZATION SUPPLIES (CSSD)
5051 | 4228152102400 | ENZYMATIC DETERGENT NOT LESS THAN 3 ENZYMES (AMYLASE PROTEASE LIPASE) EFFECTIVE ON HARD TO CLEAN SOILS DISSOLVES COMPLETELY IN HARD OR SOFT WATER EASY TO RINSE LOW FOAMING SUITABLE FOR AUTOMATIC AND MANUAL CLEANING 2-5 ML DOSE FORMULA NEUTRAL PH CORROSION INHIBITOR BIODEGRADABLE MUST BE COMPATIBLE WITH WASHER DISINFECTOR CART WASHER ULTRASONIC MACHINES 18 - 20 L PAIL. | STERILIZATION SUPPLIES (CSSD)
5052 | 4229490013800 | DISH KIDNEY POLYPROPYLENE 1500ML AUTOCLAVABLE UP TO 134 DEGREES CELSIUS REUSABLE | STERILIZATION SUPPLIES (CSSD)
5053 | 4229490013900 | DISH KIDNEY POLYPROPYLENE 300ML AUTOCLAVABLE UP TO 134 DEGREES CELSIUS REUSABLE | STERILIZATION SUPPLIES (CSSD)
5054 | 4229490014000 | DISH KIDNEY POLYPROPYLENE 500ML AUTOCLAVABLE UP TO 134 DEGREES CELSIUS REUSABLE | STERILIZATION SUPPLIES (CSSD)
5055 | 4214160601000 | GALLIPOT POLYPROPYLENE 280ML AUTOCLAVABLE UP TO 134 DEGREES CELSIUS REUSABLE | STERILIZATION SUPPLIES (CSSD)
5056 | 4228190701400 | GUARD PROTECTION TIP INSTRUMENTS DUO VENTED LATEX FREE TRANSPARENT AUTOCLAVABLE 2.0 X 19.1MM | STERILIZATION SUPPLIES (CSSD)
5057 | 4228190701500 | GUARD PROTECTION TIP INSTRUMENTS DUO VENTED LATEX FREE TRANSPARENT AUTOCLAVABLE 2.8 X 19.1MM | STERILIZATION SUPPLIES (CSSD)
5058 | 4228190701600 | GUARD PROTECTION TIP INSTRUMENTS DUO VENTED LATEX FREE TRANSPARENT AUTOCLAVABLE 3.3 X 25.4MM | STERILIZATION SUPPLIES (CSSD)
5059 | 4228190701700 | GUARD PROTECTION TIP INSTRUMENTS DUO VENTED LATEX FREE TRANSPARENT AUTOCLAVABLE 4.8 X 25.4MM | STERILIZATION SUPPLIES (CSSD)
5060 | 4228190206000 | INSTRUMENT TAG PRINTED REPAIR | STERILIZATION SUPPLIES (CSSD)
5061 | 4228152105300 | STRINGER BALL CLOSURE FOR JOINTED INSTRUMENTS 150MMX60MM | STERILIZATION SUPPLIES (CSSD)
5062 | 4228152102500 | REGULAR BRUSH CLEANING INSTRUMENTS LARGE SINGLE-ENDED, HIGH QUALITY WHITE MEDICAL GRADE SOFT NYLON BRISTLES, DISPOSABLE, NON-STERILE, BRISTLE DIAMETER: LENGTH- 6CM ; WIDTH- 3CM, OVERALL LENGTH: 17-18 CM. | STERILIZATION SUPPLIES (CSSD)
5063 | 4228152102300 | NEUTRALIZER DETERGENT ACIDIC FORMULA FOR RUST AND SCALE REMOVAL PHOSPHATE FREE FORMULA THAT RESTORES AND MAINTAINS THE PROTECTIVE PASSIVE LAYER INTEGRITY OF STAINLESS-STEEL SURFACES RESISTANT TO CORROSION AND PITTING REMOVING STAINS RUST HARD WATER SCALE DEPOSITS EASY TO RINSE LEAVING RESIDUE-FREE SURFACE FOR AUTOMATED PROCESS. SDS MUST BE PROVIDED NEUTRALIZER DETERGENT MUST COMPLY WITH THE ENZYMATIC AND ALKALINE SOLUTION SAME PROVIDER 18 -25L | STERILIZATION SUPPLIES (CSSD)
5064 | 4231210806300 | POUCH STEAM STERILIZATION PRE-CUT FLAT HEAT SEAL, MEDICAL GRADE PAPER NOT LESS THAN 60 GSM (WHITE) , THICK PLASTIC TRANSPARENT FILM, PUNCTURE RESISTANT INDICATOR TYPE 1 PRINTED AT DISTANCE EVERY 15 CM, SEAL EDGE 9 MM, SIZE: L 300 MM X W 75 MM | STERILIZATION SUPPLIES (CSSD)
5065 | 4228152106000 | TYVEK POUCH H2O2 STERILIZATION PRE-CUT FLAT HEAT SEAL70 GSM PUNCTURE RESISTANT PLASTIC TRANSPARENT FILM PROCESS INDICATOR TYPE 1 PRINTED AT DISTANCE EVERY 15 CM SIZE: L 480 MM X W 250 MM | STERILIZATION SUPPLIES (CSSD)
5066 | 4228190409400 | TYVEK POUCH H2O2 STERILIZATION ROLL FLAT, 70 GSM, PUNCTURE RESISTANT PLASTIC, TRANSPARENT FILM, PROCESS INDICATOR TYPE 1 PRINTED AT DISTANCE EVERY 15 CM, SIZE: 200 MM X 70 M | STERILIZATION SUPPLIES (CSSD)
5067 | 4228190409700 | TYVEK POUCH H2O2 STERILIZATION ROLL FLAT, 70 GSM, PUNCTURE RESISTANT PLASTIC, TRANSPARENT FILM, PROCESS INDICATOR TYPE 1 PRINTED AT DISTANCE EVERY 15 CM, SIZE: 420 MM X 70 M | STERILIZATION SUPPLIES (CSSD)
5068 | 4228152103700 | POUCH STEAM STERILIZATION PRE-CUT FLAT HEAT SEAL, MEDICAL GRADE PAPER NOT LESS THAN 60 GSM (WHITE) , THICK PLASTIC TRANSPARENT FILM, PUNCTURE RESISTANT INDICATOR TYPE 1 PRINTED AT DISTANCE EVERY 15 CM, SEAL EDGE 9 MM, SIZE: L 350 MM X W 100 MM, PRICE FOR EACH POUCH. | STERILIZATION SUPPLIES (CSSD)
5069 | 4228152103800 | POUCH STEAM STERILIZATION PRE-CUT FLAT HEAT SEAL, MEDICAL GRADE PAPER NOT LESS THAN 60 GSM (WHITE) , THICK PLASTIC TRANSPARENT FILM, PUNCTURE RESISTANT INDICATOR TYPE 1 PRINTED AT DISTANCE EVERY 15 CM, SEAL EDGE 9 MM, SIZE: L 300 MM X W 150 MM, PRICE FOR EACH POUCH. | STERILIZATION SUPPLIES (CSSD)
5070 | 4228152103900 | POUCH STEAM STERILIZATION PRE-CUT GUSSET HEAT SEAL MEDICAL GRADE PAPER NOT LESS THAN 60 GSM (WHITE) THICK PLASTIC TRANSPARENT FILM PUNCTURE RESISTANT INDICATOR TYPE 1 PRINTED AT DISTANCE EVERY 15 CM SEAL EDGE 9 MM SIZE: L 400 MM X W 200 MM X H 50 MM PRICE FOR EACH POUCH. | STERILIZATION SUPPLIES (CSSD)
5071 | 4228152104000 | POUCH STEAM STERILIZATION PRE-CUT FLAT HEAT SEAL MEDICAL GRADE PAPER NOT LESS THAN 60 GSM (WHITE) THICK PLASTIC TRANSPARENT FILM PUNCTURE RESISTANT INDICATOR TYPE 1 PRINTED AT DISTANCE EVERY 15 CM SEAL EDGE 9 MM SIZE: L 500 MM X W 250 MM PRICE FOR EACH POUCH. | STERILIZATION SUPPLIES (CSSD)
5072 | 4228152102100 | PROTECTORS/GUARD REGULAR TIP, CLEAR, VENTED, PLASTIC, ALL ASSORTED SIZES LATEX FREE AUTOCLAVABLE TRANSPARENT | STERILIZATION SUPPLIES (CSSD)
5073 | 4228170400300 | "LUBRICANT SPRAY, OIL, AEROSOL, PRESSURIZED, READY TO USE, FOR MANUAL APPLICATION, WITH NOZZLE NOT LESS THAN 10 CM, NON-SILICONE-BASED, ODORLESS, COLORLESS, NON GREASY, LEAK PROOF, FORMULA DOES NOT INTERFERE WITH THE STERILIZATION METHOD, NEUTRAL PH, CONTAINS AN ANTIMICROBIAL ADDITIVES, COMPATIBILITY WITH STAINLESS STEEL, TUNGSTEN CARBIDE, ALUMINUM, AND TITANIUM INSTRUMENTS, 250 - 500 ML" | STERILIZATION SUPPLIES (CSSD)
5074 | 4228152101700 | POUCH STEAM STERILIZATION PRE-CUT FLAT HEAT SEAL, MEDICAL GRADE PAPER NOT LESS THAN 60 GSM (WHITE) , THICK PLASTIC TRANSPARENT FILM, PUNCTURE RESISTANT INDICATOR TYPE 1 PRINTED AT DISTANCE EVERY 15 CM, SEAL EDGE 9 MM, SIZE: L 200 MM X W 100 MM | STERILIZATION SUPPLIES (CSSD)
5075 | 4228152101600 | STEAM POUCH STERILIZATION ROLL FLAT, NOT LESS THAN 60 GSM, PUNCTURE RESISTANT PLASTIC, TRANSPARENT FILM, PROCESS INDICATOR TYPE 1 PRINTED AT DISTANCE EVERY 15 CM, SIZE: 150 MM X 100 M. | STERILIZATION SUPPLIES (CSSD)
5076 | 4228152101500 | POUCH STEAM STERILIZATION PRE-CUT FLAT SELF-SEAL, MEDICAL GRADE PAPER NOT LESS THAN 60 GSM (WHITE) , THICK PLASTIC TRANSPARENT FILM, PUNCTURE RESISTANT INDICATOR TYPE 1 PRINTED AT DISTANCE EVERY 15 CM, SEAL EDGE 9 MM, SIZE: L 225 MM X W 165 MM, PRICE FOR EACH POUCH. | STERILIZATION SUPPLIES (CSSD)
5077 | 4228152106800 | SPRAY GUN STAINLESS STEEL, FOR WATER AND AIR WITH 6 FULL ATTACHMENT AND WALL BRACKET | STERILIZATION SUPPLIES (CSSD)
5078 | 4111580610000 | PRINTING PAPER ROLL, THERMAL SIZE 57 MM COMPATIBLE WITH SECTORS MACHINE | STERILIZATION SUPPLIES (CSSD)
5079 | 4228152108400 | WRAPPING SHEET NON-WOVEN SPUNBOND MELTBLOWN SPUNBOND (SMS) TWO LAYERS BONDED SIMULTANEOUS EACH LAYER DIFFERENT COLOR EACH LAYER THICKNESS 80 GSM COMPATIBLE WITH THE STEAM STERILIZATION AND HYDROGEN PEROXIDE STERILIZATION SYSTEMS NON-LEACHING AND ODORLESS MICROBIAL BARRIER TEAR RESISTANCE AIR PERMEABILITY AND BURST STRENGTH WRAPPING SHEETS SIZE 122 CM X 122 CM | STERILIZATION SUPPLIES (CSSD)
5080 | 4228152108500 | WRAPPER STERILIZATION WETLAID NON WOVEN PAPER 70GSM 100X100CM MEDICAL GRADE | STERILIZATION SUPPLIES (CSSD)
5081 | 4228152101400 | WRAPPING SHEET NON-WOVEN SPUNBOND MELTBLOWN SPUNBOND (SMS) THICKNESS 80 GSM COMPATIBLE WITH THE STEAM STERILIZATION AND HYDROGEN PEROXIDE STERILIZATION SYSTEMS NON-LEACHING AND ODORLESS MICROBIAL BARRIER TEAR RESISTANCE AIR PERMEABILITY AND BURST STRENGTH WRAPPING SHEETS GREEN OR BLUE SIZE 120 CM X 120 CM | STERILIZATION SUPPLIES (CSSD)
5082 | 4213170403200 | CLOTH TOWEL 40X60CM NON-LINTING, NON-RAYTEC, NON-STERILE, DISPOSABLE | STERILIZATION SUPPLIES (CSSD)
5083 | 4213170403300 | CLOTH TOWEL 60X80 CM NON-LINTING, NON-RAYTEC, NON-STERILE, DISPOSABLE | STERILIZATION SUPPLIES (CSSD)
5084 | 4229490013600 | JUG POLYPROPYLENE 1000 ML AUTOCLAVABLE UP TO 134 DEGREES CELSIUS REUSABLE | STERILIZATION SUPPLIES (CSSD)
5085 | 4229490013700 | JUG POLYPROPYLENE 500 ML AUTOCLAVABLE UP TO 134 DEGREES CELSIUS REUSABLE | STERILIZATION SUPPLIES (CSSD)
5086 | 4229490013500 | BOWL POLYPROPYLENE 5000 ML AUTOCLAVABLE UP TO 134 DEGREE CELSIUS REUSABLE | STERILIZATION SUPPLIES (CSSD)
5087 | 4229490014100 | KIDNEY DISH POLYPROPYLENE 750 ML AUTOCLAVABLE UP TO 134 DEGREES CELSIUS REUSABLE | STERILIZATION SUPPLIES (CSSD)
5088 | 4229490014300 | LOTION BOWL POLYPROPYLENE 3000ML AUTOCLAVABLE UP TO 134 DEGREES CELSIUS REUSABLE | STERILIZATION SUPPLIES (CSSD)
5089 | 4229490014400 | LOTION BOWL POLYPROPYLENE 750ML AUTOCLAVABLE UP TO 134 DEGREES CELSIUS REUSABLE | STERILIZATION SUPPLIES (CSSD)
5090 | 4228170602200 | INSTRUMENT LUBRICANT MILK TO BE USED WITH WASHER DISINFECTORS NON-SILICONE-BASED FORMULA DOES NOT INTERFERE WITH THE STERILIZATION METHOD NEUTRAL PH CONTAINS AN ANTIMICROBIAL ADDITIVES COMPATIBILITY WITH STAINLESS STEEL TUNGSTEN CARBIDE ALUMINUM AND TITANIUM INSTRUMENTS GALLON. | STERILIZATION SUPPLIES (CSSD)
5091 | 4228152105200 | STRINGER OPENING HINGE STAINLESS STEEL FOR JOINTED INSTRUMENTS 100X60MM | STERILIZATION SUPPLIES (CSSD)
5092 | 4228152105400 | STRINGER OPENING HINGE STAINLESS STEEL FOR JOINTED INSTRUMENTS 200X60MM | STERILIZATION SUPPLIES (CSSD)
5093 | 4228152105500 | STRINGER OPENING HINGE STAINLESS STEEL FOR JOINTED INSTRUMENTS 250X60MM | STERILIZATION SUPPLIES (CSSD)
5094 | 4228190100100 | HOLDER COUNTING SHEET SLOTTED | STERILIZATION SUPPLIES (CSSD)
5095 | 4228190100000 | CLIP LABEL HOLDER STAINLESS STEEL COMPATIBLE WITH P - TOUCH - COMPATIBLE LABEL WITH MESH TRAY LABEL FOR LASER MARKING BAR CODING 30 X 40 MM | STERILIZATION SUPPLIES (CSSD)
5096 | 4228152701400 | LABEL, FOR LASER P-TOUCH COMPATIBLE WITH MESH TRAYMARKING BAR CODING 30X40MM | STERILIZATION SUPPLIES (CSSD)
5097 | 4228201000600 | MAT SILICONE NUB FLEXIBLE SUITABLE FOR WASHER DISINFECTOR AUTOCLAVABLE | STERILIZATION SUPPLIES (CSSD)
5098 | 4219280300000 | FOAM DISINFECTANT HARD SURFACES 750 ML | STERILIZATION SUPPLIES (CSSD)
5099 | 4228160314400 | "PRE CLEAN ENZYMATIC AND DISINFECTANT SPRAY, FOAM, FOR POINT OF USE, READY TO USE, NOT LESS THAN 3 ENZYMES (AMYLASE, PROTEASE, LIPASE), SURFACTANT, CONDENSED, CLINGS TO SOIL, MAINTAIN THE MOISTURE DURING TRANSPORT UP TO 48 - 72 HOURS, OIL FILM FREE, DYE-FREE, NEUTRAL PH, CONTAINS CORROSION INHIBITORS, SAFE FOR ALUMINUM, SOFT METALS, GOLD HANDLES, RINSES FREE, LEAK PROOF, SIZE: 600ML # 1000 ML" | STERILIZATION SUPPLIES (CSSD)
5100 | 4228171600000 | CLEANING INDICATOR, PEN DETECTION TEST PROTEIN RESIDUES | STERILIZATION SUPPLIES (CSSD)
5101 | 4228180601300 | INDICATOR STRIP TEST FOR ORTH - PHTHALALDEHYDE SOLUTION EFFECTIVENESS | STERILIZATION SUPPLIES (CSSD)
5102 | 4228190900600 | LABELS ADHESIVE STICKER TO IDENTIFY INSTRUMENT SETS PRINTED "CLEAN" IN GREEN DISPOSABLE 4X4 INCH | STERILIZATION SUPPLIES (CSSD)
5103 | 4228181001300 | BOWIE DICK PACK AIR REMOVAL TEST LAMINATED INDICATOR INK FREE OF ANY TOXIC COMPONENT INCLUDING ONE SHEET FOR DOCUMENTATION EARLY WARNING DISPOSABLE | STERILIZATION SUPPLIES (CSSD)
5104 | 4228181101200 | SEAL TAMPER PROOF PLASTIC FOR MARTIN CONTAINERS WITH STEAM INDICATOR DISPOSABLE | STERILIZATION SUPPLIES (CSSD)
5105 | 4228181100700 | SEAL, TAMPER PROOF PLASTIC SURGICAL CONTAINERS WITH STEAM INDICATOR, ORANGE UNIVERSAL DISPOSABLE | STERILIZATION SUPPLIES (CSSD)
5106 | 4228181100800 | SEAL, TAMPER PROOF PLASTIC SURGICAL CONTAINERS WITH STEAM INDICATOR, RED DISPOSABLE | STERILIZATION SUPPLIES (CSSD)
5107 | 4228181100900 | SEAL, TAMPER PROOF PLASTIC SURGICAL CONTAINERS WITH STEAM INDICATOR, VIOLET UNIVERSAL DISPOSABLE | STERILIZATION SUPPLIES (CSSD)
5108 | 4228181101000 | SEAL, TAMPER PROOF PLASTIC SURGICAL CONTAINERS WITH STEAM INDICATOR, WHITE UNIVERSAL DISPOSABLE | STERILIZATION SUPPLIES (CSSD)
5109 | 4228181101100 | SEAL, TAMPER PROOF PLASTIC SURGICAL CONTAINERS WITH STEAM INDICATOR, YELLOW UNIVERSAL DISPOSABLE | STERILIZATION SUPPLIES (CSSD)
5110 | 4228181100600 | SEAL, TAMPER PROOF PLASTIC SURGICAL CONTAINERS WITH STEAM INDICATOR, GREEN UNIVERSAL DISPOSABLE | STERILIZATION SUPPLIES (CSSD)
5111 | 4228190201900 | WRAPPING SHEET NON-WOVEN SPUNBOND MELTBLOWN SPUNBOND (SMS) THICKNESS 80 GSM COMPATIBLE WITH THE STEAM STERILIZATION AND HYDROGEN PEROXIDE STERILIZATION SYSTEMS NON-LEACHING AND ODORLESS MICROBIAL BARRIER TEAR RESISTANCE AIR PERMEABILITY AND BURST STRENGTH WRAPPING SHEETS GREEN OR BLUE SIZE 100 CM X 100 CM | STERILIZATION SUPPLIES (CSSD)
5112 | 4228190100300 | WRAPPING SHEET NON-WOVEN SPUNBOND MELTBLOWN SPUNBOND (SMS) THICKNESS 80 GSM COMPATIBLE WITH THE STEAM STERILIZATION AND HYDROGEN PEROXIDE STERILIZATION SYSTEMS NON-LEACHING AND ODORLESS MICROBIAL BARRIER TEAR RESISTANCE AIR PERMEABILITY AND BURST STRENGTH WRAPPING SHEETS GREEN OR BLUE SIZE 100CM X 122 CM | STERILIZATION SUPPLIES (CSSD)
5113 | 4228190100500 | WRAPPING SHEET NON-WOVEN SPUNBOND MELTBLOWN SPUNBOND (SMS) THICKNESS 80 GSM COMPATIBLE WITH THE STEAM STERILIZATION AND HYDROGEN PEROXIDE STERILIZATION SYSTEMS NON-LEACHING AND ODORLESS MICROBIAL BARRIER TEAR RESISTANCE AIR PERMEABILITY AND BURST STRENGTH WRAPPING SHEETS GREEN OR BLUE SIZE 136CM X 150 CM | STERILIZATION SUPPLIES (CSSD)
5114 | 4228152110100 | WRAPPING SHEET NON-WOVEN SPUNBOND MELTBLOWN SPUNBOND (SMS) THICKNESS 80 GSM COMPATIBLE WITH THE STEAM STERILIZATION AND HYDROGEN PEROXIDE STERILIZATION SYSTEMS NON-LEACHING AND ODORLESS MICROBIAL BARRIER TEAR RESISTANCE AIR PERMEABILITY AND BURST STRENGTH WRAPPING SHEETS GREEN OR BLUE SIZE 137CM X 137 CM | STERILIZATION SUPPLIES (CSSD)
5115 | 4228190100700 | WRAPPING SHEET NON-WOVEN SPUNBOND MELTBLOWN SPUNBOND (SMS) THICKNESS 80 GSM COMPATIBLE WITH THE STEAM STERILIZATION AND HYDROGEN PEROXIDE STERILIZATION SYSTEMS NON-LEACHING AND ODORLESS MICROBIAL BARRIER TEAR RESISTANCE AIR PERMEABILITY AND BURST STRENGTH WRAPPING SHEETS GREEN OR BLUE SIZE 150CM X 188 CM | STERILIZATION SUPPLIES (CSSD)
5116 | 4228190100800 | WRAPPING SHEET NON-WOVEN SPUNBOND MELTBLOWN SPUNBOND (SMS) THICKNESS 60 GSM COMPATIBLE WITH THE STEAM STERILIZATION AND HYDROGEN PEROXIDE STERILIZATION SYSTEMS NON-LEACHING AND ODORLESS MICROBIAL BARRIER TEAR RESISTANCE AIR PERMEABILITY AND BURST STRENGTH WRAPPING SHEETS GREEN OR BLUE SIZE 30CM X 30 CM | STERILIZATION SUPPLIES (CSSD)
5117 | 4228190100900 | WRAPPING SHEET NON-WOVEN SPUNBOND MELTBLOWN SPUNBOND (SMS) THICKNESS 60 GSM COMPATIBLE WITH THE STEAM STERILIZATION AND HYDROGEN PEROXIDE STERILIZATION SYSTEMS NON-LEACHING AND ODORLESS MICROBIAL BARRIER TEAR RESISTANCE AIR PERMEABILITY AND BURST STRENGTH WRAPPING SHEETS GREEN OR BLUE SIZE 50CM X 50 CM | STERILIZATION SUPPLIES (CSSD)
5118 | 4228190101000 | WRAPPING SHEET NON-WOVEN SPUNBOND MELTBLOWN SPUNBOND (SMS) THICKNESS 60 GSM COMPATIBLE WITH THE STEAM STERILIZATION AND HYDROGEN PEROXIDE STERILIZATION SYSTEMS NON-LEACHING AND ODORLESS MICROBIAL BARRIER TEAR RESISTANCE AIR PERMEABILITY AND BURST STRENGTH WRAPPING SHEETS GREEN OR BLUE SIZE 60CM X 60 CM | STERILIZATION SUPPLIES (CSSD)
5119 | 4228190101100 | WRAPPING SHEET NON-WOVEN SPUNBOND MELTBLOWN SPUNBOND (SMS) THICKNESS 60 GSM COMPATIBLE WITH THE STEAM STERILIZATION AND HYDROGEN PEROXIDE STERILIZATION SYSTEMS NON-LEACHING AND ODORLESS MICROBIAL BARRIER TEAR RESISTANCE AIR PERMEABILITY AND BURST STRENGTH WRAPPING SHEETS GREEN OR BLUE SIZE 75CM X 75 CM | STERILIZATION SUPPLIES (CSSD)
5120 | 4228190101400 | WRAPPER STERILIZATION WETLAID NONWOVEN PAPER 120 X 120 CM 70 GSM GREEN MEDICAL GRADE | STERILIZATION SUPPLIES (CSSD)
5121 | 4228190101500 | WRAPPER STERILIZATION WETLAID NON WOVEN PAPER 137 X 137 CM 70 GSM GREEN MEDICAL GRADE | STERILIZATION SUPPLIES (CSSD)
5122 | 4228190101600 | WRAPPER STERILIZATION WETLAID NONWOVEN PAPER 30 X 30 CM 60 GSM GREEN MEDICAL GRADE | STERILIZATION SUPPLIES (CSSD)
5123 | 4228190101700 | WRAPPER STERILIZATION WETLAID NONWOVEN PAPER 50 X 50 CM 60 GSM GREEN MEDICAL GRADE | STERILIZATION SUPPLIES (CSSD)
5124 | 4228190101800 | WRAPPER STERILIZATION WETLAID NONWOVEN PAPER 60 X 60 CM 60 GSM GREEN MEDICAL GRADE | STERILIZATION SUPPLIES (CSSD)
5125 | 4228190101900 | WRAPPER STERILIZATION WETLAID NONWOVEN PAPER 75 X 75 CM 60 GSM GREEN MEDICAL GRADE | STERILIZATION SUPPLIES (CSSD)
5126 | 4228190102000 | WRAPPER STERILIZATION WETLAID NONWOVEN PAPER 90 X 90 CM 60 GSM GREEN MEDICAL GRADE | STERILIZATION SUPPLIES (CSSD)
5127 | 4228180800400 | WRAPPER STERILIZATION CREPE PAPER 50X50CM MEDICAL GRADE 60GSM | STERILIZATION SUPPLIES (CSSD)
5128 | 4228180800500 | WRAPPER STERILIZATION CREPE PAPER 60X60CM MEDICAL GRADE 60 GSM | STERILIZATION SUPPLIES (CSSD)
5129 | 4228180800600 | WRAPPER STERILIZATION CREPE PAPER 90X90CM MEDICAL GRADE 60 GSM | STERILIZATION SUPPLIES (CSSD)
5130 | 4228190406800 | POUCH STEAM STERILIZATION PRE-CUT GUSSET HEAT SEAL, MEDICAL GRADE PAPER NOT LESS THAN 60 GSM (WHITE) , THICK PLASTIC TRANSPARENT FILM, PUNCTURE RESISTANT INDICATOR TYPE 1 PRINTED AT DISTANCE EVERY 15 CM, SEAL EDGE 9 MM, SIZE: L 230 MM X W 100 MM X H 50 MM | STERILIZATION SUPPLIES (CSSD)
5131 | 4228190405500 | POUCH STEAM STERILIZATION PRE-CUT FLAT SELF-SEAL, MEDICAL GRADE PAPER NOT LESS THAN 60 GSM (WHITE) , THICK PLASTIC TRANSPARENT FILM, PUNCTURE RESISTANT INDICATOR TYPE 1 PRINTED AT DISTANCE EVERY 15 CM, SEAL EDGE 9 MM, SIZE: L 300 MM X W 110 MM | STERILIZATION SUPPLIES (CSSD)
5132 | 4228190405600 | POUCH STEAM STERILIZATION PRE-CUT FLAT SELF-SEAL, MEDICAL GRADE PAPER NOT LESS THAN 60 GSM (WHITE) , THICK PLASTIC TRANSPARENT FILM, PUNCTURE RESISTANT INDICATOR TYPE 1 PRINTED AT DISTANCE EVERY 15 CM, SEAL EDGE 9 MM, SIZE: L 280 MM X W 130 MM | STERILIZATION SUPPLIES (CSSD)
5133 | 4228190405700 | POUCH STEAM STERILIZATION PRE-CUT FLAT HEAT SEAL, MEDICAL GRADE PAPER NOT LESS THAN 60 GSM (WHITE) , THICK PLASTIC TRANSPARENT FILM, PUNCTURE RESISTANT INDICATOR TYPE 1 PRINTED AT DISTANCE EVERY 15 CM, SEAL EDGE 9 MM, SIZE: L 360 MM X W 150 MM | STERILIZATION SUPPLIES (CSSD)
5134 | 4228190405300 | POUCH STEAM STERILIZATION PRE-CUT GUSSET HEAT SEAL, MEDICAL GRADE PAPER NOT LESS THAN 60 GSM (WHITE) , THICK PLASTIC TRANSPARENT FILM, PUNCTURE RESISTANT INDICATOR TYPE 1 PRINTED AT DISTANCE EVERY 15 CM, SEAL EDGE 9 MM, SIZE: L 355MM X W 230 MM X H 100MM | STERILIZATION SUPPLIES (CSSD)
5135 | 4228190405900 | POUCH STEAM STERILIZATION PRE-CUT FLAT HEAT SEAL, MEDICAL GRADE PAPER NOT LESS THAN 60 GSM (WHITE) , THICK PLASTIC TRANSPARENT FILM, PUNCTURE RESISTANT INDICATOR TYPE 1 PRINTED AT DISTANCE EVERY 15 CM, SEAL EDGE 9 MM, SIZE: L 250 MM X W 200 MM | STERILIZATION SUPPLIES (CSSD)
5136 | 4228190406000 | POUCH STEAM STERILIZATION PRE-CUT GUSSET HEAT SEAL, MEDICAL GRADE PAPER NOT LESS THAN 60 GSM (WHITE) , THICK PLASTIC TRANSPARENT FILM, PUNCTURE RESISTANT INDICATOR TYPE 1 PRINTED AT DISTANCE EVERY 15 CM, SEAL EDGE 9 MM, SIZE: L 460 MM X W 250 MM X H 50 MM | STERILIZATION SUPPLIES (CSSD)
5137 | 4228190406100 | POUCH STEAM STERILIZATION PRE-CUT FLAT SELF-SEAL, MEDICAL GRADE PAPER NOT LESS THAN 60 GSM (WHITE) , THICK PLASTIC TRANSPARENT FILM, PUNCTURE RESISTANT INDICATOR TYPE 1 PRINTED AT DISTANCE EVERY 15 CM, SEAL EDGE 9 MM, SIZE: L 230 MM X W 50 MM | STERILIZATION SUPPLIES (CSSD)
5138 | 4228190406200 | POUCH STEAM STERILIZATION PRE-CUT FLAT SELF-SEAL, MEDICAL GRADE PAPER NOT LESS THAN 60 GSM (WHITE) , THICK PLASTIC TRANSPARENT FILM, PUNCTURE RESISTANT INDICATOR TYPE 1 PRINTED AT DISTANCE EVERY 15 CM, SEAL EDGE 9 MM, SIZE: L 100 MM X W 60 MM | STERILIZATION SUPPLIES (CSSD)
5139 | 4228190407000 | POUCH STEAM STERILIZATION PRE-CUT FLAT SELF-SEAL, MEDICAL GRADE PAPER NOT LESS THAN 60 GSM (WHITE) , THICK PLASTIC TRANSPARENT FILM, PUNCTURE RESISTANT INDICATOR TYPE 1 PRINTED AT DISTANCE EVERY 15 CM, SEAL EDGE 9 MM, SIZE: L 130 MM X W 70 MM | STERILIZATION SUPPLIES (CSSD)
5140 | 4228190407100 | POUCH STEAM STERILIZATION PRE-CUT FLAT SELF-SEAL, MEDICAL GRADE PAPER NOT LESS THAN 60 GSM (WHITE) , THICK PLASTIC TRANSPARENT FILM, PUNCTURE RESISTANT INDICATOR TYPE 1 PRINTED AT DISTANCE EVERY 15 CM, SEAL EDGE 9 MM, SIZE: L 250 MM X W 70 MM | STERILIZATION SUPPLIES (CSSD)
5141 | 4228190406400 | POUCH STEAM STERILIZATION PRE-CUT FLAT HEAT SEAL, MEDICAL GRADE PAPER NOT LESS THAN 60 GSM (WHITE) , THICK PLASTIC TRANSPARENT FILM, PUNCTURE RESISTANT INDICATOR TYPE 1 PRINTED AT DISTANCE EVERY 15 CM, SEAL EDGE 9 MM, SIZE: L 150 MM X W 75 MM | STERILIZATION SUPPLIES (CSSD)
5142 | 4228190406500 | POUCH STEAM STERILIZATION PRE-CUT FLAT SELF-SEAL, MEDICAL GRADE PAPER NOT LESS THAN 60 GSM (WHITE) , THICK PLASTIC TRANSPARENT FILM, PUNCTURE RESISTANT INDICATOR TYPE 1 PRINTED AT DISTANCE EVERY 15 CM, SEAL EDGE 9 MM, SIZE: L 300 MM X W 80 MM | STERILIZATION SUPPLIES (CSSD)
5143 | 4228190406600 | POUCH STEAM STERILIZATION PRE-CUT FLAT SELF-SEAL, MEDICAL GRADE PAPER NOT LESS THAN 60 GSM (WHITE) , THICK PLASTIC TRANSPARENT FILM, PUNCTURE RESISTANT INDICATOR TYPE 1 PRINTED AT DISTANCE EVERY 15 CM, SEAL EDGE 9 MM, SIZE: L 170 MM X W 90 MM | STERILIZATION SUPPLIES (CSSD)
5144 | 4228190406700 | POUCH STEAM STERILIZATION PRE-CUT FLAT SELF-SEAL, MEDICAL GRADE PAPER NOT LESS THAN 60 GSM (WHITE) , THICK PLASTIC TRANSPARENT FILM, PUNCTURE RESISTANT INDICATOR TYPE 1 PRINTED AT DISTANCE EVERY 15 CM, SEAL EDGE 9 MM, SIZE: L 250 MM X W 90 MM | STERILIZATION SUPPLIES (CSSD)
5145 | 4231210808800 | TYVEK POUCH H2O2 STERILIZATION PRE-CUT FLAT HEAT SEAL70 GSM PUNCTURE RESISTANT PLASTIC TRANSPARENT FILM PROCESS INDICATOR TYPE 1 PRINTED AT DISTANCE EVERY 15 CM SIZE: L 350 MM X W 150 MM | STERILIZATION SUPPLIES (CSSD)
5146 | 4228190407800 | TYVEK POUCH H2O2 STERILIZATION PRE-CUT FLAT HEAT SEAL 70 GSM PUNCTURE RESISTANT PLASTIC TRANSPARENT FILM PROCESS INDICATOR TYPE 1 PRINTED AT DISTANCE EVERY 15 CM SIZE: L 500 MM X W 200 MM | STERILIZATION SUPPLIES (CSSD)
5147 | 4228190407300 | TYVEK POUCH H2O2 STERILIZATION PRE-CUT FLAT HEAT SEAL 70 GSM PUNCTURE RESISTANT PLASTIC TRANSPARENT FILM PROCESS INDICATOR TYPE 1 PRINTED AT DISTANCE EVERY 15 CM SIZE: L 350 MM X W 210 MM | STERILIZATION SUPPLIES (CSSD)
5148 | 4228190407500 | TYVEK POUCH H2O2 STERILIZATION PRE-CUT FLAT HEAT SEAL 70 GSM PUNCTURE RESISTANT PLASTIC TRANSPARENT FILM PROCESS INDICATOR TYPE 1 PRINTED AT DISTANCE EVERY 15 CM SIZE: L 450 MM X W 320 MM | STERILIZATION SUPPLIES (CSSD)
5149 | 4228190407900 | TYVEK POUCH H2O2 STERILIZATION PRE-CUT FLAT HEAT SEAL 70 GSM, PUNCTURE RESISTANT PLASTIC, TRANSPARENT FILM, PROCESS INDICATOR TYPE 1 PRINTED AT DISTANCE EVERY 15 CM, SIZE: L 75 MM X W 70 MM | STERILIZATION SUPPLIES (CSSD)
5150 | 4228190408000 | TYVEK POUCH H2O2 STERILIZATION PRE-CUT FLAT HEAT SEAL 70 GSM, PUNCTURE RESISTANT PLASTIC, TRANSPARENT FILM, PROCESS INDICATOR TYPE 1 PRINTED AT DISTANCE EVERY 15 CM, SIZE: L 90 MM X W 70 MM | STERILIZATION SUPPLIES (CSSD)
5151 | 4228190407700 | TYVEK POUCH H2O2 STERILIZATION PRE-CUT FLAT HEAT SEAL 70 GSM, PUNCTURE RESISTANT PLASTIC, TRANSPARENT FILM, PROCESS INDICATOR TYPE 1 PRINTED AT DISTANCE EVERY 15 CM, SIZE: L 150 MM X W 76 MM | STERILIZATION SUPPLIES (CSSD)
5152 | 4228190206700 | TAPE COLOR CODING ROLL LATEX FREE SURGICAL INSTRUMENTS 3000MM X 2.5 MM BLACK | STERILIZATION SUPPLIES (CSSD)
5153 | 4228190206800 | TAPE COLOR CODING ROLL LATEX FREE SURGICAL INSTRUMENTS 3000MM X 2.5 MM BLUE | STERILIZATION SUPPLIES (CSSD)
5154 | 4228190206900 | TAPE COLOR CODING ROLL LATEX FREE SURGICAL INSTRUMENTS 3000MM X 2.5 MM BROWN | STERILIZATION SUPPLIES (CSSD)
5155 | 4228190206500 | TAPE COLOR CODING ROLL LATEX FREE SURGICAL INSTRUMENTS 3000MM X 2.5 MM GREEN | STERILIZATION SUPPLIES (CSSD)
5156 | 4228190207200 | TAPE COLOR CODING ROLL LATEX FREE SURGICAL INSTRUMENTS 3000MM X 2.5 MM ORANGE | STERILIZATION SUPPLIES (CSSD)
5157 | 4228190207300 | TAPE COLOR CODING ROLL LATEX FREE SURGICAL INSTRUMENTS 3000MM X 2.5 MM PURPLE | STERILIZATION SUPPLIES (CSSD)
5158 | 4228190207400 | TAPE COLOR CODING ROLL LATEX FREE SURGICAL INSTRUMENTS 3000MM X 2.5 MM RED | STERILIZATION SUPPLIES (CSSD)
5159 | 4228190207500 | TAPE COLOR CODING ROLL LATEX FREE SURGICAL INSTRUMENTS 3000MM X 2.5 MM STRIPED RED/ WHITE | STERILIZATION SUPPLIES (CSSD)
5160 | 4228190206600 | TAPE COLOR CODING ROLL LATEX FREE SURGICAL INSTRUMENTS 3000MM X 2.5 MM WHITE | STERILIZATION SUPPLIES (CSSD)
5161 | 4228190207600 | TAPE COLOR CODING ROLL LATEX FREE SURGICAL INSTRUMENTS 3000MM X 2.5 MM YELLOW | STERILIZATION SUPPLIES (CSSD)
5162 | 4228190207700 | TAPE COLOR CODING ROLL LATEX FREE SURGICAL INSTRUMENTS 3000MM X 2.5 MM STRIPED YELLOW / WHITE | STERILIZATION SUPPLIES (CSSD)
5163 | 4228190701000 | GUARD PROTECTION TIP INSTRUMENTS DUO VENTED LATEX FREE TRANSPARENT AUTOCLAVABLE 1.5 X 19.1MM | STERILIZATION SUPPLIES (CSSD)
5164 | 4228190701100 | GUARD PROTECTION TIP INSTRUMENTS DUO VENTED LATEX FREE TRANSPARENT AUTOCLAVABLE 1.5 X 9.7MM | STERILIZATION SUPPLIES (CSSD)
5165 | 4228190800400 | TRAY LINER, MADE OF CELLULOSE FIBERS 80 G TO BE USE UNDER THE SURGICAL TRAY TO ABSORB ANY MOISTURE AFTER THE CYCLE, WHITE, SIZE 300 X 300 MM. | STERILIZATION SUPPLIES (CSSD)
5166 | 4228190800500 | TRAY LINER, MADE OF CELLULOSE FIBERS 80 G TO BE USE UNDER THE SURGICAL TRAY TO ABSORB ANY MOISTURE AFTER THE CYCLE, WHITE, SIZE 300 X 450 MM. | STERILIZATION SUPPLIES (CSSD)
5167 | 4228190800600 | TRAY LINER, MADE OF CELLULOSE FIBERS 80 G TO BE USE UNDER THE SURGICAL TRAY TO ABSORB ANY MOISTURE AFTER THE CYCLE, WHITE, SIZE 300 X 600 MM. | STERILIZATION SUPPLIES (CSSD)
5168 | 4228190900200 | LABEL FOR ZEBRA PRINTER MODEL 105 SL ULTIMATE 3000 T WHITE ROLL SIZE 7.5 X 2.5 CM | STERILIZATION SUPPLIES (CSSD)
5169 | 4228190408200 | POUCH STEAM STERILIZATION PAPER TO PAPER, THICKNESS 60 GSM, SERRATED TOP, HEAT SEAL MEDICAL GRADE, 110X30X190MM | STERILIZATION SUPPLIES (CSSD)
5170 | 4228190408100 | POUCH STEAM STERILIZATION PAPER TO PAPER, THICKNESS 60 GSM, SERRATED TOP, HEAT SEAL MEDICAL GRADE, 110X30X380MM | STERILIZATION SUPPLIES (CSSD)
5171 | 4228190400000 | POUCH STEAM STERILIZATION PAPER TO PAPER, THICKNESS 60 GSM, SERRATED TOP, HEAT SEAL MEDICAL GRADE, 140X75X250MM | STERILIZATION SUPPLIES (CSSD)
5172 | 4228190408400 | POUCH STEAM STERILIZATION PAPER TO PAPER, THICKNESS 60 GSM, SERRATED TOP, HEAT SEAL MEDICAL GRADE, 190X65X330MM | STERILIZATION SUPPLIES (CSSD)
5173 | 4228190408500 | POUCH STEAM STERILIZATION PAPER TO PAPER, THICKNESS 60 GSM, SERRATED TOP, HEAT SEAL MEDICAL GRADE, 300X75X530MM | STERILIZATION SUPPLIES (CSSD)
5174 | 4228190408600 | POUCH STEAM STERILIZATION PAPER TO PAPER, THICKNESS 60 GSM, SERRATED TOP, HEAT SEAL MEDICAL GRADE, 380X125X610MM | STERILIZATION SUPPLIES (CSSD)
5175 | 4228190400700 | POUCH STEAM STERILIZATION PAPER TO PAPER, THICKNESS 60 GSM, SERRATED TOP, HEAT SEAL MEDICAL GRADE, 90X50X250MM | STERILIZATION SUPPLIES (CSSD)
5176 | 4228190408300 | POUCH STEAM STERILIZATION PAPER TO PAPER 180 X 95 X 380MM HEAT SEAL MEDICAL GRADE | STERILIZATION SUPPLIES (CSSD)
5177 | 4228190400600 | POUCH STEAM STERILIZATION PAPER TO PAPER 90X50X125MM HEAT SEAL MEDICAL GRADE | STERILIZATION SUPPLIES (CSSD)
5178 | 4228190400200 | POUCH STEAM STERILIZATION PAPER TO PAPER 250X100X380MM HEAT SEAL MEDICAL GRADE | STERILIZATION SUPPLIES (CSSD)
5179 | 4228190700700 | COVER SILICONE MESH FLEXIBLE SUITABLE FOR WASHER DISINFECTOR TRAY HEAT RESISTANT UP TO 100 DEGREES CELSIUS 425X210MM | STERILIZATION SUPPLIES (CSSD)
5180 | 4228190700800 | COVER SILICONE MESH FLEXIBLE SUITABLE FOR WASHER DISINFECTOR TRAY HEAT RESISTANT UP TO 100 DEGREE CELSIUS 445X230MM | STERILIZATION SUPPLIES (CSSD)
5181 | 4228190900300 | INK LABEL GUN COMPATIBLE WITH 3 LINES RECORD SYSTEM | STERILIZATION SUPPLIES (CSSD)
5182 | 4228190206100 | LINT REMOVER ROLLER ADHESIVE WITH HANDLE | STERILIZATION SUPPLIES (CSSD)
5183 | 4213220509100 | GLOVES SILICONE HEAT RESISTANT UP TO 134 DEGREE, WATER RESISTANCE, REUSABLE | STERILIZATION SUPPLIES (CSSD)
5184 | 4228190700300 | PROTECTOR PLASTIC POINT 30MM TRANSPARENT DISPOSABLE AUTOCLAVABLE | STERILIZATION SUPPLIES (CSSD)
5185 | 4228190900100 | LABEL, STRONG, ADHESIVE, KEEPS LABEL WITH STAND H2O2 STERILIZATION, THE LABEL PROVIDE 3 LINES OF INFORMATION WITH UP TO 10 CHARACTERS PER LINE | STERILIZATION SUPPLIES (CSSD)
5186 | 4228170406000 | ENZYMATIC DETERGENT 3 ENZYMES (AMYLASE PROTEASE LIPASE) EFFECTIVE ON HARD TO CLEAN SOILS DISSOLVES COMPLETELY IN HARD OR SOFT WATER EASY TO RINSE LOW FOAMING SUITABLE FOR AUTOMATIC AND MANUAL CLEANING 2-5 ML DOSE FORMULA NEUTRAL PH CORROSION INHIBITOR BIODEGRADABLE CE EPA OR SFDA REGISTERED MUST BE COMPATIBLE WITH WASHER DISINFECTOR CART WASHER ULTRASONIC MACHINES FIT TO CABINET (WIDE CAP) WITH EVERY 5 GALLON ONE MANUAL DOSING PUMP GALLON. | STERILIZATION SUPPLIES (CSSD)
5187 | 4228150914300 | "BASKET, STAINLESS STEEL, FOR CSSD WASHERS, FINE MESH MAXIMUM OPENING 4 MM, ROUND EDGES, SIZE 25CM WIDTH, 34CM LENGTH, 7CM HEIGHT" | STERILIZATION SUPPLIES (CSSD)
5188 | 4228150914400 | "BASKET, STAINLESS STEEL, FOR CSSD WASHERS, FINE MESH MAXIMUM OPENING 4 MM, ROUND EDGES, SIZE 34CM WIDTH, 45CM LENGTH, 7CM HEIGHT" | STERILIZATION SUPPLIES (CSSD)
5189 | 4228150914200 | "BASKET, STAINLESS STEEL, FOR CSSD WASHERS, FINE MESH MAXIMUM OPENING 4 MM, ROUND EDGES, SIZE 17CM WIDTH, 25CM LENGTH, 7CM HEIGHT" | STERILIZATION SUPPLIES (CSSD)
5190 | 4228190800800 | TRAY LINER, MADE OF CELLULOSE FIBERS 80 G TO BE USE UNDER THE SURGICAL TRAY TO ABSORB ANY MOISTURE AFTER THE CYCLE, WHITE, SIZE 250MM X 320MM. | STERILIZATION SUPPLIES (CSSD)
5191 | 4228190202900 | WRAPPING SHEET NON-WOVEN SPUNBOND MELTBLOWN SPUNBOND (SMS) TWO LAYERS BONDED SIMULTANEOUS EACH LAYER DIFFERENT COLOR EACH LAYER THICKNESS 80 GSM COMPATIBLE WITH THE STEAM STERILIZATION AND HYDROGEN PEROXIDE STERILIZATION SYSTEMS NON-LEACHING AND ODORLESS MICROBIAL BARRIER TEAR RESISTANCE AIR PERMEABILITY AND BURST STRENGTH WRAPPING SHEETS SIZE 150 CM X 150 CM | STERILIZATION SUPPLIES (CSSD)
5192 | 4228152701000 | LABEL TAPE, FOR CASSETTE - 24 MM LAMINATED BLACK LETTERS ON WHITE TAPE USED IN STERILIZATION | STERILIZATION SUPPLIES (CSSD)
5193 | 4231154606800 | CHANNEL CLEANING BRUSHES NYLON BRISTLE, STAINLESS STEEL HANDLE 16 INCH (41CM) LONG X 393 INCH (9.98MM) DIAMETER, DISPOSABLE | STERILIZATION SUPPLIES (CSSD)
5194 | 4231154606700 | CHANNEL CLEANING BRUSHES NYLON BRISTLE, STAINLESS STEEL HANDLE 12 INCH (30.46 CM) LONG X 197 INCH (5.00MM) DIAMETER, DISPOSABLE | STERILIZATION SUPPLIES (CSSD)
5195 | 4231154606600 | CHANNEL CLEANING BRUSHES NYLON BRISTLE, STAINLESS STEEL HANDLE 8 INCH (20.32 CM) LONG X 144 INCH (3.36MM) DIAMETER, DISPOSABLE | STERILIZATION SUPPLIES (CSSD)
5196 | 4228190702500 | SURGICAL INSTRUMENT TIP CAPS, OSTEOTOME WITH VENT WHITE TINT 0.75 INCH (19.1MM) X 0.25 INCH 96.5MM) DIAMETER SIZE: 11 | STERILIZATION SUPPLIES (CSSD)
5197 | 4228190702400 | SURGICAL INSTRUMENT TIP CAPS, OSTEOTOME WITH VENT GREEN TINT 1 INCH (25.4MM) LENGTH X 0.5 INCH (12.7MM) DIAMETER SIZE: 13 | STERILIZATION SUPPLIES (CSSD)
5198 | 4228153600100 | "FILTER, POLYTETRAFLUOROETHYLENE ( PTFE ), FOR RIGID CONTAINER, REUSABLE, ROUND, FREE LATEX" | STERILIZATION SUPPLIES (CSSD)
5199 | 4228170406300 | RUST AND STAIN REMOVER ACIDIC BASED MAINTAINS THE PROTECTIVE PASSIVE LAYER INTEGRITY OF STAINLESS-STEEL OF SURGICAL INSTRUMENT AN = TI-CORROSION REMOVE RUST PITTING STAINS AND LIMESCALE EFFECTIVE IN HARD WATER SCALE RINSE FREE FOR MANUAL PROCESS WITH EVERY 5 GALLON ONE MANUAL DOSING PUMP GALLON. | STERILIZATION SUPPLIES (CSSD)
5200 | 4229554601000 | RIGID SCOPE PROTECTOR MADE OF POLYMER TO PROTECT THE RIGID SCOPE LENS FROM DAMAGE AUTOCLAVABLE FIT UO TO 5 MM DIAMETER SCOPE. | STERILIZATION SUPPLIES (CSSD)
5201 | 4228181100500 | SEAL, TAMPER PROOF PLASTIC SURGICAL CONTAINERS WITH STEAM INDICATOR, BLUE UNIVERSAL DISPOSABLE | STERILIZATION SUPPLIES (CSSD)
5202 | 4228190410600 | POUCH STEAM STERILIZATION PRE-CUT GUSSET HEAT SEAL, MEDICAL GRADE PAPER NOT LESS THAN 60 GSM (WHITE) , THICK PLASTIC TRANSPARENT FILM, PUNCTURE RESISTANT INDICATOR TYPE 1 PRINTED AT DISTANCE EVERY 15 CM, SEAL EDGE 9 MM, SIZE: L 400 MM X W 250 MM X H 80 MM | STERILIZATION SUPPLIES (CSSD)
5203 | 4228190410500 | POUCH STEAM STERILIZATION PRE-CUT GUSSET HEAT SEAL, MEDICAL GRADE PAPER NOT LESS THAN 60 GSM (WHITE) , THICK PLASTIC TRANSPARENT FILM, PUNCTURE RESISTANT INDICATOR TYPE 1 PRINTED AT DISTANCE EVERY 15 CM, SEAL EDGE 9 MM, SIZE: L 125 MM X W 90 MM X H 38 MM | STERILIZATION SUPPLIES (CSSD)
5204 | 4228190410700 | POUCH STEAM STERILIZATION PRE-CUT GUSSET HEAT SEAL MEDICAL GRADE PAPER NOT LESS THAN 60 GSM (WHITE) THICK PLASTIC TRANSPARENT FILM PUNCTURE RESISTANT INDICATOR TYPE 1 PRINTED AT DISTANCE EVERY 15 CM SEAL EDGE 9 MM SIZE: L 600MM X W 400MM X H 130MM | STERILIZATION SUPPLIES (CSSD)
5205 | 4213220508900 | HEAVY DUTY GLOVES MEDICAL GRADE NITRILE OR NATURAL RUBBER LATEX POWDER FREE FINGER THICKNESS 15 MIL PALM THICKNESS 13 MIL LONG CUFFS 30-35CM FROM THE INDEX FINGER PUNCTURE RESISTANT CHEMO RESISTANT SINGLE USE NON-STERILE SMALL. | STERILIZATION SUPPLIES (CSSD)
5206 | 4213220302300 | HEAVY DUTY GLOVES MEDICAL GRADE NITRILE OR NATURAL RUBBER LATEX POWDER FREE FINGER THICKNESS 15 MIL PALM THICKNESS 13 MIL LONG CUFFS 30-35CM FROM THE INDEX FINGER PUNCTURE RESISTANT CHEMO RESISTANT SINGLE USE NON-STERILE LARGE. | STERILIZATION SUPPLIES (CSSD)
5207 | 4228152100100 | HEAVY DUTY GLOVES, MEDICAL GRADE NITRILE OR NATURAL RUBBER LATEX, POWDER FREE, FINGER THICKNESS 15 MIL, PALM THICKNESS 13 MIL, LONG CUFFS 30-35CM FROM THE INDEX FINGER, PUNCTURE RESISTANT, CHEMO RESISTANT, SINGLE USE, NON-STERILE, X-LARGE. | STERILIZATION SUPPLIES (CSSD)
5208 | 4228190000900 | "TRANSPORTATION BOX, FOR DELIVERING STERILE INSTRUMENT, PROPYLENE PLASTIC MATERIAL, FREE LID LOCKABLE ATTACHED TO BOTH SIDES AND WELL SECURED, COLOR BLUE, WASHABLE UP TO 95 DEGREE BOX, DURABLE, EXTERNAL SIZE 30 X 20 X 19 CM" | STERILIZATION SUPPLIES (CSSD)
5209 | 4228190001000 | "TRANSPORTATION BOX, FOR DELIVERING STERILE INSTRUMENT, PROPYLENE PLASTIC MATERIAL, FREE LID LOCKABLE ATTACHED TO BOTH SIDES AND WELL SECURED, COLOR BLUE, WASHABLE UP TO 95 DEGREE BOX, DURABLE, EXTERNAL SIZE 40 X 30 X 25 CM" | STERILIZATION SUPPLIES (CSSD)
5210 | 4228152102700 | BRUSH CLEANING CANNULATED, SINGLE ENDED, HIGH QUALITY WHITE MEDICAL GRADE SOFT NYLON BRISTLES, STAINLESS STEEL HANDLE, DISPOSABLE, NON-STERILE, BRISTLE DIAMETER WIDE: 10 -15 MM, OVERALL LENGTH NOT LESS THAN 30 CM. | STERILIZATION SUPPLIES (CSSD)
5211 | 4228152102800 | BRUSH CLEANING CANNULATED INSTRUMENT, SINGLE ENDED, HIGH QUALITY WHITE MEDICAL GRADE SOFT NYLON BRISTLES, STAINLESS STEEL HANDLE, DISPOSABLE, NON-STERILE, BRISTLE DIAMETER WIDE: 15 -20 MM, OVERALL LENGTH NOT LESS THAN 30 CM | STERILIZATION SUPPLIES (CSSD)
5212 | 4228152102600 | BRUSH CLEANING CANNULATED INSTRUMENT, SINGLE ENDED, HIGH QUALITY WHITE MEDICAL GRADE SOFT NYLON BRISTLES, STAINLESS STEEL HANDLE, DISPOSABLE, NON-STERILE, BRISTLE DIAMETER WIDE: 5 MM, OVERALL LENGTH NOT LESS THAN 30 CM. | STERILIZATION SUPPLIES (CSSD)
5213 | 4228190410000 | POUCH STEAM STERILIZATION PRE-CUT FLAT SELF-SEAL, MEDICAL GRADE PAPER NOT LESS THAN 60 GSM (WHITE) , THICK PLASTIC TRANSPARENT FILM, PUNCTURE RESISTANT INDICATOR TYPE 1 PRINTED AT DISTANCE EVERY 15 CM, SEAL EDGE 9 MM, SIZE: L 110 MM X W 90 MM | STERILIZATION SUPPLIES (CSSD)
5214 | 4228190410100 | POUCH STEAM STERILIZATION PRE-CUT FLAT SELF-SEAL, MEDICAL GRADE PAPER NOT LESS THAN 60 GSM (WHITE) , THICK PLASTIC TRANSPARENT FILM, PUNCTURE RESISTANT INDICATOR TYPE 1 PRINTED AT DISTANCE EVERY 15 CM, SEAL EDGE 9 MM, SIZE: L 220 MM X W 120 MM | STERILIZATION SUPPLIES (CSSD)
5215 | 4228170405800 | ALKALINE DETERGENT SODIUM/POTASSIUM HYDROXIDE EFFECTIVE ON HARD TO CLEAN SOILS DISSOLVES COMPLETELY IN HARD OR SOFT WATER EASY TO RINSE LOW FOAMING SUITABLE FOR AUTOMATIC CLEANING 2-5 ML DOSE FORMULA ALKALINE PH SOLUTION UP TO 11 CORROSION INHIBITOR BIODEGRADABLE 200 L. | STERILIZATION SUPPLIES (CSSD)
5216 | 4228170406200 | ENZYMATIC DETERGENT NOT LESS THAN 3 ENZYMES (AMYLASE PROTEASE LIPASE) EFFECTIVE ON HARD TO CLEAN SOILS DISSOLVES COMPLETELY IN HARD OR SOFT WATER EASY TO RINSE LOW FOAMING SUITABLE FOR AUTOMATIC AND MANUAL CLEANING 2-5 ML DOSE FORMULA NEUTRAL PH CORROSION INHIBITOR BIODEGRADABLE 200 L. | STERILIZATION SUPPLIES (CSSD)
5217 | 4618160702500 | SHOES, ANTI-SLIPPERY, WATERPROOF, PUNCTURE RESISTANT, ANTISTATIC, COVERING THE FEET AND TOES WITH REINFORCEMENT HEEL, LATERAL VENTILATION PORTS, COMFORTABLE, ERGONOMIC DESIGN TO RELIEVE TENSION IN FEET AND LOWER BACK, LIGHT WEIGHT (NOT MORE THAN 80G PER PIECE) , EASY TO CLEAN AND DISINFECT, SIZE 35/36 BLUE | STERILIZATION SUPPLIES (CSSD)
5218 | 4618160702600 | SHOES, ANTI-SLIPPERY, WATERPROOF, PUNCTURE RESISTANT, ANTISTATIC, COVERING THE FEET AND TOES WITH REINFORCEMENT HEEL, LATERAL VENTILATION PORTS, COMFORTABLE, ERGONOMIC DESIGN TO RELIEVE TENSION IN FEET AND LOWER BACK, LIGHT WEIGHT (NOT MORE THAN 80G PER PIECE) , EASY TO CLEAN AND DISINFECT, SIZE 37/38 BLUE | STERILIZATION SUPPLIES (CSSD)
5219 | 4618160702700 | SHOES, ANTI-SLIPPERY, WATERPROOF, PUNCTURE RESISTANT, ANTISTATIC, COVERING THE FEET AND TOES WITH REINFORCEMENT HEEL, LATERAL VENTILATION PORTS, COMFORTABLE, ERGONOMIC DESIGN TO RELIEVE TENSION IN FEET AND LOWER BACK, LIGHT WEIGHT (NOT MORE THAN 80G PER PIECE) , EASY TO CLEAN AND DISINFECT, SIZE 39/40 BLUE | STERILIZATION SUPPLIES (CSSD)
5220 | 4618160702800 | SHOES, ANTI-SLIPPERY, WATERPROOF, PUNCTURE RESISTANT, ANTISTATIC, COVERING THE FEET AND TOES WITH REINFORCEMENT HEEL, LATERAL VENTILATION PORTS, COMFORTABLE, ERGONOMIC DESIGN TO RELIEVE TENSION IN FEET AND LOWER BACK, LIGHT WEIGHT (NOT MORE THAN 80G PER PIECE) , EASY TO CLEAN AND DISINFECT, SIZE 41/42 BLUE | STERILIZATION SUPPLIES (CSSD)
5221 | 4213150709100 | SHOES, ANTI-SLIPPERY, WATER PROOF, PUNCTURE RESISTANT, ANTISTATIC, COVERING THE FEET AND TOES WITH REINFORCEMENT HEEL, LATERAL VENTILATION PORTS, COMFORTABLE, ERGONOMIC DESIGN TO RELIEVE TENSION IN FEET AND LOWER BACK, LIGHT WEIGHT (NOT MORE THAN 80G PER PIECE), EASY TO CLEAN AND DISINFECT, SIZE 43/44 BLUE | STERILIZATION SUPPLIES (CSSD)
5222 | 4618160702900 | SHOES, ANTI-SLIPPERY, WATERPROOF, PUNCTURE RESISTANT, ANTISTATIC, COVERING THE FEET AND TOES WITH REINFORCEMENT HEEL, LATERAL VENTILATION PORTS, COMFORTABLE, ERGONOMIC DESIGN TO RELIEVE TENSION IN FEET AND LOWER BACK, LIGHT WEIGHT (NOT MORE THAN 80G PER PIECE) , EASY TO CLEAN AND DISINFECT, SIZE 45/46 BLUE | STERILIZATION SUPPLIES (CSSD)
5223 | 4228190410900 | STEAM POUCH STERILIZATION ROLL FLAT, NOT LESS THAN 60 GSM, PUNCTURE RESISTANT PLASTIC, TRANSPARENT FILM, PROCESS INDICATOR TYPE 1 PRINTED AT DISTANCE EVERY 15 CM, SIZE: 300 MM X 100 M. | STERILIZATION SUPPLIES (CSSD)
5224 | 4229542705000 | BRUSH CLEANING SHORT LUMEN, HIGH QUALITY WHITE MEDICAL GRADE SOFT NYLON BRISTLES, DISPOSABLE, 320X100X3MM. | STERILIZATION SUPPLIES (CSSD)
5225 | 4229542705100 | BRUSH CLEANING SHORT LUMEN, HIGH QUALITY WHITE MEDICAL GRADE SOFT NYLON BRISTLES, DISPOSABLE, 320X100X4MM. | STERILIZATION SUPPLIES (CSSD)
5226 | 4229542705200 | BRUSH CLEANING SHORT LUMEN, HIGH QUALITY WHITE MEDICAL GRADE SOFT NYLON BRISTLES, DISPOSABLE, 320X150X5MM | STERILIZATION SUPPLIES (CSSD)
5227 | 4229542704200 | BRUSH CLEANING NYLON BRISTLE SURGICAL INSTRUMENT 16X12MM TWISTED WIRE MORE THAN 300MM LENGTH | STERILIZATION SUPPLIES (CSSD)
5228 | 4229542704300 | BRUSH CLEANING NYLON BRISTLE SURGICAL INSTRUMENT 16X50MM GREEN BEAD - TWISTED WIRE | STERILIZATION SUPPLIES (CSSD)
5229 | 4229542704400 | BRUSH CLEANING NYLON BRISTLE SURGICAL INSTRUMENT 24X10MM TWISTED WIRE MORE THAN 300MM LENGTH | STERILIZATION SUPPLIES (CSSD)
5230 | 4229542704500 | BRUSH CLEANING NYLON BRISTLE SURGICAL INSTRUMENT 24X7.0MM TWISTED WIRE MORE THAN 300MM LENGTH | STERILIZATION SUPPLIES (CSSD)
5231 | 4229542704600 | BRUSH CLEANING NYLON SURGICAL INSTRUMENT 16X7MM TWISTED WIRE MORE THAN 300MM LENGTH | STERILIZATION SUPPLIES (CSSD)
5232 | 4229542705300 | BRUSH CLEANING, LONG LUMEN 500X150X10MM DISPOSABLE | STERILIZATION SUPPLIES (CSSD)
5233 | 4229542705400 | BRUSH CLEANING, LONG LUMEN 500X150X12MM DISPOSABLE | STERILIZATION SUPPLIES (CSSD)
5234 | 4229542705500 | BRUSH CLEANING, LONG LUMEN 500X150X6MM DISPOSABLE | STERILIZATION SUPPLIES (CSSD)
5235 | 4229542705600 | BRUSH CLEANING, LONG LUMEN 500X150X8MM DISPOSABLE | STERILIZATION SUPPLIES (CSSD)
5236 | 4229542703500 | BRUSH CLEANING CANNULATED INSTRUMENTS 1 - 1.2 MM SINGLE-ENDED, HIGH QUALITY WHITE MEDICAL GRADE SOFT NYLON BRISTLES, DISPOSABLE, NON-STERILE, OVERALL LENGTH 60 CM. | STERILIZATION SUPPLIES (CSSD)
5237 | 4229542703600 | BRUSH CLEANING CANNULATED INSTRUMENTS 1.4 - 2.6 MM SINGLE-ENDED, HIGH QUALITY WHITE MEDICAL GRADE SOFT NYLON BRISTLES, DISPOSABLE, NON-STERILE, OVERALL LENGTH 60 CM. | STERILIZATION SUPPLIES (CSSD)
5238 | 4229542703700 | BRUSH CLEANING CANNULATED INSTRUMENTS 13 - 15 MM SINGLE-ENDED, HIGH QUALITY WHITE MEDICAL GRADE SOFT NYLON BRISTLES, DISPOSABLE, NON-STERILE, OVERALL LENGTH 60 CM. | STERILIZATION SUPPLIES (CSSD)
5239 | 4229542703800 | BRUSH CLEANING CANNULATED INSTRUMENTS 3 - 5 MM SINGLE-ENDED, HIGH QUALITY WHITE MEDICAL GRADE SOFT NYLON BRISTLES, DISPOSABLE, NON-STERILE, OVERALL LENGTH 60CM. | STERILIZATION SUPPLIES (CSSD)
5240 | 4229542703900 | BRUSH CLEANING CANNULATED INSTRUMENTS 6 - 8 MM SINGLE-ENDED, HIGH QUALITY WHITE MEDICAL GRADE SOFT NYLON BRISTLES, DISPOSABLE, NON-STERILE, OVERALL LENGTH 60CM. | STERILIZATION SUPPLIES (CSSD)
5241 | 4229542704000 | BRUSH CLEANING CANNULATED INSTRUMENTS 9-12MM SINGLE-ENDED, HIGH QUALITY WHITE MEDICAL GRADE SOFT NYLON BRISTLES, DISPOSABLE, NON-STERILE, OVERALL LENGTH 60CM. | STERILIZATION SUPPLIES (CSSD)
5242 | 4228190700900 | PROTECTOR PLASTIC POINT 15MM TRANSPARENT DISPOSABLE AUTOCLAVABLE | STERILIZATION SUPPLIES (CSSD)
5243 | 4228190702000 | VENTED INSTRUMENT GUARD 2.8X19.1MM TRANSPARENT AUTOCLAVABLE DISPOSABLE | STERILIZATION SUPPLIES (CSSD)
5244 | 4228190702100 | VENTED INSTRUMENT GUARD 3.3X25.4MM TRANSPARENT AUTOCLAVABLE DISPOSABLE | STERILIZATION SUPPLIES (CSSD)
5245 | 4228152106700 | STEAM POUCH STERILIZATION ROLL GUSSET, MEDICAL GRADE, NOT LESS THAN 60 GSM, PUNCTURE RESISTANT PLASTIC, TRANSPARENT FILM, PROCESS INDICATOR TYPE 1 PRINTED AT DISTANCE EVERY 15 CM, SIZE: 75 MM X 38 MM X 100 M. | STERILIZATION SUPPLIES (CSSD)
5246 | 4228152106400 | STEAM POUCH STERILIZATION ROLL GUSSET, MEDICAL GRADE, NOT LESS THAN 60 GSM, PUNCTURE RESISTANT PLASTIC, TRANSPARENT FILM, PROCESS INDICATOR TYPE 1 PRINTED AT DISTANCE EVERY 15 CM, SIZE: 100 MM X 50 MM X 100 M. | STERILIZATION SUPPLIES (CSSD)
5247 | 4228152106500 | STEAM POUCH STERILIZATION ROLL GUSSET, MEDICAL GRADE, NOT LESS THAN 60 GSM, PUNCTURE RESISTANT PLASTIC, TRANSPARENT FILM, PROCESS INDICATOR TYPE 1 PRINTED AT DISTANCE EVERY 15 CM, SIZE: 150 MM X 50 MM X 100 M. | STERILIZATION SUPPLIES (CSSD)
5248 | 4228152106600 | STEAM POUCH STERILIZATION ROLL GUSSET, MEDICAL GRADE, NOT LESS THAN 60 GSM, PUNCTURE RESISTANT PLASTIC, TRANSPARENT FILM, PROCESS INDICATOR TYPE 1 PRINTED AT DISTANCE EVERY 15 CM, SIZE: 200 MM X 50 MM X 100 M. | STERILIZATION SUPPLIES (CSSD)
5249 | 4228190411000 | STEAM POUCH STERILIZATION ROLL GUSSET, MEDICAL GRADE, NOT LESS THAN 60 GSM, PUNCTURE RESISTANT PLASTIC, TRANSPARENT FILM, PROCESS INDICATOR TYPE 1 PRINTED AT DISTANCE EVERY 15 CM, SIZE: 250 MM X 65 MM X 100 M. | STERILIZATION SUPPLIES (CSSD)
5250 | 4228150914700 | TYVEK POUCH H2O2 STERILIZATION PRE-CUT HEAT SEAL 70 GSM PUNCTURE RESISTANT PLASTIC TRANSPARENT FILM PROCESS INDICATOR TYPE 1 PRINTED AT DISTANCE EVERY 15 CM SIZE: L 260MM X W 100 MM | STERILIZATION SUPPLIES (CSSD)
5251 | 4229542706200 | STAINLESS STEEL, CHANNEL CLEANING BRUSHES, MEDICAL-GRADE NYLON BRISTLES, FLEXIBLE, HEAVY-DUTY, TAPERED, LOOPED END, REUSABLE 2.5MM DIAMETER, NYLON BRISTLE 61CM /24 INCH | STERILIZATION SUPPLIES (CSSD)
5252 | 4229542707300 | STAINLESS STEEL, CHANNEL CLEANING BRUSHES, MEDICAL-GRADE NYLON BRISTLES, FLEXIBLE, HEAVY-DUTY, TAPERED, LOOPED END, REUSABLE 7MM DIAMETER, NYLON BRISTLE 61CM (24 INCH) | STERILIZATION SUPPLIES (CSSD)
5253 | 4229542705900 | STAINLESS STEEL, CHANNEL CLEANING BRUSHES, MEDICAL-GRADE NYLON BRISTLES, FLEXIBLE, HEAVY-DUTY, TAPERED, LOOPED END, REUSABLE 10MM DIAMETER, NYLON BRISTLE 61CM (24 INCH) | STERILIZATION SUPPLIES (CSSD)
5254 | 4229542706800 | STAINLESS STEEL, CHANNEL CLEANING BRUSHES, MEDICAL-GRADE NYLON BRISTLES, FLEXIBLE, HEAVY-DUTY, TAPERED, LOOPED END, REUSABLE 5MM DIAMETER, NYLON BRISTLE 40CM (16 INCH) | STERILIZATION SUPPLIES (CSSD)
5255 | 4229542707200 | STAINLESS STEEL, CHANNEL CLEANING BRUSHES, MEDICAL-GRADE NYLON BRISTLES, FLEXIBLE, HEAVY-DUTY, TAPERED, LOOPED END, REUSABLE 7MM DIAMETER, NYLON BRISTLE 40CM (16 INCH) | STERILIZATION SUPPLIES (CSSD)
5256 | 4229542705800 | STAINLESS STEEL, CHANNEL CLEANING BRUSHES, MEDICAL-GRADE NYLON BRISTLES, FLEXIBLE, HEAVY-DUTY, TAPERED, LOOPED END, REUSABLE 10MM DIAMETER, NYLON BRISTLE 40CM (16 INCH) | STERILIZATION SUPPLIES (CSSD)
5257 | 4229542706300 | STAINLESS STEEL, CHANNEL CLEANING BRUSHES, MEDICAL-GRADE NYLON BRISTLES, FLEXIBLE, HEAVY-DUTY, TAPERED, LOOPED END, REUSABLE 2MM DIAMETER, NYLON BRISTLE 30CM /12 INCH | STERILIZATION SUPPLIES (CSSD)
5258 | 4229542706400 | STAINLESS STEEL, CHANNEL CLEANING BRUSHES, MEDICAL-GRADE NYLON BRISTLES, FLEXIBLE, HEAVY-DUTY, TAPERED, LOOPED END, REUSABLE 3MM DIAMETER, NYLON BRISTLE 30CM /12 INCH | STERILIZATION SUPPLIES (CSSD)
5259 | 4229542706500 | STAINLESS STEEL, CHANNEL CLEANING BRUSHES, MEDICAL-GRADE NYLON BRISTLES, FLEXIBLE, HEAVY-DUTY, TAPERED, LOOPED END, REUSABLE 4MM DIAMETER, NYLON BRISTLE 30CM /12 INCH | STERILIZATION SUPPLIES (CSSD)
5260 | 4229542706700 | STAINLESS STEEL, CHANNEL CLEANING BRUSHES, MEDICAL-GRADE NYLON BRISTLES, FLEXIBLE, HEAVY-DUTY, TAPERED, LOOPED END, REUSABLE 5MM DIAMETER, NYLON BRISTLE 30CM (12 INCH) | STERILIZATION SUPPLIES (CSSD)
5261 | 4229542707000 | STAINLESS STEEL, CHANNEL CLEANING BRUSHES, MEDICAL-GRADE NYLON BRISTLES, FLEXIBLE, HEAVY-DUTY, TAPERED, LOOPED END, REUSABLE 6MM DIAMETER, NYLON BRISTLE 30CM (12 INCH) | STERILIZATION SUPPLIES (CSSD)
5262 | 4229542706600 | STAINLESS STEEL, CHANNEL CLEANING BRUSHES, MEDICAL-GRADE NYLON BRISTLES, FLEXIBLE, HEAVY-DUTY, TAPERED, LOOPED END, REUSABLE 5FR SUCTION TUBE CLEANING BRUSH | STERILIZATION SUPPLIES (CSSD)
5263 | 4229542707100 | STAINLESS STEEL, CHANNEL CLEANING BRUSHES, MEDICAL-GRADE NYLON BRISTLES, FLEXIBLE, HEAVY-DUTY, TAPERED, LOOPED END, REUSABLE 7FR SUCTION TUBE CLEANING BRUSH | STERILIZATION SUPPLIES (CSSD)
5264 | 4229542707400 | STAINLESS STEEL, CHANNEL CLEANING BRUSHES, MEDICAL-GRADE NYLON BRISTLES, FLEXIBLE, HEAVY-DUTY, TAPERED, LOOPED END, REUSABLE 8FR SUCTION TUBE CLEANING BRUSH | STERILIZATION SUPPLIES (CSSD)
5265 | 4229542705700 | STAINLESS STEEL, CHANNEL CLEANING BRUSHES, MEDICAL-GRADE NYLON BRISTLES, FLEXIBLE, HEAVY-DUTY, TAPERED, LOOPED END, REUSABLE 10FR SUCTION TUBE CLEANING BRUSH | STERILIZATION SUPPLIES (CSSD)
5266 | 4229542706000 | STAINLESS STEEL, CHANNEL CLEANING BRUSHES, MEDICAL-GRADE NYLON BRISTLES, FLEXIBLE, HEAVY-DUTY, TAPERED, LOOPED END, REUSABLE 11FR SUCTION TUBE CLEANING BRUSH | STERILIZATION SUPPLIES (CSSD)
5267 | 4228150914800 | TYVEK POUCH H2O2 STERILIZATION PRE-CUT HEAT SEAL 70 GSM PUNCTURE RESISTANT PLASTIC TRANSPARENT FILM PROCESS INDICATOR TYPE 1 PRINTED AT DISTANCE EVERY 15 CM SIZE: L 650 MM X W 200 MM | STERILIZATION SUPPLIES (CSSD)
5268 | 4228190407600 | TYVEK POUCH H2O2 STERILIZATION PRE-CUT HEAT SEAL 70 GSM, PUNCTURE RESISTANT PLASTIC, TRANSPARENT FILM, PROCESS INDICATOR TYPE 1 PRINTED AT DISTANCE EVERY 15 CM, SIZE: L 200 MM X W 75 MM | STERILIZATION SUPPLIES (CSSD)
5269 | 4228170405900 | DETERGENT MECHANICAL CLEAN FOR CART WASHER RINSE AID NO FOAM NEUTRAL 18 - 20 LITER. | STERILIZATION SUPPLIES (CSSD)
5270 | 4228180600800 | CHEMICAL INTEGRATOR CLASS 5 STRIP COLOR CHANGE TECHNOLOGY | STERILIZATION SUPPLIES (CSSD)
5271 | 4228160402700 | DETERGENT MECHANICAL CLEAN FOR CART WASHER RINSE AID NO FOAM NEUTRAL GALLON. | STERILIZATION SUPPLIES (CSSD)
5272 | 4228170406100 | ENZYMATIC DETERGENT 5 ENZYMES EFFECTIVE ON HARD TO CLEAN SOILS DISSOLVES COMPLETELY IN HARD OR SOFT WATER EASY TO RINSE LOW FOAMING SUITABLE FOR AUTOMATIC AND MANUAL CLEANING 2-5 ML DOSE FORMULA NEUTRAL PH CORROSION INHIBITOR BIODEGRADABLE MUST BE COMPATIBLE WITH WASHER DISINFECTOR CART WASHER ULTRASONIC MACHINES FIT TO CABINET (WIDE CAP) WITH EVERY 5 GALLON ONE MANUAL DOSING PUMP GALLON. | STERILIZATION SUPPLIES (CSSD)
5273 | 4228190403600 | POUCH STEAM STERILIZATION PRE-CUT FLAT SELF-SEAL, MEDICAL GRADE PAPER NOT LESS THAN 60 GSM (WHITE) , THICK PLASTIC TRANSPARENT FILM, PUNCTURE RESISTANT INDICATOR TYPE 1 PRINTED AT DISTANCE EVERY 15 CM, SEAL EDGE 9 MM, SIZE: L 230 MM X W 90 MM | STERILIZATION SUPPLIES (CSSD)
5274 | 4228190410200 | POUCH STEAM STERILIZATION PRE-CUT FLAT SELF-SEAL, MEDICAL GRADE PAPER NOT LESS THAN 60 GSM (WHITE) , THICK PLASTIC TRANSPARENT FILM, PUNCTURE RESISTANT INDICATOR TYPE 1 PRINTED AT DISTANCE EVERY 15 CM, SEAL EDGE 9 MM, SIZE: L 260 MM X W 90 MM | STERILIZATION SUPPLIES (CSSD)
5275 | 4228190200700 | POUCH STEAM STERILIZATION PRE-CUT FLAT SELF-SEAL, MEDICAL GRADE PAPER NOT LESS THAN 60 GSM (WHITE) , THICK PLASTIC TRANSPARENT FILM, PUNCTURE RESISTANT INDICATOR TYPE 1 PRINTED AT DISTANCE EVERY 15 CM, SEAL EDGE 9 MM, SIZE: L 380 MM X W 150 MM | STERILIZATION SUPPLIES (CSSD)
5276 | 4228190403300 | POUCH STEAM STERILIZATION PRE-CUT FLAT SELF SEAL, MEDICAL GRADE PAPER NOT LESS THAN 60 GSM (WHITE), THICK PLASTIC TRANSPARENT FILM, PUNCTURE RESISTANT INDICATOR TYPE 1 PRINTED AT DISTANCE EVERY 15 CM, SEAL EDGE 9 MM, SIZE: L 400 MM X W 205 MM | STERILIZATION SUPPLIES (CSSD)
5277 | 4228190410300 | POUCH STEAM STERILIZATION PRE-CUT FLAT SELF-SEAL, MEDICAL GRADE PAPER NOT LESS THAN 60 GSM (WHITE) , THICK PLASTIC TRANSPARENT FILM, PUNCTURE RESISTANT INDICATOR TYPE 1 PRINTED AT DISTANCE EVERY 15 CM, SEAL EDGE 9 MM, SIZE: L 400 MM X W 75 MM | STERILIZATION SUPPLIES (CSSD)
5278 | 4228190410400 | POUCH STEAM STERILIZATION PRE-CUT FLAT SELF-SEAL, MEDICAL GRADE PAPER NOT LESS THAN 60 GSM (WHITE) , THICK PLASTIC TRANSPARENT FILM, PUNCTURE RESISTANT INDICATOR TYPE 1 PRINTED AT DISTANCE EVERY 15 CM, SEAL EDGE 9 MM, SIZE: L 457 MM X W 305 MM | STERILIZATION SUPPLIES (CSSD)
5279 | 4228150005000 | PRINTING PAPER ROLL, THERMAL SIZE 80 MM COMPATIBLE WITH SECTORS MACHINE | STERILIZATION SUPPLIES (CSSD)
5280 | 4228150004800 | PRINTING PAPER ROLL, THERMAL SIZE 120 MM COMPATIBLE WITH SECTORS MACHINE | STERILIZATION SUPPLIES (CSSD)
5281 | 4228150004900 | PRINTING PAPER ROLL, THERMAL SIZE 70 MM COMPATIBLE WITH SECTORS MACHINE | STERILIZATION SUPPLIES (CSSD)
5282 | 4213170201500 | PROTECTIVE GOWN, REINFORCED LAYER WITH CUFF, MINIMUM 60 MM, NON-WOVEN MATERIAL, LENGTH FROM MIDDLE OF NECKLINE TO BOTTOM, LEVEL 4 OF PROTECTION AND PERMEABILITY TO LIQUIDS, CHEMO RESISTANCE, TEAR RESISTANCE, OPEN BACK DESIGN, NON STERILE, DISPOSABLE, BLUE COLOR, SIZE XX-LARGE. | STERILIZATION SUPPLIES (CSSD)
5283 | 4213170201300 | PROTECTIVE GOWN, REINFORCED LAYER WITH CUFF, MINIMUM 60 MM, NON-WOVEN MATERIAL, LENGTH FROM MIDDLE OF NECKLINE TO BOTTOM, LEVEL 4 OF PROTECTION AND PERMEABILITY TO LIQUIDS, CHEMO RESISTANCE, TEAR RESISTANCE, OPEN BACK DESIGN, NON STERILE, DISPOSABLE, BLUE COLOR, SIZE X- SMALL. | STERILIZATION SUPPLIES (CSSD)
5284 | 4228191700000 | PROTECTORS/GUARD DUAL TIP, CLEAR, VENTED, PLASTIC, ALL ASSORTED SIZES LATEX FREE AUTOCLAVABLE TRANSPARENT | STERILIZATION SUPPLIES (CSSD)
5285 | 4228190404700 | STEAM POUCH STERILIZATION ROLL FLAT, MEDICAL GRADE NOT LESS THAN 60 GSM, PUNCTURE RESISTANT PLASTIC, TRANSPARENT FILM, PROCESS INDICATOR TYPE 1 PRINTED AT DISTANCE EVERY 15 CM, SIZE: 420 MM X 100 M. | STERILIZATION SUPPLIES (CSSD)
5286 | 4228190410800 | STEAM POUCH STERILIZATION ROLL FLAT, MEDICAL GRADE NOT LESS THAN 60 GSM, PUNCTURE RESISTANT PLASTIC, TRANSPARENT FILM, PROCESS INDICATOR TYPE 1 PRINTED AT DISTANCE EVERY 15 CM, SIZE: 520 MM X 100 M. | STERILIZATION SUPPLIES (CSSD)
5287 | 4228150914500 | "SOAKING TRAY, POLYPROPYLENE, WITH LID, DISINFECTING, DURABLE, AUTOCLAVABLE 59.4 X 38.1 X 14.1 CM" | STERILIZATION SUPPLIES (CSSD)
5288 | 4228150914600 | SOAKING TRAY POLYPROPYLENE WITH LID DISINFECTING DURABLE AUTOCLAVABLE 74 X 22 X 13.2 CM | STERILIZATION SUPPLIES (CSSD)
5289 | 4228180700300 | WATER LEVEL LABEL WITH TEMPERATURE MEASUREMENT, TO BE STICKED TO THE SURGICAL INSTRUMENT WASHING SINK. | STERILIZATION SUPPLIES (CSSD)
5290 | 4228180200300 | COLORED IDENTIFICATION NAME PLATE (LABEL) FOR RIGID STERILIZATION CONTAINER, RE-USEABLE, ALUMINUM, GREEN, OUTER LENGTH: 50MM X W 18MM | STERILIZATION SUPPLIES (CSSD)
5291 | 4228180200700 | COLORED IDENTIFICATION NAME PLATE (LABEL) FOR RIGID STERILIZATION CONTAINER, RE-USEABLE, ALUMINUM, YELLOW, OUTER LENGTH: 50MM X W 18MM | STERILIZATION SUPPLIES (CSSD)
5292 | 4228191700100 | SURGICAL INSTRUMENT TIP CAPS, OSTEOTOME WITH VENT BLUE TINT 1 INCH (25.4MM) LENGTH X 0.375 INCH (9.5MM) DIAMETER SIZE: 12 | STERILIZATION SUPPLIES (CSSD)
5293 | 4228180200600 | COLORED IDENTIFICATION NAME PLATE (LABEL) FOR RIGID STERILIZATION CONTAINER, RE-USEABLE, ALUMINUM, RED, OUTER LENGTH: 50MM X W 18MM | STERILIZATION SUPPLIES (CSSD)
5294 | 4228190001800 | TRANSPORTATION BOX, FOR DELIVERING STERILE INSTRUMENT, PROPYLENE PLASTIC MATERIAL, FREE LID LOCKABLE ATTACHED TO BOTH SIDES AND WELL SECURED, COLOR BLUE, W/ LABEL POCKET, WASHABLE UP TO 95 DEGREE BOX, DURABLE, EXTERNAL SIZE 30 X 20X 12 CM | STERILIZATION SUPPLIES (CSSD)
5295 | 4228200002100 | TRANSPORTATION BOX, FOR DELIVERING STERILE INSTRUMENT, PROPYLENE PLASTIC MATERIAL, FREE LID LOCKABLE ATTACHED TO BOTH SIDES AND WELL SECURED, COLOR BLUE, W/ LABEL POCKET, WASHABLE UP TO 95 DEGREE BOX, DURABLE, EXTERNAL SIZE 40 X 30 X 22 CM | STERILIZATION SUPPLIES (CSSD)
5296 | 4228200002200 | TRANSPORTATION BOX, FOR DELIVERING STERILE INSTRUMENT, PROPYLENE PLASTIC MATERIAL, FREE LID LOCKABLE ATTACHED TO BOTH SIDES AND WELL SECURED, COLOR BLUE, W/ LABEL POCKET, WASHABLE UP TO 95 DEGREE BOX, DURABLE, EXTERNAL SIZE 60 X 40 X 32 CM | STERILIZATION SUPPLIES (CSSD)
5297 | 4228181001500 | BOWIE-DICK TEST PACK, MONITORING THE PERFORMANCE OF STEAM STERILIZERS, DETECT WET STEAM, SUPERHEATED STEAM AND NON-CONDENSABLE GASES PROBLEMS, INADEQUATE STEAM PENETRATION AND VACUUM PUMP FAILURES, LEAD AND TOXIC FREE, NON LAMINATED, TEST SHEET INCLUDES INQUIRES DOCUMENTATION INFORMATION | STERILIZATION SUPPLIES (CSSD)
5298 | 4228152803600 | LABEL INFORMATION CARD FOR RIGID STERILIZATION CONTAINER WITH TYPE 1 STEAM CHEMICAL INDICATOR CONTAIN ALL THE FIELDS RELEVANT FOR RECORDING INFORMATION UNERASABLE 75 - 80 MM X 28 - 30 MM | STERILIZATION SUPPLIES (CSSD)
5299 | 4228152801600 | KIT COMPLEX I ENZYME ACTIVITY DIPSTICK ASSAY MOLECULAR GENETICS | STERILIZATION SUPPLIES (CSSD)
5300 | 4228152802100 | INDICATOR, FOR WATER PH, MONITORING FOR WATER PH RANGE (0-14) , COLOR OF INDICATOR IS DIRECTLY COMPARED TO COLOR BLOCKS ON BOTTLE LABEL. | STERILIZATION SUPPLIES (CSSD)
5301 | 4228152110500 | ALKALINE DETERGENT SODIUM/POTASSIUM HYDROXIDE EFFECTIVE ON HARD TO CLEAN SOILS DISSOLVES COMPLETELY IN HARD OR SOFT WATER EASY TO RINSE LOW FOAMING SUITABLE FOR AUTOMATIC CLEANING 2-5 ML DOSE FORMULA PH ALKALINE 10 – 13 BEFORE DILUTION CORROSION INHIBITOR BIODEGRADABLE 18-20 L. | STERILIZATION SUPPLIES (CSSD)
5302 | 4231231000100 | TAPE ADHESIVES REMOVER SPRAY | STERILIZATION SUPPLIES (CSSD)
5303 | 4228190000800 | TRANSPORTABLE CONTAINER TRANSPARENT LIGHT WEIGHT, PUNCTURE PROOF, PROPYLENE WITH SECURE LOCKABLE LID SIZE: WIDTH 45CM LENGTH 65CM HEIGHT 25CM | STERILIZATION SUPPLIES (CSSD)
5304 | 4228190001400 | VACUUM STORAGE AND TRANSPORT POUCHES SIZE 35 X 50 CM, WHICH INCLUDE ACCESSORIES: RUBBER AND PAPER INDICATOR. | STERILIZATION SUPPLIES (CSSD)
5305 | 4228190001500 | VACUUM STORAGE AND TRANSPORT POUCHES SIZE 44 X 60 CM, WHICH INCLUDE ACCESSORIES: RUBBER AND PAPER INDICATOR . | STERILIZATION SUPPLIES (CSSD)
5306 | 4228190001600 | VACUUM STORAGE AND TRANSPORT POUCHES SIZE 44 X 80 CM, WHICH INCLUDE ACCESSORIES: RUBBER AND PAPER INDICATOR. | STERILIZATION SUPPLIES (CSSD)
5307 | 4231210809300 | VACUUM STORAGE AND TRANSPORT POUCHES SIZE 55 X 85 CM, WHICH INCLUDE ACCESSORIES: RUBBER AND PAPER INDICATOR. | STERILIZATION SUPPLIES (CSSD)
5308 | 4231154606300 | CHANNEL CLEANING BRUSHES FAN BRISTLE TIP, GALVANIZED STEEL WIRE HANDLE AND NYLON BRISTLE (15.24 CM) LONG X (12.7MM) DIAMETER | STERILIZATION SUPPLIES (CSSD)
5309 | 4228180000600 | CHEMICAL INDICATOR FOR HYDROGEN PEROXIDE LOW TEMPERATURE STERILIZATION | STERILIZATION SUPPLIES (CSSD)
5310 | 4231210810800 | TYVEK POUCH H2O2 STERILIZATION PRE-CUT HEAT SEAL 70 GSM PUNCTURE RESISTANT PLASTIC TRANSPARENT FILM PROCESS INDICATOR TYPE 1 PRINTED AT DISTANCE EVERY 15 CM SIZE: L 320 MM X W 150 MM | STERILIZATION SUPPLIES (CSSD)
5311 | 4111197900000 | PRINTING PAPER ROLL, THERMAL SIZE 110 MM COMPATIBLE WITH SECTORS MACHINE | STERILIZATION SUPPLIES (CSSD)
5312 | 4018301000000 | SPRINKLER PRESSURE FLEXIBLE HOSE, NICKEL BRUSHED, HAND CONTROL, WITH FULL ACCESSORIES FOR INSTALLATION. | STERILIZATION SUPPLIES (CSSD)
5313 | 4410240801200 | LABEL STRONG ADHESIVE KEEPS LABEL WITH STAND STEAM STERILIZATION THE LABEL PROVIDES 2 LINES OF INFORMATION WITH UP TO 10 CHARACTERS PER LINE 800 - 1000 LABELS PER ROLL PROVIDE GUN APPLICATOR FOR EACH 450000 LABEL. | STERILIZATION SUPPLIES (CSSD)
5314 | 4231210811100 | TYVEK POUCH H2O2 STERILIZATION PRE-CUT HEAT SEAL 70 GSM, PUNCTURE RESISTANT PLASTIC, TRANSPARENT FILM, PROCESS INDICATOR TYPE 1 PRINTED AT DISTANCE EVERY 15 CM, SIZE: L 350 MM X W 100 MM | STERILIZATION SUPPLIES (CSSD)
5315 | 4231154605400 | BRUSH, CHANNEL CLEANING, SUD 1.7MM X 230CM BRISTLE DIAMETER 5-7MM TAPERED CHANNEL DIAMETER RANGE 2.0-6.0MM | STERILIZATION SUPPLIES (CSSD)
5316 | 4228152702100 | CARTRIDGE, HYDROGEN PEROXIDE STERILANT FOR STERICOOL STERILIZER, FOR 20 CYCLES / 160 L | STERILIZATION SUPPLIES (CSSD)
5317 | 4228190411100 | POUCH STEAM STERILIZATION PRE-CUT FLAT HEAT SEAL, MEDICAL GRADE PAPER NOT LESS THAN 60 GSM (WHITE), THICK PLASTIC TRANSPARENT FILM, PUNCTURE RESISTANT INDICATOR TYPE 1 PRINTED AT DISTANCE EVERY 15 CM, SEAL EDGE 9 MM, SIZE: L 350 MM X W 270 MM | STERILIZATION SUPPLIES (CSSD)
5318 | 4228151300700 | TRAY, FOR MINOR SURGICAL INSTRUMENTS, W/ 4 COMPARTMENTS CONTAINS 3 SMALL DIVISIONS AND LARGE, AUTOCLAVABLE, SIZE 28X16X4 CM BLUE COLOR | STERILIZATION SUPPLIES (CSSD)
5319 | 4231154800000 | TAPE DISPENSER, MADE OF HEAVY DUTY METAL FRAME, CAN ACCOMMODATE TWO TAPE ROLLS, WITH SLIP RESISTANT BASE DESIGNED TO HOLD, CUT AND DISPENSE PROCESS INDICATOR TAPE | STERILIZATION SUPPLIES (CSSD)
5320 | 4228180701000 | BIOLOGICAL INDICATOR PROCESS CHALLENGE DEVICE (PCD), FOR PLASMA STERILIZERS, READOUT INCUBATION TIME LESS THAN 30 MIN, EXTERNAL CHEMICAL INDICATOR TYPE 1 | STERILIZATION SUPPLIES (CSSD)
5321 | 4111280000200 | TRANSPORTATION RIGID PLASTIC TRAY, PERFORATED WITH RIDGED BOTTOM, TO BE USED WITH WRAPPED INSTRUMENTS SETS SIZE 70 X 45 CM | STERILIZATION SUPPLIES (CSSD)
5322 | 4228180701100 | PLATE, LABEL, FOR BARCODE STAINLESS STEEL CAN BE ATTACHED TO PERFORATED TRAYS 90 CM X 30 CM | STERILIZATION SUPPLIES (CSSD)
5323 | 4228180701200 | PLATE, LABEL, ROUND FOR QR CODE, STAINLESS STEEL CAN BE ATTACHED TO PERFORATED TRAYS SIZE : 2.5 CM OR EQUIVALENT | STERILIZATION SUPPLIES (CSSD)
5324 | 4228190411300 | POUCH STEAM STERILIZATION ROLL FLAT, NOT LESS THAN 60 GSM, PUNCTURE RESISTANT PLASTIC, TRANSPARENT FILM, PROCESS INDICATOR TYPE 1 PRINTED AT DISTANCE EVERY 15 CM, SIZE: 350 MM X 100 M | STERILIZATION SUPPLIES (CSSD)
5325 | 4229542701400 | BRUSH CLEANING CANNULATED INSTRUMENT, SINGLE ENDED, HIGH QUALITY WHITE MEDICAL GRADE SOFT NYLON BRISTLES, STAINLESS STEEL HANDLE, DISPOSABLE, NON-STERILE, BRISTLE DIAMETER WIDE 1.1 X 6.3CM, OVERALL LENGTH NOT LESS THAN 35 CM. | STERILIZATION SUPPLIES (CSSD)
5326 | 4229542701300 | BRUSH CLEANING CANNULATED INSTRUMENT, SINGLE ENDED, HIGH QUALITY WHITE MEDICAL GRADE SOFT NYLON BRISTLES, STAINLESS STEEL HANDLE, DISPOSABLE, NON-STERILE, BRISTLE DIAMETER WIDE 0.6 X 6.3 CM, OVERALL LENGTH NOT LESS THAN 35 CM. | STERILIZATION SUPPLIES (CSSD)
5327 | 4229542701200 | BRUSH CLEANING CANNULATED INSTRUMENT, SINGLE ENDED, HIGH QUALITY WHITE MEDICAL GRADE SOFT NYLON BRISTLES, STAINLESS STEEL HANDLE, DISPOSABLE, NON-STERILE, BRISTLE DIAMETER WIDE 0.5 X 6.3 CM, OVERALL LENGTH NOT LESS THAN 35 CM. | STERILIZATION SUPPLIES (CSSD)
5328 | 4229542701600 | BRUSH, FOR LUMEN CLEANING, MICRO/MINI BRUSH 0.32 X 2.5 CM, CANNULATED INSTRUMENTS CLEANING HIGH QUALITY BRUSH STAINLESS STEEL HANDLE AND WHITE MEDICAL GRADE NYLON BRISTLES, OVERALL LENGTH NOT LESS THAN 35 CM. | STERILIZATION SUPPLIES (CSSD)
5329 | 4229542701500 | BRUSH, FOR LUMEN CLEANING, MICRO/MINI BRUSH 0.18 X 1.3 CM, CANNULATED INSTRUMENTS CLEANING HIGH QUALITY BRUSH STAINLESS STEEL HANDLE AND WHITE MEDICAL GRADE NYLON BRISTLES, OVERALL LENGTH NOT LESS THAN 35 CM. | STERILIZATION SUPPLIES (CSSD)
5330 | 4228190411200 | POUCH STEAM STERILIZATION PRE-CUT FLAT SELF-SEAL, MEDICAL GRADE PAPER NOT LESS THAN 60 GSM (WHITE), THICK PLASTIC TRANSPARENT FILM, PUNCTURE RESISTANT INDICATOR TYPE 1 PRINTED AT DISTANCE EVERY 15 CM, SEAL EDGE 9 MM, SIZE: L 250 MM X W 50 MM | STERILIZATION SUPPLIES (CSSD)
5331 | 4228190413600 | POUCH STERILIZATION ROLL FLAT STEAM AND LOW TEMPERATURE MEDICAL GRADE PUNCTURE RESISTANT PLASTIC TRANSPARENT FILM PROCESS INDICATOR TYPE 1 PRINTED AT DISTANCE EVERY 15 CM SIZE: 50 MM X 70 M | STERILIZATION SUPPLIES (CSSD)
5332 | 4228190413900 | POUCH STERILIZATION ROLL FLAT, STEAM AND LOW TEMPERATURE, MEDICAL GRADE, PUNCTURE RESISTANT PLASTIC, TRANSPARENT FILM, PROCESS INDICATOR TYPE 1 PRINTED AT DISTANCE EVERY 15 CM, SIZE: 80 MM X 70 M | STERILIZATION SUPPLIES (CSSD)
5333 | 4228190412800 | POUCH STERILIZATION ROLL FLAT, STEAM AND LOW TEMPERATURE, MEDICAL GRADE, PUNCTURE RESISTANT PLASTIC, TRANSPARENT FILM, PROCESS INDICATOR TYPE 1 PRINTED AT DISTANCE EVERY 15 CM, SIZE: 120 MM X 70 M | STERILIZATION SUPPLIES (CSSD)
5334 | 4228190412900 | POUCH STERILIZATION ROLL FLAT, STEAM AND LOW TEMPERATURE, MEDICAL GRADE, PUNCTURE RESISTANT PLASTIC, TRANSPARENT FILM, PROCESS INDICATOR TYPE 1 PRINTED AT DISTANCE EVERY 15 CM, SIZE: 160 MM X 70 M | STERILIZATION SUPPLIES (CSSD)
5335 | 4228190413000 | POUCH STERILIZATION ROLL FLAT STEAM AND LOW TEMPERATURE MEDICAL GRADE PUNCTURE RESISTANT PLASTIC TRANSPARENT FILM PROCESS INDICATOR TYPE 1 PRINTED AT DISTANCE EVERY 15 CM SIZE: 220 MM X 70 M | STERILIZATION SUPPLIES (CSSD)
5336 | 4228190409500 | POUCH STERILIZATION ROLL FLAT STEAM AND LOW TEMPERATURE MEDICAL GRADE PUNCTURE RESISTANT PLASTIC TRANSPARENT FILM PROCESS INDICATOR TYPE 1 PRINTED AT DISTANCE EVERY 15 CM SIZE: 250 MM X 70 M | STERILIZATION SUPPLIES (CSSD)
5337 | 4228190413100 | POUCH STERILIZATION ROLL FLAT, STEAM AND LOW TEMPERATURE, MEDICAL GRADE, PUNCTURE RESISTANT PLASTIC, TRANSPARENT FILM, PROCESS INDICATOR TYPE 1 PRINTED AT DISTANCE EVERY 15 CM, SIZE: 285 MM X 70 M | STERILIZATION SUPPLIES (CSSD)
5338 | 4228190413200 | POUCH STERILIZATION ROLL FLAT, STEAM AND LOW TEMPERATURE, MEDICAL GRADE, PUNCTURE RESISTANT PLASTIC, TRANSPARENT FILM, PROCESS INDICATOR TYPE 1 PRINTED AT DISTANCE EVERY 15 CM, SIZE: 320 MM X 70 M | STERILIZATION SUPPLIES (CSSD)
5339 | 4228190413300 | POUCH STERILIZATION ROLL FLAT, STEAM AND LOW TEMPERATURE, MEDICAL GRADE, PUNCTURE RESISTANT PLASTIC, TRANSPARENT FILM, PROCESS INDICATOR TYPE 1 PRINTED AT DISTANCE EVERY 15 CM, SIZE: 380 MM X 70 M | STERILIZATION SUPPLIES (CSSD)
5340 | 4228190413400 | POUCH STERILIZATION ROLL FLAT STEAM AND LOW TEMPERATURE MEDICAL GRADE PUNCTURE RESISTANT PLASTIC TRANSPARENT FILM PROCESS INDICATOR TYPE 1 PRINTED AT DISTANCE EVERY 15 CM SIZE: 420 MM X 70 M | STERILIZATION SUPPLIES (CSSD)
5341 | 4228190413500 | POUCH STERILIZATION ROLL FLAT, STEAM AND LOW TEMPERATURE, MEDICAL GRADE, PUNCTURE RESISTANT PLASTIC, TRANSPARENT FILM, PROCESS INDICATOR TYPE 1 PRINTED AT DISTANCE EVERY 15 CM, SIZE: 470 MM X 70 M | STERILIZATION SUPPLIES (CSSD)
5342 | 4228190413700 | POUCH STERILIZATION ROLL FLAT, STEAM AND LOW TEMPERATURE, MEDICAL GRADE, PUNCTURE RESISTANT PLASTIC, TRANSPARENT FILM, PROCESS INDICATOR TYPE 1 PRINTED AT DISTANCE EVERY 15 CM, SIZE: 520 MM X 70 M | STERILIZATION SUPPLIES (CSSD)
5343 | 4228190413800 | POUCH STERILIZATION ROLL FLAT, STEAM AND LOW TEMPERATURE, MEDICAL GRADE, PUNCTURE RESISTANT PLASTIC, TRANSPARENT FILM, PROCESS INDICATOR TYPE 1 PRINTED AT DISTANCE EVERY 15 CM, SIZE: 580 MM X 70 M | STERILIZATION SUPPLIES (CSSD)
5344 | 4228190409800 | POUCH STERILIZATION ROLL FLAT, STEAM AND LOW TEMPERATURE, MEDICAL GRADE, PUNCTURE RESISTANT PLASTIC, TRANSPARENT FILM, PROCESS INDICATOR TYPE 1 PRINTED AT DISTANCE EVERY 15 CM, SIZE: 750 MM X 70 M | STERILIZATION SUPPLIES (CSSD)
5345 | 4225162000700 | MAT, TO PREVENT STAFF STRAINING FEET FOR PROLONGED TIME STANDING, NON ABSORBENT PUNCTURE RESISTANT, ANTIMICROBIAL, WASHABLE, SIZE : 50 CM X 120 | STERILIZATION SUPPLIES (CSSD)
5346 | 4228190208000 | WRAPPING SHEET TWO LAYERS BONDED EACH LAYER DIFFERENT COLOR SIMULTANEOUS NON-WOVEN SPUNBOND MELTBLOWN SPUNBOND (SMS) THICKNESS 43 GSM/ WETLAID 40 GSM COMPATIBLE WITH THE STEAM STERILIZATION AND ETHYLENE OXIDE STERILIZATION SYSTEMS NON-LEACHING AND ODORLESS MICROBIAL BARRIER TEAR RESISTANCE AIR PERMEABILITY AND BURST STRENGTH WRAPPING SHEETS SIZE : 90 CM X 90 CM | STERILIZATION SUPPLIES (CSSD)
5347 | 4228190208200 | WRAPPING SHEET TWO LAYERS BONDED EACH LAYER DIFFERENT COLOR SIMULTANEOUS NON-WOVEN SPUNBOND MELTBLOWN SPUNBOND (SMS) THICKNESS 70 GSM/ WETLAID 60 GSM COMPATIBLE WITH THE STEAM STERILIZATION AND ETHYLENE OXIDE STERILIZATION SYSTEMS NON-LEACHING AND ODORLESS MICROBIAL BARRIER TEAR RESISTANCE AIR PERMEABILITY AND BURST STRENGTH WRAPPING SHEETS SIZE : 120 CM X 120 CM | STERILIZATION SUPPLIES (CSSD)
5348 | 4228190208100 | WRAPPING SHEET TWO LAYERS BONDED EACH LAYER DIFFERENT COLOR SIMULTANEOUS NON-WOVEN SPUNBOND MELTBLOWN SPUNBOND (SMS) THICKNESS 70 GSM/ WETLAID 60 GSM COMPATIBLE WITH THE STEAM STERILIZATION AND ETHYLENE OXIDE STERILIZATION SYSTEMS NON-LEACHING AND ODORLESS MICROBIAL BARRIER TEAR RESISTANCE AIR PERMEABILITY AND BURST STRENGTH WRAPPING SHEETS SIZE : 100 CM X 100 CM | STERILIZATION SUPPLIES (CSSD)
5349 | 4228190412700 | POUCH STERILIZATION HEAT SEAL PRE-CUT NOT LESS THAN 80 GSM / THICK TRANSPARENT FILM COMPATIBLE WITH STEAM AND HYDROGEN PEROXIDE PUNCTURE RESISTANT STERILE BARRIER INDICATOR TYPE 1 PRINTED AT DISTANCE EVERY 15 CM SIZE: L 80 MM X W 300 MM | STERILIZATION SUPPLIES (CSSD)
5350 | 4228190411400 | POUCH STERILIZATION HEAT SEAL PRE-CUT NOT LESS THAN 80 GSM / THICK TRANSPARENT FILM COMPATIBLE WITH STEAM AND HYDROGEN PEROXIDE PUNCTURE RESISTANT STERILE BARRIER INDICATOR TYPE 1 PRINTED AT DISTANCE EVERY 15 CM SIZE: L 120 MM X W 200 MM | STERILIZATION SUPPLIES (CSSD)
5351 | 4228190411500 | POUCH STERILIZATION HEAT SEAL PRE-CUT NOT LESS THAN 80 GSM / THICK TRANSPARENT FILM COMPATIBLE WITH STEAM AND HYDROGEN PEROXIDE PUNCTURE RESISTANT STERILE BARRIER INDICATOR TYPE 1 PRINTED AT DISTANCE EVERY 15 CM SIZE: L 120 MM X W 400 MM | STERILIZATION SUPPLIES (CSSD)
5352 | 4228190411600 | POUCH STERILIZATION HEAT SEAL PRE-CUT NOT LESS THAN 80 GSM / THICK TRANSPARENT FILM COMPATIBLE WITH STEAM AND HYDROGEN PEROXIDE PUNCTURE RESISTANT STERILE BARRIER INDICATOR TYPE 1 PRINTED AT DISTANCE EVERY 15 CM SIZE: L 160 MM X W 300 MM | STERILIZATION SUPPLIES (CSSD)
5353 | 4228190411700 | POUCH STERILIZATION HEAT SEAL PRE-CUT NOT LESS THAN 80 GSM / THICK TRANSPARENT FILM COMPATIBLE WITH STEAM AND HYDROGEN PEROXIDE PUNCTURE RESISTANT STERILE BARRIER INDICATOR TYPE 1 PRINTED AT DISTANCE EVERY 15 CM SIZE: L 160 MM X W 500 MM | STERILIZATION SUPPLIES (CSSD)
5354 | 4228190411800 | POUCH STERILIZATION HEAT SEAL PRE-CUT NOT LESS THAN 80 GSM / THICK TRANSPARENT FILM COMPATIBLE WITH STEAM AND HYDROGEN PEROXIDE PUNCTURE RESISTANT STERILE BARRIER INDICATOR TYPE 1 PRINTED AT DISTANCE EVERY 15 CM SIZE: L 220 MM X W 400 MM | STERILIZATION SUPPLIES (CSSD)
5355 | 4228190411900 | POUCH STERILIZATION HEAT SEAL PRE-CUT NOT LESS THAN 80 GSM / THICK TRANSPARENT FILM COMPATIBLE WITH STEAM AND HYDROGEN PEROXIDE PUNCTURE RESISTANT STERILE BARRIER INDICATOR TYPE 1 PRINTED AT DISTANCE EVERY 15 CM SIZE: L 220 MM X W 600 MM | STERILIZATION SUPPLIES (CSSD)
5356 | 4228190412000 | POUCH STERILIZATION HEAT SEAL PRE-CUT NOT LESS THAN 80 GSM / THICK TRANSPARENT FILM COMPATIBLE WITH STEAM AND HYDROGEN PEROXIDE PUNCTURE RESISTANT STERILE BARRIER INDICATOR TYPE 1 PRINTED AT DISTANCE EVERY 15 CM SIZE: L 250 MM X W 500 MM | STERILIZATION SUPPLIES (CSSD)
5357 | 4228190412100 | POUCH STERILIZATION HEAT SEAL PRE-CUT NOT LESS THAN 80 GSM / THICK TRANSPARENT FILM COMPATIBLE WITH STEAM AND HYDROGEN PEROXIDE PUNCTURE RESISTANT STERILE BARRIER INDICATOR TYPE 1 PRINTED AT DISTANCE EVERY 15 CM SIZE: L 285 MM X W 450 MM | STERILIZATION SUPPLIES (CSSD)
5358 | 4228190412200 | POUCH STERILIZATION HEAT SEAL PRE-CUT NOT LESS THAN 80 GSM / THICK TRANSPARENT FILM COMPATIBLE WITH STEAM AND HYDROGEN PEROXIDE PUNCTURE RESISTANT STERILE BARRIER INDICATOR TYPE 1 PRINTED AT DISTANCE EVERY 15 CM SIZE: L 285 MM X W 600 MM | STERILIZATION SUPPLIES (CSSD)
5359 | 4228190412300 | POUCH STERILIZATION HEAT SEAL PRE-CUT NOT LESS THAN 80 GSM / THICK TRANSPARENT FILM COMPATIBLE WITH STEAM AND HYDROGEN PEROXIDE PUNCTURE RESISTANT STERILE BARRIER INDICATOR TYPE 1 PRINTED AT DISTANCE EVERY 15 CM SIZE: L 320 MM X W 550 MM | STERILIZATION SUPPLIES (CSSD)
5360 | 4228190412400 | POUCH STERILIZATION HEAT SEAL PRE-CUT NOT LESS THAN 80 GSM / THICK TRANSPARENT FILM COMPATIBLE WITH STEAM AND HYDROGEN PEROXIDE PUNCTURE RESISTANT STERILE BARRIER INDICATOR TYPE 1 PRINTED AT DISTANCE EVERY 15 CM SIZE: L 380 MM X W 450 MM | STERILIZATION SUPPLIES (CSSD)
5361 | 4228190412500 | POUCH STERILIZATION HEAT SEAL PRE-CUT NOT LESS THAN 80 GSM / THICK TRANSPARENT FILM COMPATIBLE WITH STEAM AND HYDROGEN PEROXIDE PUNCTURE RESISTANT STERILE BARRIER INDICATOR TYPE 1 PRINTED AT DISTANCE EVERY 15 CM SIZE: L 380 MM X W 650 MM | STERILIZATION SUPPLIES (CSSD)
5362 | 4228190412600 | POUCH STERILIZATION HEAT SEAL PRE-CUT NOT LESS THAN 80 GSM / THICK TRANSPARENT FILM COMPATIBLE WITH STEAM AND HYDROGEN PEROXIDE PUNCTURE RESISTANT STERILE BARRIER INDICATOR TYPE 1 PRINTED AT DISTANCE EVERY 15 CM SIZE: L 380 MM X W 690 MM | STERILIZATION SUPPLIES (CSSD)
5363 | 4228200002300 | TRANSPORTATION BOX, FOR DELIVERING STERILE INSTRUMENT, PROPYLENE PLASTIC MATERIAL, FREE LID LOCKABLE ATTACHED TO BOTH SIDES AND WELL SECURED, COLOR BLUE, W/ LABEL POCKET, WASHABLE UP TO 95 DEGREE BOX, DURABLE, EXTERNAL SIZE 79 X 40 X 32 CM | STERILIZATION SUPPLIES (CSSD)
5364 | 4213170203200 | PROTECTIVE GOWN, REINFORCED LAYER WITH CUFF, MINIMUM 60 MM, NON-WOVEN MATERIAL, LENGTH FROM MIDDLE OF NECKLINE TO BOTTOM, LEVEL 4 OF PROTECTION AND PERMEABILITY TO LIQUIDS, CHEMO RESISTANCE, TEAR RESISTANCE, OPEN BACK DESIGN, NON STERILE, DISPOSABLE, BLUE COLOR, SIZE X-LARGE. | STERILIZATION SUPPLIES (CSSD)
5365 | 4110410504200 | "TRANSPORTATION BOX, FOR DELIVERING DIRTY INSTRUMENT, PROPYLENE PLASTIC MATERIAL, FREE LID LOCKABLE ATTACHED TO BOTH SIDES AND WELL SECURED, COLOR RED, WASHABLE UP TO 95 DEGREE, DURABLE, EXTERNAL SIZE 80 X 60 X 60 CM" | STERILIZATION SUPPLIES (CSSD)
5366 | 4110410503700 | "TRANSPORTATION BOX, FOR DELIVERING DIRTY INSTRUMENT, PROPYLENE PLASTIC MATERIAL, FREE LID LOCKABLE ATTACHED TO BOTH SIDES, COLOR RED, WASHABLE UP TO 95 DEGREE, DURABLE, SIZE 50 X 40 X 30 CM" | STERILIZATION SUPPLIES (CSSD)
5367 | 4228190207100 | TAPE COLOR CODING ROLL LATEX FREE SURGICAL INSTRUMENTS 3000MM X 2.5 MM STRIPED GREEN / WHITE | STERILIZATION SUPPLIES (CSSD)
5368 | 4228190207000 | TAPE COLOR CODING ROLL LATEX FREE SURGICAL INSTRUMENTS 3000MM X 2.5 MM STRIPED GRAY / WHITE | STERILIZATION SUPPLIES (CSSD)
5369 | 4228190203700 | TYVEK COUNT SHEET PLAIN WHITE A4 | STERILIZATION SUPPLIES (CSSD)
5370 | 4228190001100 | TRANSPORTATION BOX, FOR DELIVERING STERILE INSTRUMENT, PROPYLENE PLASTIC MATERIAL, FREE LID LOCKABLE ATTACHED TO BOTH SIDES AND WELL SECURED, COLOR BLUE, WASHABLE UP TO 95 DEGREE BOX, DURABLE, SIZE 50 X 40 X30 CM | STERILIZATION SUPPLIES (CSSD)
5371 | 4228180200500 | COLORED IDENTIFICATION NAME PLATE (LABEL) FOR RIGID STERILIZATION CONTAINER, RE-USEABLE, ALUMINUM, PURPLE, OUTER LENGTH: 50MM X W 18MM | STERILIZATION SUPPLIES (CSSD)
5372 | 4228180200400 | COLORED IDENTIFICATION NAME PLATE (LABEL) FOR RIGID STERILIZATION CONTAINER, RE-USEABLE, ALUMINUM, ORANGE, OUTER LENGTH: 50MM X W 18MM | STERILIZATION SUPPLIES (CSSD)
5373 | 4228170601300 | LUBRICANT, OIL DROPS, FOR SURGICAL INSTRUMENT, NON-SILICONE-BASED, ODORLESS, COLORLESS, FORMULA DOES NOT INTERFERE WITH THE STERILIZATION METHOD, NEUTRAL PH, CONTAINS AN ANTIMICROBIAL ADDITIVES, COMPATIBILITY WITH STAINLESS STEEL, TUNGSTEN CARBIDE, ALUMINUM, AND TITANIUM INSTRUMENTS, 12-15 ML | STERILIZATION SUPPLIES (CSSD)
5374 | 4228153600000 | FILTER, FOR STERILIZATION CONTAINER, 215 X 95 MM REUSABLE. PACKAGE OF 2 | STERILIZATION SUPPLIES (CSSD)
5375 | 4228152701600 | RIBBON PRINTER BLKRED FOR STERRAD 100 S | STERILIZATION SUPPLIES (CSSD)
5376 | 4228152103600 | SHOES, ANTI-SLIPPERY, WATERPROOF, PUNCTURE RESISTANT, ANTISTATIC, COVERING THE FEET AND TOES WITH REINFORCEMENT HEEL, LATERAL VENTILATION PORTS, COMFORTABLE, ERGONOMIC DESIGN TO RELIEVE TENSION IN FEET AND LOWER BACK, LIGHT WEIGHT (NOT MORE THAN 80G PER PIECE) , EASY TO CLEAN AND DISINFECT, SIZE 45/46 RED | STERILIZATION SUPPLIES (CSSD)
5377 | 4228152103500 | SHOES, ANTI-SLIPPERY, WATERPROOF, PUNCTURE RESISTANT, ANTISTATIC, COVERING THE FEET AND TOES WITH REINFORCEMENT HEEL, LATERAL VENTILATION PORTS, COMFORTABLE, ERGONOMIC DESIGN TO RELIEVE TENSION IN FEET AND LOWER BACK, LIGHT WEIGHT (NOT MORE THAN 80G PER PIECE) , EASY TO CLEAN AND DISINFECT, SIZE 43/44 RED | STERILIZATION SUPPLIES (CSSD)
5378 | 4228152103400 | SHOES, ANTI-SLIPPERY, WATERPROOF, PUNCTURE RESISTANT, ANTISTATIC, COVERING THE FEET AND TOES WITH REINFORCEMENT HEEL, LATERAL VENTILATION PORTS, COMFORTABLE, ERGONOMIC DESIGN TO RELIEVE TENSION IN FEET AND LOWER BACK, LIGHT WEIGHT (NOT MORE THAN 80G PER PIECE) , EASY TO CLEAN AND DISINFECT, SIZE 41/42 RED | STERILIZATION SUPPLIES (CSSD)
5379 | 4228152103300 | SHOES, ANTI-SLIPPERY, WATERPROOF, PUNCTURE RESISTANT, ANTISTATIC, COVERING THE FEET AND TOES WITH REINFORCEMENT HEEL, LATERAL VENTILATION PORTS, COMFORTABLE, ERGONOMIC DESIGN TO RELIEVE TENSION IN FEET AND LOWER BACK, LIGHT WEIGHT (NOT MORE THAN 80G PER PIECE) , EASY TO CLEAN AND DISINFECT, SIZE 39/40 RED | STERILIZATION SUPPLIES (CSSD)
5380 | 4228152103200 | SHOES, ANTI-SLIPPERY, WATERPROOF, PUNCTURE RESISTANT, ANTISTATIC, COVERING THE FEET AND TOES WITH REINFORCEMENT HEEL, LATERAL VENTILATION PORTS, COMFORTABLE, ERGONOMIC DESIGN TO RELIEVE TENSION IN FEET AND LOWER BACK, LIGHT WEIGHT (NOT MORE THAN 80G PER PIECE) , EASY TO CLEAN AND DISINFECT, SIZE 37/38 RED | STERILIZATION SUPPLIES (CSSD)
5381 | 4228152103100 | SHOES, ANTI-SLIPPERY, WATERPROOF, PUNCTURE RESISTANT, ANTISTATIC, COVERING THE FEET AND TOES WITH REINFORCEMENT HEEL, LATERAL VENTILATION PORTS, COMFORTABLE, ERGONOMIC DESIGN TO RELIEVE TENSION IN FEET AND LOWER BACK, LIGHT WEIGHT (NOT MORE THAN 80G PER PIECE) , EASY TO CLEAN AND DISINFECT, SIZE 35/36 RED | STERILIZATION SUPPLIES (CSSD)
5382 | 4228150909200 | "TRANSPORTATION BOX, FOR DELIVERING STERILE INSTRUMENT, PROPYLENE PLASTIC MATERIAL, FREE LID LOCKABLE ATTACHED TO BOTH SIDES AND WELL SECURED, COLOR BLUE, WASHABLE UP TO 95 DEGREE, DURABLE, EXTERNAL SIZE 32 CMX26 CMX 20 CM" | STERILIZATION SUPPLIES (CSSD)
5383 | 4228150907000 | "TRANSPORTATION BOX, FOR DELIVERING DIRTY INSTRUMENT, PROPYLENE PLASTIC MATERIAL, FREE LID LOCKABLE ATTACHED TO BOTH SIDES AND WELL SECURED, COLOR RED, WASHABLE UP TO 95 DEGREE, DURABLE, EXTERNAL SIZE 32 CMX 53 CM X 10 CM" | STERILIZATION SUPPLIES (CSSD)
5384 | 4228190001300 | "TRANSPORTATION BOX, FOR DELIVERING STERILE INSTRUMENT, PROPYLENE PLASTIC MATERIAL, FREE LID LOCKABLE ATTACHED TO BOTH SIDES AND WELL SECURED, COLOR BLUE, WASHABLE UP TO 95 DEGREE BOX, DURABLE, EXTERNAL SIZE 70 X 60 X 40 CM" | STERILIZATION SUPPLIES (CSSD)
5385 | 4228153600300 | FILTER, PTFE, FOR PLASTIC LID CONTAINERS, REUSABLE, NOT LESS THAN 2000 CYCLE | STERILIZATION SUPPLIES (CSSD)
5386 | 4228152702200 | LABEL TAPE, FOR CASSETTE - 24 MM NON LAMINATED BLACK LETTERS ON WHITE TAPE USED IN STERILIZATION. | STERILIZATION SUPPLIES (CSSD)
5387 | 4228190000700 | TRANSPORTABLE CONTAINER TRANSPARENT LIGHT WEIGHT, PUNCTURE PROOF, PROPYLENE WITH SECURE LOCKABLE LID SIZE: WIDTH 33CM LENGTH 52CM HEIGHT 20CM. | STERILIZATION SUPPLIES (CSSD)
5388 | 4228153600200 | "FILTER, FOR RIGID CONTAINER, REUSABLE, ROUND, FREE LATEX, DIAMETER 190 MM" | STERILIZATION SUPPLIES (CSSD)
5389 | 4111280000100 | TRANSPORTATION BOX, FOR DELIVERING DIRTY INSTRUMENT, PROPYLENE PLASTIC MATERIAL, FREE LID LOCKABLE ATTACHED TO BOTH SIDES AND WELL SECURED, COLOR RED, WASHABLE UPTO 95 DEGREE, DURABLE, SIZE 70CM X 45CM X18CM | STERILIZATION SUPPLIES (CSSD)
5390 | 4016160200200 | CARTRIDGE / CUP, HYDROGEN PEROXIDE STERILIZER, FOR HMTS-80E STERILANT, (4 CYCLES / CUP). | STERILIZATION SUPPLIES (CSSD)
5391 | 4111580616100 | PRINTING PAPER ROLL, REGULAR SIZE 57 MM COMPATIBLE WITH SECTORS MACHINE | STERILIZATION SUPPLIES (CSSD)
5392 | 4228171600700 | SWAB, PROTEIN RESIDUAL TEST KIT, FOR CHANNEL WORKING 1 MM ENDOSCOPE, READOUT INCUBATION TIME LESS THAN 5 MIN AND REQUIRES NO INCUBATION MACHINE. | STERILIZATION SUPPLIES (CSSD)
5393 | 4224200152700 | "SILICONE LINER, LOCKING FOR TRANSFEMORAL AMPUTEES, ANTIBACTERIAL MATERIAL SUITABLE FOR AMPUTEES WITH EXCESS SOFT TISSUE, SKEO 3D OR EQUIVALENT, CLOTH COVER, CONICAL SHAPE IN DISTAL, CYLINDRICAL SHAPE IN PROXIMAL, THICKNESS FROM 4.5 MM DISTAL 2.5 MM PROXIMAL, SIZE 280 MM APPROXIMATELY" | PROSTHETICS & ORTHOSIS SUPPLIES
5394 | 4224200112900 | "SILICONE LINER, LOCKING FOR TRANSFEMORAL AMPUTEES, ANTIBACTERIAL MATERIAL SUITABLE FOR AMPUTEES WITH EXCESS SOFT TISSUE, SKEO 3D OR EQUIVALENT, CLOTH COVER, CONICAL SHAPE IN DISTAL, CYLINDRICAL SHAPE IN PROXIMAL, THICKNESS FROM 4.5 MM DISTAL 2.5 MM PROXIMAL, SIZE 320 MM APPROXIMATELY" | PROSTHETICS & ORTHOSIS SUPPLIES
5395 | 4224200152800 | "SILICONE LINER, LOCKING FOR TRANSFEMORAL AMPUTEES, ANTIBACTERIAL MATERIAL SUITABLE FOR AMPUTEES WITH EXCESS SOFT TISSUE, SKEO 3D OR EQUIVALENT, CLOTH COVER, CONICAL SHAPE IN DISTAL, CYLINDRICAL SHAPE IN PROXIMAL, THICKNESS FROM 4.5 MM DISTAL 2.5 MM PROXIMAL, SIZE 340 MM APPROXIMATELY" | PROSTHETICS & ORTHOSIS SUPPLIES
5396 | 4224200107200 | "SILICONE LINER, LOCKING FOR TRANSFEMORAL AMPUTEES, ANTIBACTERIAL MATERIAL SUITABLE FOR AMPUTEES WITH EXCESS SOFT TISSUE, SKEO 3D OR EQUIVALENT, CLOTH COVER, CONICAL SHAPE IN DISTAL, CYLINDRICAL SHAPE IN PROXIMAL, THICKNESS FROM 4.5 MM DISTAL 2.5 MM PROXIMAL, SIZE 360 MM APPROXIMATELY" | PROSTHETICS & ORTHOSIS SUPPLIES
5397 | 4224200115200 | "SILICONE LINER, LOCKING FOR TRANSFEMORAL AMPUTEES, ANTIBACTERIAL MATERIAL SUITABLE FOR AMPUTEES WITH EXCESS SOFT TISSUE, SKEO 3D OR EQUIVALENT, CLOTH COVER, CONICAL SHAPE IN DISTAL, CYLINDRICAL SHAPE IN PROXIMAL, THICKNESS FROM 4.5 MM DISTAL 2.5 MM PROXIMAL, SIZE 380 MM APPROXIMATELY" | PROSTHETICS & ORTHOSIS SUPPLIES
5398 | 4224200115400 | "SILICONE LINER, LOCKING FOR TRANSFEMORAL AMPUTEES, ANTIBACTERIAL MATERIAL SUITABLE FOR AMPUTEES WITH EXCESS SOFT TISSUE, SKEO 3D OR EQUIVALENT, CLOTH COVER, CONICAL SHAPE IN DISTAL, CYLINDRICAL SHAPE IN PROXIMAL, THICKNESS FROM 4.5 MM DISTAL 2.5 MM PROXIMAL, SIZE 400 MM APPROXIMATELY" | PROSTHETICS & ORTHOSIS SUPPLIES
5399 | 4224200115600 | "SILICONE LINER, LOCKING FOR TRANSFEMORAL AMPUTEES, ANTIBACTERIAL MATERIAL SUITABLE FOR AMPUTEES WITH EXCESS SOFT TISSUE, SKEO 3D OR EQUIVALENT, CLOTH COVER, CONICAL SHAPE IN DISTAL, CYLINDRICAL SHAPE IN PROXIMAL, THICKNESS FROM 4.5 MM DISTAL 2.5 MM PROXIMAL, SIZE 450 MM APPROXIMATELY" | PROSTHETICS & ORTHOSIS SUPPLIES
5400 | 4224200300200 | "FOUR HOLE MALE PYRAMID, ALUMINUM WITH STAINLESS STEEL INSERT, HEIGHT 23 MM APPROXIMATELY, WEIGHT CAPACITY IS UP TO 100 KG" | PROSTHETICS & ORTHOSIS SUPPLIES
5401 | 4224200431800 | A PROSTHETIC SOCKS (STRETCHABLE) DESIGNED TO BE WORN UNDER A SUSPENSION LINER NEXT TO THE SKIN. RELIEVES SKIN SHEAR IRRITATIONS AND IMPROVES COMFORT WITH LINERS. SIZE SHORT | PROSTHETICS & ORTHOSIS SUPPLIES
5402 | 4224170800100 | "HIP ABDUCTION PILLOW, POLYFOAM WITH VINYL COVERING, 13-14 INCHES ANKLE, 8-9 INCHES KNEE, 16-18 INCHES LENGTH, SMALL" | PROSTHETICS & ORTHOSIS SUPPLIES
5403 | 4224200261800 | "CUSTOM MADE, COSMETIC PROSTHESIS, HIGH DEFINITION SILICONE, TRANSHUMERAL, PEDIATRIC, STRETCHABLE SILICONE, WITH MULTI-COLORED SKIN TONE AND ATTENTION TO DETAIL INCLUDING HAIRS, MOLES, AND FRECKLES, SILICONE NAILS WHICH CAN BE PAINTED WITH NAIL VARNISH BY USER, TO INCLUDE SILICONE SOCKET, COMPONENTS AND TEST PIECE REQUIRED (APPENDIX B)" | PROSTHETICS & ORTHOSIS SUPPLIES
5404 | 4224200214700 | "CUSTOM MADE, COSMETIC PROSTHESIS, HIGH DEFINITION SILICONE, TRANSHUMERAL, ADULT, STRETCHABLE SILICONE, WITH MULTI-COLORED SKIN TONE AND ATTENTION TO DETAIL INCLUDING HAIRS, MOLES, AND FRECKLES, SILICONE NAILS WHICH CAN BE PAINTED WITH NAIL VARNISH BY USER, TO INCLUDE SILICONE SOCKET, COMPONENTS AND TEST PIECE REQUIRED (APPENDIX B)" | PROSTHETICS & ORTHOSIS SUPPLIES
5405 | 4224200214800 | "CUSTOM MADE, COSMETIC PROSTHESIS, HIGH DEFINITION SILICONE, TRANSRADIAL, ADULT, STRETCHABLE SILICONE, WITH MULTI-COLORED SKIN TONE AND ATTENTION TO DETAIL INCLUDING HAIRS, MOLES, AND FRECKLES, SILICONE NAILS WHICH CAN BE PAINTED WITH NAIL VARNISH BY USER, TO INCLUDE SILICONE SOCKET, COMPONENTS AND TEST PIECE REQUIRED (APPENDIX B)" | PROSTHETICS & ORTHOSIS SUPPLIES
5406 | 4224200601500 | "CUSTOM MADE, COSMETIC PROSTHESIS, HIGH DEFINITION SILICONE, TRANSRADIAL, PEDIATRIC, STRETCHABLE SILICONE, WITH MULTI-COLORED SKIN TONE AND ATTENTION TO DETAIL INCLUDING HAIRS, MOLES, AND FRECKLES, SILICONE NAILS WHICH CAN BE PAINTED WITH NAIL VARNISH BY USER, TO INCLUDE SILICONE SOCKET, COMPONENTS AND TEST PIECE REQUIRED (APPENDIX B)" | PROSTHETICS & ORTHOSIS SUPPLIES
5407 | 4224200601600 | "CUSTOM MADE, COSMETIC PROSTHESIS, HIGH DEFINITION SILICONE, FINGER, PEDIATRIC, ONE DIGITS, STRETCHABLE SILICONE, WITH MULTI-COLORED SKIN TONE AND ATTENTION TO DETAIL INCLUDING HAIRS, MOLES, AND FRECKLES, SILICONE NAILS WHICH CAN BE PAINTED WITH NAIL VARNISH BY USER, TO INCLUDE SILICONE SOCKET, COMPONENTS AND TEST PIECE REQUIRED (APPENDIX B)" | PROSTHETICS & ORTHOSIS SUPPLIES
5408 | 4224200601700 | "CUSTOM MADE, COSMETIC PROSTHESIS, HIGH DEFINITION SILICONE, FINGER, PEDIATRIC, TWO DIGITS, STRETCHABLE SILICONE, WITH MULTI-COLORED SKIN TONE AND ATTENTION TO DETAIL INCLUDING HAIRS, MOLES, AND FRECKLES, SILICONE NAILS WHICH CAN BE PAINTED WITH NAIL VARNISH BY USER, TO INCLUDE SILICONE SOCKET, COMPONENTS AND TEST PIECE REQUIRED (APPENDIX B)" | PROSTHETICS & ORTHOSIS SUPPLIES
5409 | 4224200601800 | "CUSTOM MADE, COSMETIC PROSTHESIS, HIGH DEFINITION SILICONE, FINGER, PEDIATRIC, MORE THAN 3 DIGITS, STRETCHABLE SILICONE, WITH MULTI-COLORED SKIN TONE AND ATTENTION TO DETAIL INCLUDING HAIRS, MOLES, AND FRECKLES, SILICONE NAILS WHICH CAN BE PAINTED WITH NAIL VARNISH BY USER, TO INCLUDE SILICONE SOCKET, COMPONENTS AND TEST PIECE REQUIRED (APPENDIX B)" | PROSTHETICS & ORTHOSIS SUPPLIES
5410 | 4224200214900 | "CUSTOM MADE, COSMETIC PROSTHESIS, HIGH DEFINITION SILICONE, FINGER, ADULT, ONE DIGITS, STRETCHABLE SILICONE, WITH MULTI-COLORED SKIN TONE AND ATTENTION TO DETAIL INCLUDING HAIRS, MOLES, AND FRECKLES, SILICONE NAILS WHICH CAN BE PAINTED WITH NAIL VARNISH BY USER, TO INCLUDE SILICONE SOCKET, COMPONENTS AND TEST PIECE REQUIRED (APPENDIX B)" | PROSTHETICS & ORTHOSIS SUPPLIES
5411 | 4224200215000 | "CUSTOM MADE, COSMETIC PROSTHESIS, HIGH DEFINITION SILICONE, FINGER, ADULT, TWO DIGITS, STRETCHABLE SILICONE, WITH MULTI-COLORED SKIN TONE AND ATTENTION TO DETAIL INCLUDING HAIRS, MOLES, AND FRECKLES, SILICONE NAILS WHICH CAN BE PAINTED WITH NAIL VARNISH BY USER, TO INCLUDE SILICONE SOCKET, COMPONENTS AND TEST PIECE REQUIRED (APPENDIX B)" | PROSTHETICS & ORTHOSIS SUPPLIES
5412 | 4224200215100 | "CUSTOM MADE, COSMETIC PROSTHESIS, HIGH DEFINITION SILICONE, FINGER, ADULT, MORE THAN 3 DIGITS, STRETCHABLE SILICONE, WITH MULTI-COLORED SKIN TONE AND ATTENTION TO DETAIL INCLUDING HAIRS, MOLES, AND FRECKLES, SILICONE NAILS WHICH CAN BE PAINTED WITH NAIL VARNISH BY USER, TO INCLUDE SILICONE SOCKET, COMPONENTS AND TEST PIECE REQUIRED (APPENDIX B)" | PROSTHETICS & ORTHOSIS SUPPLIES
5413 | 4224200111900 | "CUSTOM MADE, COSMETIC PROSTHESIS, HIGH DEFINITION SILICONE, TOE, ADULT, ONE TOE, STRETCHABLE SILICONE, WITH MULTI-COLORED SKIN TONE AND ATTENTION TO DETAIL INCLUDING HAIRS, MOLES, AND FRECKLES, SILICONE NAILS WHICH CAN BE PAINTED WITH NAIL VARNISH BY USER, INCLUDE SILICONE FOOT BAND, INCLUDE SILICONE SOCKET, COMPONENTS AND TEST PIECE REQUIRED (APPENDIX B)" | PROSTHETICS & ORTHOSIS SUPPLIES
5414 | 4224200111200 | "CUSTOM MADE, COSMETIC COVER, HIGH DEFINITION SILICONE, TRANSTIBIAL, ADULT, WITH MULTI-COLORED SKIN TONE AND ATTENTION TO DETAIL INCLUDING HAIRS, MOLES AND FRECKLES, SILICONE TOE NAILS WHICH CAN BE PAINTED WITH NAIL VARNISH BY PATIENT TO INCLUDE SILICONE TEST EACH IF REQUIRED (APPENDIX B)" | PROSTHETICS & ORTHOSIS SUPPLIES
5415 | 4224200114000 | "CUSTOM MADE, COSMETIC COVER, FULL LENGTH, HIGH DEFINITION SILICONE, TRANSFEMORAL, ADULT, WITH MULTI-COLORED SKIN TONE AND ATTENTION TO DETAIL INCLUDING HAIRS, MOLES AND FRECKLES, SILICONE TOE NAILS WHICH CAN BE PAINTED WITH NAIL VARNISH BY PATIENT TO INCLUDE SILICONE TEST EACH IF REQUIRED (APPENDIX B)" | PROSTHETICS & ORTHOSIS SUPPLIES
5416 | 4224200111300 | "CUSTOM MADE, COSMETIC COVER, HALF LENGTH, HIGH DEFINITION SILICONE, TRANSFEMORAL, ADULT, WITH MULTI-COLORED SKIN TONE AND ATTENTION TO DETAIL INCLUDING HAIRS, MOLES AND FRECKLES, SILICONE TOE NAILS WHICH CAN BE PAINTED WITH NAIL VARNISH BY PATIENT TO INCLUDE SILICONE TEST EACH IF REQUIRED (APPENDIX B)" | PROSTHETICS & ORTHOSIS SUPPLIES
5417 | 4224200111500 | "CUSTOM MADE, PARTIAL FOOT PROSTHESIS, HIGH DEFINITION SILICONE WITH CARBON FOOT PLATE, ADULT, MULTI-COLORED SKIN TONE, AND ATTENTION TO DETAIL INCLUDING HAIRS, MOLES, AND FRECKLES, SILICONE TOES NAILS WHICH CAN BE PAINTED WITH NAIL VARNISH BY THE USER TO INCLUDE SILICONE TEST PIECE IF REQUIRED (APPENDIX B)" | PROSTHETICS & ORTHOSIS SUPPLIES
5418 | 4224200601900 | "CUSTOM MADE, SILICONE PARTIAL HAND PROSTHESIS FOR CHILDREN, CUSTOM MADE FROM A MORE FLEXIBLE SILICONE TO STRETCH TO ALLOW GROWTH, HIGH DEFINITION WITH MULTI-COLORED SKIN TONE, AND ATTENTION TO DETAIL INCLUDING HAIRS, MOLES, AND FRECKLES, SILICONE NAILS WHICH CAN BE PAINTED WITH NAIL VARNISH BY THE USER TO INCLUDE SILICONE TEST PIECE IF REQUIRED (APPENDIX B)" | PROSTHETICS & ORTHOSIS SUPPLIES
5419 | 4224200111800 | "CUSTOM MADE, PARTIAL HAND PROSTHESIS, HIGH DEFINITION SILICONE, ADULT, MULTI-COLORED SKIN TONE, AND ATTENTION TO DETAIL INCLUDING HAIRS, MOLES, AND FRECKLES, SILICONE NAILS WHICH CAN BE PAINTED WITH NAIL VARNISH BY THE USER TO INCLUDE SILICONE TEST PIECE IF REQUIRED (APPENDIX B)" | PROSTHETICS & ORTHOSIS SUPPLIES
5420 | 4224171311500 | "SILICONE LINER, TRANSFEMORAL WITH TWO SEALING RING HEIGHTS, CUSHION, WITHOUT DISTAL CONNECTION, ANTIBACTERIAL, WITH MINERAL OILS REDUCED ELONGATION, NO-STRETCH MATRIX THE ENTIRE LENGTH OF LINER FOR REDUCED ELONGATION AND GOOD TISSUE MANAGEMENT, SIZE 420 MM APPROXIMATELY" | PROSTHETICS & ORTHOSIS SUPPLIES
5421 | 4224171311600 | "SILICONE LINER, TRANSFEMORAL WITH TWO SEALING RING HEIGHTS, CUSHION, WITHOUT DISTAL CONNECTION, ANTIBACTERIAL, WITH MINERAL OILS REDUCED ELONGATION, NO-STRETCH MATRIX THE ENTIRE LENGTH OF LINER FOR REDUCED ELONGATION AND GOOD TISSUE MANAGEMENT, SIZE 450 MM APPROXIMATELY" | PROSTHETICS & ORTHOSIS SUPPLIES
5422 | 4224171311700 | "SILICONE LINER, TRANSFEMORAL WITH TWO SEALING RING HEIGHTS, CUSHION, WITHOUT DISTAL CONNECTION, ANTIBACTERIAL, WITH MINERAL OILS REDUCED ELONGATION, NO-STRETCH MATRIX THE ENTIRE LENGTH OF LINER FOR REDUCED ELONGATION AND GOOD TISSUE MANAGEMENT, SIZE 500 MM APPROXIMATELY" | PROSTHETICS & ORTHOSIS SUPPLIES
5423 | 4224171311800 | "SILICONE LINER, TRANSFEMORAL WITH TWO SEALING RING HEIGHTS, CUSHION, WITHOUT DISTAL CONNECTION, ANTIBACTERIAL, WITH MINERAL OILS REDUCED ELONGATION, NO-STRETCH MATRIX THE ENTIRE LENGTH OF LINER FOR REDUCED ELONGATION AND GOOD TISSUE MANAGEMENT, SIZE 550 MM APPROXIMATELY" | PROSTHETICS & ORTHOSIS SUPPLIES
5424 | 4224171311900 | "SILICONE LINER, TRANSFEMORAL WITH TWO SEALING RING HEIGHTS, CUSHION, WITHOUT DISTAL CONNECTION, ANTIBACTERIAL, WITH MINERAL OILS REDUCED ELONGATION, NO-STRETCH MATRIX THE ENTIRE LENGTH OF LINER FOR REDUCED ELONGATION AND GOOD TISSUE MANAGEMENT, SIZE 360 MM APPROXIMATELY" | PROSTHETICS & ORTHOSIS SUPPLIES
5425 | 4224171312100 | "SILICONE LINER, TRANSFEMORAL WITH TWO SEALING RING HEIGHTS, CUSHION, WITHOUT DISTAL CONNECTION, ANTIBACTERIAL, WITH MINERAL OILS REDUCED ELONGATION, NO-STRETCH MATRIX THE ENTIRE LENGTH OF LINER FOR REDUCED ELONGATION AND GOOD TISSUE MANAGEMENT, SIZE 340 MM APPROXIMATELY" | PROSTHETICS & ORTHOSIS SUPPLIES
5426 | 4224171312200 | "SILICONE LINER, TRANSFEMORAL WITH TWO SEALING RING HEIGHTS, CUSHION, WITHOUT DISTAL CONNECTION, ANTIBACTERIAL, WITH MINERAL OILS REDUCED ELONGATION, NO-STRETCH MATRIX THE ENTIRE LENGTH OF LINER FOR REDUCED ELONGATION AND GOOD TISSUE MANAGEMENT, SIZE 320 MM APPROXIMATELY" | PROSTHETICS & ORTHOSIS SUPPLIES
5427 | 4224171315800 | "SILICONE LINER, TRANSFEMORAL WITH TWO SEALING RING HEIGHTS, CUSHION, WITHOUT DISTAL CONNECTION, ANTIBACTERIAL, WITH MINERAL OILS REDUCED ELONGATION, NO-STRETCH MATRIX THE ENTIRE LENGTH OF LINER FOR REDUCED ELONGATION AND GOOD TISSUE MANAGEMENT, SIZE 300 MM APPROXIMATELY" | PROSTHETICS & ORTHOSIS SUPPLIES
5428 | 4224171315900 | "SILICONE LINER, TRANSFEMORAL WITH TWO SEALING RING HEIGHTS, CUSHION, WITHOUT DISTAL CONNECTION, ANTIBACTERIAL, WITH MINERAL OILS REDUCED ELONGATION, NO-STRETCH MATRIX THE ENTIRE LENGTH OF LINER FOR REDUCED ELONGATION AND GOOD TISSUE MANAGEMENT, SIZE 280 MM APPROXIMATELY" | PROSTHETICS & ORTHOSIS SUPPLIES
5429 | 4224171316000 | "SILICONE LINER, TRANSFEMORAL WITH TWO SEALING RING HEIGHTS, CUSHION, WITHOUT DISTAL CONNECTION, ANTIBACTERIAL, WITH MINERAL OILS REDUCED ELONGATION, NO-STRETCH MATRIX THE ENTIRE LENGTH OF LINER FOR REDUCED ELONGATION AND GOOD TISSUE MANAGEMENT, SIZE 380 MM APPROXIMATELY" | PROSTHETICS & ORTHOSIS SUPPLIES
5430 | 4224200006700 | "SLIDING ADAPTER WITH ADJUSTABLE SCREW S ""TITANIUM"" CONNECTS 2 PROSTHETIC COMPONENTS WITH PYRAMID ADAPTER ALLOWS TRANSLATION ADJUSTMENT MEDIALLY OR LATERALLY, IN THE FRONTAL PLANE OR DORSALLY OR VENTRALLY IN THE SAGITTAL PLANE, HEIGHT: 112 MM APPROXIMATELY, BODY WEIGHT UP TO 100 KG" | PROSTHETICS & ORTHOSIS SUPPLIES
5431 | 4224200503900 | "ADAPTER DOUBLE TITANIUM ABOVE AND BELOW WITH FOUR EACH ADJUSTMENT SCREW S FOR CONNECTION BETWEEN TWO PYRAMID ADAPTERS SYSTEM HEIGHT: 112 MM APPROXIMATELY, BODY WEIGHT UP TO 150 KG" | PROSTHETICS & ORTHOSIS SUPPLIES
5432 | 4224200504000 | "ADAPTER DOUBLE TITANIUM ABOVE AND BELOW WITH FOUR EACH ADJUSTMENT SCREW S FOR CONNECTION BETWEEN TWO PYRAMID ADAPTERS SYSTEM HEIGHT: 82 MM APPROXIMATELY, BODY WEIGHT UP TO 150 KG" | PROSTHETICS & ORTHOSIS SUPPLIES
5433 | 4224200503800 | "ADAPTER DOUBLE TITANIUM ABOVE AND BELOW WITH FOUR EACH ADJUSTMENT SCREW S FOR CONNECTION BETWEEN TWO PYRAMID ADAPTERS SYSTEM HEIGHT: 97 MM APPROXIMATELY, BODY WEIGHT UP TO 150 KG" | PROSTHETICS & ORTHOSIS SUPPLIES
5434 | 4224200021900 | "ADAPTER, 4 - HOLE, THREADED TOP, ALUMINUM, HEIGHT 22 MM APPROXIMATELY, WEIGHT CAPACITY IS UP TO 100 KG" | PROSTHETICS & ORTHOSIS SUPPLIES
5435 | 4224200508500 | "ADAPTER, DOUBLE WITH PYRAMID, TITANIUM, FUNCTIONAL, HEIGHT 30 MM APPROXIMATELY" | PROSTHETICS & ORTHOSIS SUPPLIES
5436 | 4224200510300 | "ADAPTER, DOUBLE, FEMALE, ALUMINUM, HEIGHT 45 MM APPROXIMATELY, WEIGHT CAPACITY IS UP TO 100 KG" | PROSTHETICS & ORTHOSIS SUPPLIES
5437 | 4224200510400 | "ADAPTER, DOUBLE, FEMALE, ALUMINUM, HEIGHT 60 MM APPROXIMATELY, WEIGHT CAPACITY IS UP TO 100 KG" | PROSTHETICS & ORTHOSIS SUPPLIES
5438 | 4224200510500 | "ADAPTER, DOUBLE, FEMALE, ALUMINUM, HEIGHT 75 MM APPROXIMATELY, WEIGHT CAPACITY IS UP TO 100 KG" | PROSTHETICS & ORTHOSIS SUPPLIES
5439 | 4224200300000 | "ADAPTER, DOUBLE, TITANIUM, ABOVE AND BELOW WITH FOUR EACH ADJUSTMENT SCREWS FOR CONNECTION BETWEEN TWO PYRAMID ADAPTERS, HEIGHT: 69 MM APPROXIMATELY, FOR BODY WEIGHT UP TO 150 KG" | PROSTHETICS & ORTHOSIS SUPPLIES
5440 | 4224200509700 | "ADAPTER, 4 - HOLE, ALUMINUM, HEIGHT 11 MM APPROXIMATELY, WEIGHT CAPACITY IS UP TO 100 KG" | PROSTHETICS & ORTHOSIS SUPPLIES
5441 | 4224200510200 | "ADAPTER, FEMALE, DOUBLE, ALUMINUM, HEIGHT 32 MM APPROXIMATELY, WEIGHT CAPACITY IS UP TO 100 KG" | PROSTHETICS & ORTHOSIS SUPPLIES
5442 | 4224200510100 | "ADAPTER, FEMALE, SINGLE, SHORT, ALUMINUM, HEIGHT 200 MM APPROXIMATELY, AND CAN BE CUT TO LENGTH 60 MM, WEIGHT CAPACITY IS UP TO 100 KG" | PROSTHETICS & ORTHOSIS SUPPLIES
5443 | 4224200510900 | "ADAPTER, MALE - FEMALE, DOUBLE, WITH 8 MM OFFSET, AND 10 DEGREES ANGLE, STAINLESS STEEL, HEIGHT 40 MM APPROXIMATELY, WEIGHT CAPACITY IS UP TO 125 KG" | PROSTHETICS & ORTHOSIS SUPPLIES
5444 | 4224200510600 | "ADAPTER, MALE, DOUBLE, ALUMINUM, WITH STAINLESS STEEL, PYRAMID INSERT, HEIGHT 41 MM APPROXIMATELY, WEIGHT CAPACITY IS UP TO 100 KG" | PROSTHETICS & ORTHOSIS SUPPLIES
5445 | 4224200509900 | "ADAPTER, MALE, SINGLE, LONG, ALUMINUM, WITH STAINLESS STEEL, PYRAMID INSERT, HEIGHT 77 MM APPROXIMATELY, AND CAN BE CUT TO 70 MM, WEIGHT CAPACITY IS UP TO 100 KG" | PROSTHETICS & ORTHOSIS SUPPLIES
5446 | 4224200510700 | "ADAPTER, SACH FOOT, ALUMINUM, WITH STAINLESS STEEL, PYRAMID INSERT, HEIGHT 25 MM APPROXIMATELY, WEIGHT CAPACITY IS UP TO 100 KG" | PROSTHETICS & ORTHOSIS SUPPLIES
5447 | 4224200510800 | "ADAPTER, SHIFT, WITH TITANIUM, HEIGHT 60 MM APPROXIMATELY, WEIGHT CAPACITY IS UP TO 100 KG" | PROSTHETICS & ORTHOSIS SUPPLIES
5448 | 4224200509800 | "ADAPTER, SINGLE, MALE, SHORT, ALUMINUM WITH STAINLESS STEEL PYRAMID INSERT, HEIGHT 50 MM APPROXIMATELY, WEIGHT CAPACITY IS UP TO 100 KG" | PROSTHETICS & ORTHOSIS SUPPLIES
5449 | 4224200508000 | ADAPTER, SOCKET WITH FOUR ADJUSTMENT SET SCREW S, TITANIUM | PROSTHETICS & ORTHOSIS SUPPLIES
5450 | 4219180300600 | "ADAPTER, SOCKET, PEDIATRIC, WITH FOUR ADJUSTMENT SET SCREWS" | PROSTHETICS & ORTHOSIS SUPPLIES
5451 | 4224200507900 | ADAPTER, SOCKET, ROTATABLE, TITANIUM, APPLICATION AS FOR SOCKET ADAPTER, WITH ADJUSTMENT SET SCREW S | PROSTHETICS & ORTHOSIS SUPPLIES
5452 | 4224200508600 | ADAPTER, TUBE CLAMP, FEMALE, TITANIUM, MOVABLE, 34 MM | PROSTHETICS & ORTHOSIS SUPPLIES
5453 | 4224200508400 | "ADAPTER, TUBE CLAMP, PEDIATRIC, WITH UPPER PYRAMID AND LOWER TUBE CLAMP WITH CLAMP SCREW FOR TRANSTIBIAL PROSTHESIS" | PROSTHETICS & ORTHOSIS SUPPLIES
5454 | 4224200508300 | ADAPTER, TUBE CLAMP, PEDIATRIC | PROSTHETICS & ORTHOSIS SUPPLIES
5455 | 4224170706700 | AIR WALKER BOOT WITH PATENTED PNEUMATIC SYSTEM PADDED WITH SOFT LINERS AND EASY TO FIT EXTRA-LARGE LOW PROFILE | PROSTHETICS & ORTHOSIS SUPPLIES
5456 | 4224170706800 | AIR WALKER BOOT WITH PATENTED PNEUMATIC SYSTEM PADDED WITH SOFT LINERS AND EASY TO FIT EXTRA-LARGE STANDARD | PROSTHETICS & ORTHOSIS SUPPLIES
5457 | 4224170706000 | "AIR WALKER BOOT WITH PATENTED PNEUMATIC SYSTEM, PADDED WITH SOFT LINERS AND EASY TO FIT MEDIUM LOW PROFILE" | PROSTHETICS & ORTHOSIS SUPPLIES
5458 | 4224170706400 | "AIR WALKER BOOT WITH PATENTED PNEUMATIC SYSTEM, PADDED WITH SOFT LINERS AND EASY TO FIT SMALL, STANDARD" | PROSTHETICS & ORTHOSIS SUPPLIES
5459 | 4224170706500 | "AIR WALKER BOOT WITH PATENTED PNEUMATIC SYSTEM, PADDED WITH SOFT LINERS AND EASY TO FIT, EXTRA SMALL, LOW PROFILE" | PROSTHETICS & ORTHOSIS SUPPLIES
5460 | 4224170705900 | "AIR WALKER BOOT WITH PATENTED PNEUMATIC SYSTEM, PADDED WITH SOFT LINERS AND EASY TO FIT, EXTRA SMALL, STANDARD" | PROSTHETICS & ORTHOSIS SUPPLIES
5461 | 4224170706200 | "AIR WALKER BOOT WITH PATENTED PNEUMATIC SYSTEM, PADDED WITH SOFT LINERS AND EASY TO FIT, LARGE, LOW PROFILE" | PROSTHETICS & ORTHOSIS SUPPLIES
5462 | 4224170706600 | "AIR WALKER BOOT WITH PATENTED PNEUMATIC SYSTEM, PADDED WITH SOFT LINERS AND EASY TO FIT, LARGE, STANDARD" | PROSTHETICS & ORTHOSIS SUPPLIES
5463 | 4224170706300 | "AIR WALKER BOOT WITH PATENTED PNEUMATIC SYSTEM, PADDED WITH SOFT LINERS AND EASY TO FIT, MEDIUM, STANDARD" | PROSTHETICS & ORTHOSIS SUPPLIES
5464 | 4224170706100 | "AIR WALKER BOOT WITH PATENTED PNEUMATIC SYSTEM, PADDED WITH SOFT LINERS AND EASY TO FIT, SMALL, LOW PROFILE" | PROSTHETICS & ORTHOSIS SUPPLIES
5465 | 4224170119400 | "BUNION ALIGNER, HALLUX VALGUS SPLINT, SIZE LARGE, LEFT" | PROSTHETICS & ORTHOSIS SUPPLIES
5466 | 4224170119500 | "BUNION ALIGNER, HALLUX VALGUS SPLINT, SIZE MEDIUM, LEFT" | PROSTHETICS & ORTHOSIS SUPPLIES
5467 | 4224170119600 | "BUNION ALIGNER, HALLUX VALGUS SPLINT, SIZE SMALL, RIGHT" | PROSTHETICS & ORTHOSIS SUPPLIES
5468 | 4224170119700 | "BUNION ALIGNER, HALLUX VALGUS SPLINT, SIZE LARGE, RIGHT" | PROSTHETICS & ORTHOSIS SUPPLIES
5469 | 4224170119800 | "BUNION ALIGNER, HALLUX VALGUS SPLINT, SIZE MEDIUM, RIGHT" | PROSTHETICS & ORTHOSIS SUPPLIES
5470 | 4224170119900 | "BUNION ALIGNER, HALLUX VALGUS SPLINT, SIZE SMALL, LEFT" | PROSTHETICS & ORTHOSIS SUPPLIES
5471 | 4224200005600 | "ANGLE TUBE ADAPTER TITANIUM WITH 10 DEGREES INNER DIAMETER 30 MM APPROXIMATELY, HEIGHT: 34 MM APPROXIMATELY, BODY WEIGHT UP TO 100 KG" | PROSTHETICS & ORTHOSIS SUPPLIES
5472 | 4224200004200 | "ANGLE TUBE ADAPTER TITANIUM WITH 20 DEGREES INNER DIAMETER 30 MM APPROXIMATELY, HEIGHT: 34 MM APPROXIMATELY, BODY WEIGHT UP TO 100 KG" | PROSTHETICS & ORTHOSIS SUPPLIES
5473 | 4224200136800 | "CUSTOM MADE, ANKLE FOOT MICROPROCESSOR SYSTEM, CARBON FIBER FOOT, ANKLE ALIGNMENT, SWING DORSIFLEXION, ROUGHLY 70% GREATER MINIMUM TOE CLEARANCE INCREASED RANGE OF MOTION HIGHER GROUND COMPLIANCE ANKLE ADJUSTS TO THE HEEL HEIGHT OR BAREFOOT SITUATION OF USER, STAIR ADAPTATION, RAMP ADAPTATION, RELAX/CHAIR EXIT, FASTER TERRAIN ADAPTATION, AUTOMATIC CYCLING RECOGNITION, STANDB, WEATHERPROOF, WATER RESISTING, APP TO ADJUST SETTINGS, FIT FOR ANY FOOTWEAR, NATURAL MOVEMENTS, LOW TO MODERATE IMPACT LEVEL, MAX. WEIGHT 125 KG, CONTROLK-LEVEL: K2 AND K3, INCLUDES - PATIENT ASSESSMENT AT CUSTOMERS PREMISES, MEASURING, INCLUDES ALL REQUIRED MATERIALS/COMPONENTS TO FABRICATE PROSTHESIS, DELIVERY FITTING BY CERTIFIED ORTHOTIST IN MULTIPLE CLINICS AND DIFFERENT REGIONS WITH FOLLOW UP (APPENDIX C)" | PROSTHETICS & ORTHOSIS SUPPLIES
5474 | 4224150901100 | "ANKLE FOOT ORTHOSIS (AFO), RIGID, POLYPROPYLENE, 4 MM, FULL FOOT ANATOMICAL DESIGN, PADDING IN CALF AREA, ASSISTS DORSIFLEXION IN THE FOOT, SIZE 35 - 37, LEFT" | PROSTHETICS & ORTHOSIS SUPPLIES
5475 | 4224150901200 | "ANKLE FOOT ORTHOSIS (AFO), RIGID, POLYPROPYLENE, 4 MM, FULL FOOT ANATOMICAL DESIGN, PADDING IN CALF AREA, ASSISTS DORSIFLEXION IN THE FOOT, SIZE 37 - 39, LEFT" | PROSTHETICS & ORTHOSIS SUPPLIES
5476 | 4224150901300 | "ANKLE FOOT ORTHOSIS (AFO), RIGID, POLYPROPYLENE, 4 MM, FULL FOOT ANATOMICAL DESIGN, PADDING IN CALF AREA, ASSISTS DORSIFLEXION IN THE FOOT, SIZE 37 - 39, RIGHT" | PROSTHETICS & ORTHOSIS SUPPLIES
5477 | 4224170644700 | "ANKLE FOOT ORTHOSIS (AFO), RIGID, POLYPROPYLENE, 4 MM, FULL FOOT ANATOMICAL DESIGN, PADDING IN CALF AREA, ASSISTS DORSIFLEXION IN THE FOOT, SIZE 41 - 44, RIGHT" | PROSTHETICS & ORTHOSIS SUPPLIES
5478 | 4224170644800 | "ANKLE FOOT ORTHOSIS (AFO), RIGID, POLYPROPYLENE, 4 MM, FULL FOOT ANATOMICAL DESIGN, PADDING IN CALF AREA, ASSISTS DORSIFLEXION IN THE FOOT, SIZE 39 - 41, LEFT" | PROSTHETICS & ORTHOSIS SUPPLIES
5479 | 4224170644900 | "ANKLE FOOT ORTHOSIS (AFO), RIGID, POLYPROPYLENE, 4 MM, FULL FOOT ANATOMICAL DESIGN, PADDING IN CALF AREA, ASSISTS DORSIFLEXION IN THE FOOT, SIZE 39 - 41, RIGHT" | PROSTHETICS & ORTHOSIS SUPPLIES
5480 | 4224170645000 | "ANKLE FOOT ORTHOSIS (AFO), RIGID, POLYPROPYLENE, 4 MM, FULL FOOT ANATOMICAL DESIGN, PADDING IN CALF AREA, ASSISTS DORSIFLEXION IN THE FOOT, SIZE 41 - 44, LEFT" | PROSTHETICS & ORTHOSIS SUPPLIES
5481 | 4618220703000 | "ANKLE IMMOBILIZER WITH STEEL STAYS, RELEASING MALLEOLUS, SOFT AND COMFORT, ADJUSTMENT ON FOREFOOT AND SUPRAMALLEOLAR, CLOSURE AND ADJUSTMENT MADE OF VELCRO, ASSORTED SIZE" | PROSTHETICS & ORTHOSIS SUPPLIES
5482 | 4618220700100 | "ANKLE BRACE, WITH FIGURE OF 8 STRAP, MADE OF FABRIC, ADJUSTMENT BY LACES, SPRAIN OF LIGAMENTS CHRONIC LIGAMENT LAXITY, SIZE: EXTRA LARGE" | PROSTHETICS & ORTHOSIS SUPPLIES
5483 | 4618220700200 | "ANKLE BRACE, WITH FIGURE OF 8 STRAP, MADE OF FABRIC, ADJUSTMENT BY LACES, SPRAIN OF LIGAMENTS CHRONIC LIGAMENT LAXITY, SIZE: MEDIUM" | PROSTHETICS & ORTHOSIS SUPPLIES
5484 | 4618220703600 | "ANKLE BRACE, WITH FIGURE OF 8 STRAP, MADE OF FABRIC, ADJUSTMENT BY LACES, SPRAIN OF LIGAMENTS CHRONIC LIGAMENT LAXITY, SIZE: SMALL" | PROSTHETICS & ORTHOSIS SUPPLIES
5485 | 4618220700000 | "ANKLE BRACE, WITH FIGURE OF 8 STRAP, MADE OF FABRIC, ADJUSTMENT BY LACES, SPRAIN OF LIGAMENTS CHRONIC LIGAMENT LAXITY, SIZE: LARGE" | PROSTHETICS & ORTHOSIS SUPPLIES
5486 | 4224151016000 | "THERMOPLASTIC SHEET, ANTIBACTERIAL, POLYPROPYLENE HOMOPOLYMER, LENGTH 2000 MM APPROXIMATELY WIDTH 1000 MM APPROXIMATELY THICKNESS 6 MM" | PROSTHETICS & ORTHOSIS SUPPLIES
5487 | 4224151015400 | "THERMOPLASTIC SHEET, POLYETHYLENE, LENGTH 2000 MM APPROXIMATELY WIDTH 1000 MM APPROXIMATELY THICKNESS 3 MM" | PROSTHETICS & ORTHOSIS SUPPLIES
5488 | 4224151015500 | "THERMOPLASTIC SHEET, POLYETHYLENE, LENGTH 2000 MM APPROXIMATELY WIDTH 1000 APPROXIMATELY MM THICKNESS 6 MM" | PROSTHETICS & ORTHOSIS SUPPLIES
5489 | 4224151015600 | "THERMOPLASTIC SHEET, ANTIBACTERIAL, POLYETHYLENE TEREPHTHALATE GLYCOL (PETG), LENGTH 400 MM APPROXIMATELY WIDTH 400 MM APPROXIMATELY THICKNESS 3 MM" | PROSTHETICS & ORTHOSIS SUPPLIES
5490 | 4224151015700 | "THERMOPLASTIC SHEET, ANTIBACTERIAL, POLYETHYLENE TEREPHTHALATE GLYCOL (PETG), LENGTH 400 MM APPROXIMATELY WIDTH 400 MM APPROXIMATELY THICKNESS 5 MM" | PROSTHETICS & ORTHOSIS SUPPLIES
5491 | 4224151015800 | "THERMOPLASTIC SHEET, ANTIBACTERIAL, POLYPROPYLENE, LENGTH 2000 MM APPROXIMATELY WIDTH 1000 MM APPROXIMATELY THICKNESS 4 MM" | PROSTHETICS & ORTHOSIS SUPPLIES
5492 | 4224151015900 | "THERMOPLASTIC SHEET, ANTIBACTERIAL OR EQUIVALENT, POLYPROPYLENE, LENGTH 2000 MM APPROXIMATELY WIDTH 1000 MM APPROXIMATELY THICKNESS 5 MM" | PROSTHETICS & ORTHOSIS SUPPLIES
5493 | 4224200030700 | ANVILS, AN ORTHOTICS WORKSHOP TOOL, HIGH-GRADE STEEL WHICH FEATURES HIGH HARDNESS AND DURABILITY, DIMENSIONS WXH 500 X 190 MM, ITS EXCELLENT FOR RIVETING, FLATTENING AND FORMING METAL, WEIGHT 40-80 KG | PROSTHETICS & ORTHOSIS SUPPLIES
5494 | 4618160900100 | "RIGID INSOLES, FULL LENGTH, FLEXIBLE AT THE TOE SIDE, PAIR, SIZE (39-41)" | PROSTHETICS & ORTHOSIS SUPPLIES
5495 | 4618160900200 | "RIGID INSOLES, FULL LENGTH, FLEXIBLE AT THE TOE SIDE, PAIR, SIZE (37-39)" | PROSTHETICS & ORTHOSIS SUPPLIES
5496 | 4618160900300 | "RIGID INSOLES, FULL LENGTH, FLEXIBLE AT THE TOE SIDE, PAIR, SIZE (35-37)" | PROSTHETICS & ORTHOSIS SUPPLIES
5497 | 4618160900400 | "RIGID INSOLES, FULL LENGTH, FLEXIBLE AT THE TOE SIDE, PAIR, SIZE (44-46)" | PROSTHETICS & ORTHOSIS SUPPLIES
5498 | 4618160900500 | "RIGID INSOLES, FULL LENGTH, FLEXIBLE AT THE TOE SIDE, PAIR, SIZE (41-44)" | PROSTHETICS & ORTHOSIS SUPPLIES
5499 | 4618160900600 | "SEMI RIGID INSOLES, FULL LENGTH, FLEXIBLE AT THE TOE SIDE, PAIR, SIZE (37-39)" | PROSTHETICS & ORTHOSIS SUPPLIES
5500 | 4618160900700 | "SEMI RIGID INSOLES, FULL LENGTH, FLEXIBLE AT THE TOE SIDE, PAIR, SIZE (35-37)" | PROSTHETICS & ORTHOSIS SUPPLIES
5501 | 4618160900800 | "SEMI RIGID INSOLES, FULL LENGTH, FLEXIBLE AT THE TOE SIDE, PAIR, SIZE (41-44)" | PROSTHETICS & ORTHOSIS SUPPLIES
5502 | 4618160901000 | "SEMI RIGID INSOLES, FULL LENGTH, FLEXIBLE AT THE TOE SIDE, PAIR, SIZE (39-41)" | PROSTHETICS & ORTHOSIS SUPPLIES
5503 | 4618160900900 | "SEMI RIGID INSOLES, FULL LENGTH, FLEXIBLE AT THE TOE SIDE, PAIR, SIZE (44-46)" | PROSTHETICS & ORTHOSIS SUPPLIES
5504 | 4618160901100 | "RIGID INSOLES, PEDIATRIC, FULL LENGTH, FLEXIBLE AT THE TOE SIDE, PAIR, SIZE 18" | PROSTHETICS & ORTHOSIS SUPPLIES
5505 | 4618160901300 | "RIGID INSOLES, PEDIATRIC, FULL LENGTH, FLEXIBLE AT THE TOE SIDE, PAIR, SIZE 20" | PROSTHETICS & ORTHOSIS SUPPLIES
5506 | 4618160908100 | "RIGID INSOLES, PEDIATRIC, FULL LENGTH, FLEXIBLE AT THE TOE SIDE, PAIR, SIZE 22" | PROSTHETICS & ORTHOSIS SUPPLIES
5507 | 4224170606600 | "RIGID INSOLES, PEDIATRIC, FULL LENGTH, FLEXIBLE AT THE TOE SIDE, PAIR, SIZE 23" | PROSTHETICS & ORTHOSIS SUPPLIES
5508 | 4618160901500 | "RIGID INSOLES, PEDIATRIC, FULL LENGTH, FLEXIBLE AT THE TOE SIDE, PAIR, SIZE 24" | PROSTHETICS & ORTHOSIS SUPPLIES
5509 | 4224170611100 | "RIGID INSOLES, PEDIATRIC, FULL LENGTH, FLEXIBLE AT THE TOE SIDE, PAIR, SIZE 26" | PROSTHETICS & ORTHOSIS SUPPLIES
5510 | 4618160901700 | "RIGID INSOLES, PEDIATRIC, FULL LENGTH, FLEXIBLE AT THE TOE SIDE, PAIR, SIZE 27" | PROSTHETICS & ORTHOSIS SUPPLIES
5511 | 4224170610900 | "RIGID INSOLES, PEDIATRIC, FULL LENGTH, FLEXIBLE AT THE TOE SIDE, PAIR, SIZE 28" | PROSTHETICS & ORTHOSIS SUPPLIES
5512 | 4224170606400 | "RIGID INSOLES, PEDIATRIC, FULL LENGTH, FLEXIBLE AT THE TOE SIDE, PAIR, SIZE 29" | PROSTHETICS & ORTHOSIS SUPPLIES
5513 | 4224170611000 | "RIGID INSOLES, PEDIATRIC, FULL LENGTH, FLEXIBLE AT THE TOE SIDE, PAIR, SIZE 30" | PROSTHETICS & ORTHOSIS SUPPLIES
5514 | 4618160901800 | "RIGID INSOLES, PEDIATRIC, FULL LENGTH, FLEXIBLE AT THE TOE SIDE, PAIR, SIZE 31" | PROSTHETICS & ORTHOSIS SUPPLIES
5515 | 4618160901900 | "RIGID INSOLES, PEDIATRIC, FULL LENGTH, FLEXIBLE AT THE TOE SIDE, PAIR, SIZE 32" | PROSTHETICS & ORTHOSIS SUPPLIES
5516 | 4224170606300 | "RIGID INSOLES, PEDIATRIC, FULL LENGTH, FLEXIBLE AT THE TOE SIDE, PAIR, SIZE 33" | PROSTHETICS & ORTHOSIS SUPPLIES
5517 | 4224170611200 | "RIGID INSOLES, PEDIATRIC, FULL LENGTH, FLEXIBLE AT THE TOE SIDE, PAIR, SIZE 34" | PROSTHETICS & ORTHOSIS SUPPLIES
5518 | 4618160901200 | "RIGID INSOLES, PEDIATRIC, FULL LENGTH, FLEXIBLE AT THE TOE SIDE, PAIR, SIZE 19" | PROSTHETICS & ORTHOSIS SUPPLIES
5519 | 4618160901400 | "RIGID INSOLES, PEDIATRIC, FULL LENGTH, FLEXIBLE AT THE TOE SIDE, PAIR, SIZE 21" | PROSTHETICS & ORTHOSIS SUPPLIES
5520 | 4618160901600 | "RIGID INSOLES, PEDIATRIC, FULL LENGTH, FLEXIBLE AT THE TOE SIDE, PAIR, SIZE 25" | PROSTHETICS & ORTHOSIS SUPPLIES
5521 | 4618160902000 | "RIGID INSOLES, PEDIATRIC, FULL LENGTH, FLEXIBLE AT THE TOE SIDE, PAIR, SIZE 35" | PROSTHETICS & ORTHOSIS SUPPLIES
5522 | 4224200213800 | "PROSTHETIC ELBOW JOINT, AUTOMATIC, MORE THAN 7 LOCKING POSITIONS, ELBOW SIZE 64 MM APPROXIMATELY, ASSORTED COLOR" | PROSTHETICS & ORTHOSIS SUPPLIES
5523 | 4224200214000 | "PROSTHETIC ELBOW JOINT, AUTOMATIC, MORE THAN 7 LOCKING POSITIONS, ELBOW SIZE 70 MM APPROXIMATELY, ASSORTED COLOR" | PROSTHETICS & ORTHOSIS SUPPLIES
5524 | 4224200214200 | "PROSTHETIC ELBOW JOINT, AUTOMATIC LOCKING, MORE THAN 7 LOCKING POSITIONS, ELBOW SIZE 58 MM APPROXIMATELY, ASSORTED COLOR" | PROSTHETICS & ORTHOSIS SUPPLIES
5525 | 4224200214400 | "ELBOW JOINT, AUTOMATIC LOCK, EXTERNAL, STAINLESS STEEL, LEFT MEDIAL" | PROSTHETICS & ORTHOSIS SUPPLIES
5526 | 4224200214500 | "ELBOW JOINT, AUTOMATIC LOCK, EXTERNAL, STAINLESS STEEL, LEFT/RIGHT LATERAL" | PROSTHETICS & ORTHOSIS SUPPLIES
5527 | 4224200214600 | "ELBOW JOINT, AUTOMATIC LOCK, EXTERNAL, STAINLESS STEEL, RIGHT MEDIAL" | PROSTHETICS & ORTHOSIS SUPPLIES
5528 | 4224200033500 | AVIATION SNIPS SHEAR, STEEL, AN ORTHOTICS WORKSHOP TOOL | PROSTHETICS & ORTHOSIS SUPPLIES
5529 | 4224200004800 | "TRANSTIBIAL MODULAR KIT, WITH INNER TUBE ADAPTER AND TUBE CLAMP ADAPTER (TITANIUM), DIAMETER: 34 MM APPROXIMATELY, FOR BODY WEIGHT UP TO 150 KG" | PROSTHETICS & ORTHOSIS SUPPLIES
5530 | 4224200032200 | BALL-PEEN HAMMER, AN ORTHOTICS WORKSHOP TOOL, DOUBLE CHANNEL, HEMISPHERIC/FLAT-ROUND, WITH SHAFT | PROSTHETICS & ORTHOSIS SUPPLIES
5531 | 4224171307500 | "PROSTHETIC SUSPENSION BELT, TRANSFEMORAL, NEOPRENE ADHESIVE STRIP, SIZE HIP CIRCUMFERENCE 60 - 74 CM APPROXIMATELY RIGHT" | PROSTHETICS & ORTHOSIS SUPPLIES
5532 | 4224171308100 | "PROSTHETIC SUSPENSION BELT, TRANSFEMORAL, NEOPRENE ADHESIVE STRIP, SIZE HIP CIRCUMFERENCE 86 - 100 CM APPROXIMATELY RIGHT" | PROSTHETICS & ORTHOSIS SUPPLIES
5533 | 4224171308000 | "PROSTHETIC SUSPENSION BELT, TRANSFEMORAL, NEOPRENE ADHESIVE STRIP, SIZE HIP CIRCUMFERENCE 86 - 100 CM APPROXIMATELY LEFT" | PROSTHETICS & ORTHOSIS SUPPLIES
5534 | 4224171307600 | "PROSTHETIC SUSPENSION BELT, TRANSFEMORAL, NEOPRENE ADHESIVE STRIP, SIZE HIP CIRCUMFERENCE 66-80 CM APPROXIMATELY LEFT" | PROSTHETICS & ORTHOSIS SUPPLIES
5535 | 4224171307700 | "PROSTHETIC SUSPENSION BELT, TRANSFEMORAL, NEOPRENE ADHESIVE STRIP, SIZE HIP CIRCUMFERENCE 66-80 CM APPROXIMATELY RIGHT" | PROSTHETICS & ORTHOSIS SUPPLIES
5536 | 4224171307800 | "PROSTHETIC SUSPENSION BELT, TRANSFEMORAL, NEOPRENE ADHESIVE STRIP, SIZE HIP CIRCUMFERENCE 76-90 CM APPROXIMATELY LEFT" | PROSTHETICS & ORTHOSIS SUPPLIES
5537 | 4224171307900 | "PROSTHETIC SUSPENSION BELT, TRANSFEMORAL, NEOPRENE ADHESIVE STRIP, SIZE HIP CIRCUMFERENCE 76-90 CM APPROXIMATELY RIGHT" | PROSTHETICS & ORTHOSIS SUPPLIES
5538 | 4224171307400 | "PROSTHETIC SUSPENSION BELT, TRANSFEMORAL, NEOPRENE ADHESIVE STRIP, SIZE HIP CIRCUMFERENCE 60-74 CM APPROXIMATELY LEFT" | PROSTHETICS & ORTHOSIS SUPPLIES
5539 | 4412161800000 | "LEATHER SHEARS, WITH SERRATED EDGE, 8 INCHES LONG APPROXIMATELY" | PROSTHETICS & ORTHOSIS SUPPLIES
5540 | 4224200009100 | BATTERY CONNECTION CABLE, FOR CONNECTION BATTERY, WITH THE DISTRIBUTER | PROSTHETICS & ORTHOSIS SUPPLIES
5541 | 4224200504400 | "SILICONE LINER, LOCKING FOR TRANSTIBIAL AMPUTEES, WITH DISTAL CONNECTION, ANTIBACTERIAL MATERIAL SUITABLE FOR AMPUTEES WITH EXCESS SOFT TISSUE, CLOTH COVER, SIZE 210 MM APPROXIMATELY, THICKNESS: 2.5-3 MM" | PROSTHETICS & ORTHOSIS SUPPLIES
5542 | 4224200504500 | "SILICONE LINER, LOCKING FOR TRANSTIBIAL AMPUTEES, WITH DISTAL CONNECTION, ANTIBACTERIAL MATERIAL SUITABLE FOR AMPUTEES WITH EXCESS SOFT TISSUE, CLOTH COVER, SIZE 220 MM APPROXIMATELY, THICKNESS: 2.5-3 MM" | PROSTHETICS & ORTHOSIS SUPPLIES
5543 | 4224200504600 | "SILICONE LINER, LOCKING FOR TRANSTIBIAL AMPUTEES, WITH DISTAL CONNECTION, ANTIBACTERIAL MATERIAL SUITABLE FOR AMPUTEES WITH EXCESS SOFT TISSUE, CLOTH COVER, SIZE 235 MM APPROXIMATELY, THICKNESS: 2.5-3 MM" | PROSTHETICS & ORTHOSIS SUPPLIES
5544 | 4224200504700 | "SILICONE LINER, LOCKING FOR TRANSTIBIAL AMPUTEES, WITH DISTAL CONNECTION, ANTIBACTERIAL MATERIAL SUITABLE FOR AMPUTEES WITH EXCESS SOFT TISSUE, CLOTH COVER, SIZE 250 MM APPROXIMATELY, THICKNESS: 2.5-3 MM" | PROSTHETICS & ORTHOSIS SUPPLIES
5545 | 4224200504800 | "SILICONE LINER, LOCKING FOR TRANSTIBIAL AMPUTEES, WITH DISTAL CONNECTION, ANTIBACTERIAL MATERIAL SUITABLE FOR AMPUTEES WITH EXCESS SOFT TISSUE, CLOTH COVER, SIZE 265 MM APPROXIMATELY, THICKNESS: 2.5-3 MM" | PROSTHETICS & ORTHOSIS SUPPLIES
5546 | 4224200505100 | "SILICONE LINER, LOCKING FOR TRANSTIBIAL AMPUTEES, WITH DISTAL CONNECTION, ANTIBACTERIAL MATERIAL SUITABLE FOR AMPUTEES WITH EXCESS SOFT TISSUE, CLOTH COVER, SIZE 320 MM APPROXIMATELY, THICKNESS: 2.5-3 MM" | PROSTHETICS & ORTHOSIS SUPPLIES
5547 | 4224200504300 | "SILICONE LINER, LOCKING FOR TRANSTIBIAL AMPUTEES, WITH DISTAL CONNECTION, ANTIBACTERIAL MATERIAL SUITABLE FOR AMPUTEES WITH EXCESS SOFT TISSUE, CLOTH COVER, SIZE 200 MM APPROXIMATELY, THICKNESS: 2.5-3 MM" | PROSTHETICS & ORTHOSIS SUPPLIES
5548 | 4224200504900 | "SILICONE LINER, LOCKING FOR TRANSTIBIAL AMPUTEES, WITH DISTAL CONNECTION, ANTIBACTERIAL MATERIAL SUITABLE FOR AMPUTEES WITH EXCESS SOFT TISSUE, CLOTH COVER, SIZE 280 MM APPROXIMATELY, THICKNESS: 2.5-3 MM" | PROSTHETICS & ORTHOSIS SUPPLIES
5549 | 4224200505000 | "SILICONE LINER, LOCKING FOR TRANSTIBIAL AMPUTEES, WITH DISTAL CONNECTION, ANTIBACTERIAL MATERIAL SUITABLE FOR AMPUTEES WITH EXCESS SOFT TISSUE, CLOTH COVER, SIZE 300 MM APPROXIMATELY, THICKNESS: 2.5-3 MM" | PROSTHETICS & ORTHOSIS SUPPLIES
5550 | 4224200505200 | "SILICONE LINER, LOCKING FOR TRANSTIBIAL AMPUTEES, WITH DISTAL CONNECTION, ANTIBACTERIAL MATERIAL SUITABLE FOR AMPUTEES WITH EXCESS SOFT TISSUE, CLOTH COVER, SIZE 340 MM APPROXIMATELY, THICKNESS: 2.5-3 MM" | PROSTHETICS & ORTHOSIS SUPPLIES
5551 | 4224200505300 | "SILICONE LINER, LOCKING FOR TRANSTIBIAL AMPUTEES, WITH DISTAL CONNECTION, ANTIBACTERIAL MATERIAL SUITABLE FOR AMPUTEES WITH EXCESS SOFT TISSUE, CLOTH COVER, SIZE 360 MM APPROXIMATELY, THICKNESS: 2.5-3 MM" | PROSTHETICS & ORTHOSIS SUPPLIES
5552 | 4224200505400 | "SILICONE LINER, LOCKING FOR TRANSTIBIAL AMPUTEES, WITH DISTAL CONNECTION, ANTIBACTERIAL MATERIAL SUITABLE FOR AMPUTEES WITH EXCESS SOFT TISSUE, CLOTH COVER, SIZE 380 MM APPROXIMATELY, THICKNESS: 2.5-3 MM" | PROSTHETICS & ORTHOSIS SUPPLIES
5553 | 4224200505500 | "SILICONE LINER, LOCKING FOR TRANSTIBIAL AMPUTEES, WITH DISTAL CONNECTION, ANTIBACTERIAL MATERIAL SUITABLE FOR AMPUTEES WITH EXCESS SOFT TISSUE, CLOTH COVER, SIZE 400 MM APPROXIMATELY, THICKNESS: 2.5-3 MM" | PROSTHETICS & ORTHOSIS SUPPLIES
5554 | 4224200030800 | "BENCH VICE WITH SURFACE-HARDENED CLAMPING JAWS, ADJUSTABLE, HARDENED GUIDE RAIL, MEASURING SCALE FOR QUICK PRE-ADJUSTMENT OF THE CLAMPING WIDTH, ROUND, STABLE, JAW WIDTH 140-160 MM, HOLE SPACING 140-160 MM, WEIGHT 15-20 KG" | PROSTHETICS & ORTHOSIS SUPPLIES
5555 | 4224200035100 | BENDING FORK, AN ORTHOTICS WORKSHOP TOOL, FOR SHAPING OF STEELS, METALS PLATE AND ORTHOTICS BRACES | PROSTHETICS & ORTHOSIS SUPPLIES
5556 | 4224200034900 | BENDING IRONS KIT, AN ORTHOTICS WORKSHOP TOOL, FOR SHAPING OF STEELS, METAL PLATE AND ORTHOTICS BRACES | PROSTHETICS & ORTHOSIS SUPPLIES
5557 | 4224150708000 | "DENIS BROWNE KIT, BILATERAL FOOT ORTHOSIS, WITH ADJUSTABLE CONNECTING BAR AND MOBILE FOOT PLATES TO CONTROL FOOT ROTATION, WITH STRAIGHT LAST BOOT, FULL GRAIN COW/CALF SOFT LEATHER UPPER, SOFT PADDING AROUND HEEL CUFFS, FULL GRAIN COW LEATHER INSOLE, REMOVABLE AND ADAPTABLE SOLE-UNIT, REMOVABLE CORK INLAY, SOFT TONGUE, SIZE 11" | PROSTHETICS & ORTHOSIS SUPPLIES
5558 | 4224150708100 | "DENIS BROWNE KIT, BILATERAL FOOT ORTHOSIS, WITH ADJUSTABLE CONNECTING BAR AND MOBILE FOOT PLATES TO CONTROL FOOT ROTATION, WITH STRAIGHT LAST BOOT, FULL GRAIN COW/CALF SOFT LEATHER UPPER, SOFT PADDING AROUND HEEL CUFFS, FULL GRAIN COW LEATHER INSOLE, REMOVABLE AND ADAPTABLE SOLE-UNIT, REMOVABLE CORK INLAY, SOFT TONGUE, SIZE 12" | PROSTHETICS & ORTHOSIS SUPPLIES
5559 | 4224150708200 | "DENIS BROWNE KIT, BILATERAL FOOT ORTHOSIS, WITH ADJUSTABLE CONNECTING BAR AND MOBILE FOOT PLATES TO CONTROL FOOT ROTATION, WITH STRAIGHT LAST BOOT, FULL GRAIN COW/CALF SOFT LEATHER UPPER, SOFT PADDING AROUND HEEL CUFFS, FULL GRAIN COW LEATHER INSOLE, REMOVABLE AND ADAPTABLE SOLE-UNIT, REMOVABLE CORK INLAY, SOFT TONGUE, SIZE 13.5" | PROSTHETICS & ORTHOSIS SUPPLIES
5560 | 4224150708300 | "DENIS BROWNE KIT, BILATERAL FOOT ORTHOSIS, WITH ADJUSTABLE CONNECTING BAR AND MOBILE FOOT PLATES TO CONTROL FOOT ROTATION, WITH STRAIGHT LAST BOOT, FULL GRAIN COW/CALF SOFT LEATHER UPPER, SOFT PADDING AROUND HEEL CUFFS, FULL GRAIN COW LEATHER INSOLE, REMOVABLE AND ADAPTABLE SOLE-UNIT, REMOVABLE CORK INLAY, SOFT TONGUE, SIZE 14.5" | PROSTHETICS & ORTHOSIS SUPPLIES
5561 | 4224150708400 | "DENIS BROWNE KIT, BILATERAL FOOT ORTHOSIS, WITH ADJUSTABLE CONNECTING BAR AND MOBILE FOOT PLATES TO CONTROL FOOT ROTATION, WITH STRAIGHT LAST BOOT, FULL GRAIN COW/CALF SOFT LEATHER UPPER, SOFT PADDING AROUND HEEL CUFFS, FULL GRAIN COW LEATHER INSOLE, REMOVABLE AND ADAPTABLE SOLE-UNIT, REMOVABLE CORK INLAY, SOFT TONGUE, SIZE 15.5" | PROSTHETICS & ORTHOSIS SUPPLIES
5562 | 4224150708500 | "DENIS BROWNE KIT, BILATERAL FOOT ORTHOSIS, WITH ADJUSTABLE CONNECTING BAR AND MOBILE FOOT PLATES TO CONTROL FOOT ROTATION, WITH STRAIGHT LAST BOOT, FULL GRAIN COW/CALF SOFT LEATHER UPPER, SOFT PADDING AROUND HEEL CUFFS, FULL GRAIN COW LEATHER INSOLE, REMOVABLE AND ADAPTABLE SOLE-UNIT, REMOVABLE CORK INLAY, SOFT TONGUE, SIZE 16" | PROSTHETICS & ORTHOSIS SUPPLIES
5563 | 4224150708600 | "DENIS BROWNE KIT, BILATERAL FOOT ORTHOSIS, WITH ADJUSTABLE CONNECTING BAR AND MOBILE FOOT PLATES TO CONTROL FOOT ROTATION, WITH STRAIGHT LAST BOOT, FULL GRAIN COW/CALF SOFT LEATHER UPPER, SOFT PADDING AROUND HEEL CUFFS, FULL GRAIN COW LEATHER INSOLE, REMOVABLE AND ADAPTABLE SOLE-UNIT, REMOVABLE CORK INLAY, SOFT TONGUE, SIZE 17" | PROSTHETICS & ORTHOSIS SUPPLIES
5564 | 4224150708700 | "DENIS BROWNE KIT, BILATERAL FOOT ORTHOSIS, WITH ADJUSTABLE CONNECTING BAR AND MOBILE FOOT PLATES TO CONTROL FOOT ROTATION, WITH STRAIGHT LAST BOOT, FULL GRAIN COW/CALF SOFT LEATHER UPPER, SOFT PADDING AROUND HEEL CUFFS, FULL GRAIN COW LEATHER INSOLE, REMOVABLE AND ADAPTABLE SOLE-UNIT, REMOVABLE CORK INLAY, SOFT TONGUE, SIZE 17.5" | PROSTHETICS & ORTHOSIS SUPPLIES
5565 | 4224150708800 | "DENIS BROWNE KIT, BILATERAL FOOT ORTHOSIS, WITH ADJUSTABLE CONNECTING BAR AND MOBILE FOOT PLATES TO CONTROL FOOT ROTATION, WITH STRAIGHT LAST BOOT, FULL GRAIN COW/CALF SOFT LEATHER UPPER, SOFT PADDING AROUND HEEL CUFFS, FULL GRAIN COW LEATHER INSOLE, REMOVABLE AND ADAPTABLE SOLE-UNIT, REMOVABLE CORK INLAY, SOFT TONGUE, SIZE 18" | PROSTHETICS & ORTHOSIS SUPPLIES
5566 | 4224150709100 | "DENIS BROWNE KIT, BILATERAL FOOT ORTHOSIS, WITH ADJUSTABLE CONNECTING BAR AND MOBILE FOOT PLATES TO CONTROL FOOT ROTATION, WITH STRAIGHT LAST BOOT, FULL GRAIN COW/CALF SOFT LEATHER UPPER, SOFT PADDING AROUND HEEL CUFFS, FULL GRAIN COW LEATHER INSOLE, REMOVABLE AND ADAPTABLE SOLE-UNIT, REMOVABLE CORK INLAY, SOFT TONGUE, SIZE 18.5" | PROSTHETICS & ORTHOSIS SUPPLIES
5567 | 4224150708900 | "DENIS BROWNE KIT, BILATERAL FOOT ORTHOSIS, WITH ADJUSTABLE CONNECTING BAR AND MOBILE FOOT PLATES TO CONTROL FOOT ROTATION, WITH STRAIGHT LAST BOOT, FULL GRAIN COW/CALF SOFT LEATHER UPPER, SOFT PADDING AROUND HEEL CUFFS, FULL GRAIN COW LEATHER INSOLE, REMOVABLE AND ADAPTABLE SOLE-UNIT, REMOVABLE CORK INLAY, SOFT TONGUE, SIZE 19.5" | PROSTHETICS & ORTHOSIS SUPPLIES
5568 | 4224150709000 | "DENIS BROWNE KIT, BILATERAL FOOT ORTHOSIS, WITH ADJUSTABLE CONNECTING BAR AND MOBILE FOOT PLATES TO CONTROL FOOT ROTATION, WITH STRAIGHT LAST BOOT, FULL GRAIN COW/CALF SOFT LEATHER UPPER, SOFT PADDING AROUND HEEL CUFFS, FULL GRAIN COW LEATHER INSOLE, REMOVABLE AND ADAPTABLE SOLE-UNIT, REMOVABLE CORK INLAY, SOFT TONGUE, SIZE 20" | PROSTHETICS & ORTHOSIS SUPPLIES
5569 | 4224200134000 | "HYDRAULIC ANKLE FOOT SYSTEM, WITH SLIT TOE CARBON FIBER FOOT MODULE, INDEPENDENT HYDRAULIC CONTROL OF PLANTAR AND DORSIFLEXION, ACTIVITY LEVEL K3, ASSORTED SIDE AND SIZE." | PROSTHETICS & ORTHOSIS SUPPLIES
5570 | 4224200111000 | "CUSTOM MADE, COMPLETE BIONIC PROSTHETIC LEG SYSTEM, KIT, LIGHT, KNEE MICROPROCESSOR, ROTATION ADAPTER, DOUBLE ADAPTER, LAMINATION ANCHOR WITH PYRAMID ADAPTER, LAMINATION DUMMY, PYRAMID RECEIVER WITH THREADED CONNECTOR, CUSTOM CARBON PROTECTOR, FOOTSHELL, PROSTHETIC FOOT, TUBE ADAPTER ALUMINUM WITH CONNECTION CABLE, KNEE JOINT SHOULD ALSO INCLUDE, CLIMBING STAIRS, SAFELY WALKING BACKWARDS AND OVERCOMING OBSTACLES, RELIEVES THE ENTIRE MUSCULOSKELETAL SYSTEM, WITH THE HYDRAULIC UNIT CONTROLS KNEE MOVEMENT, RESISTANCES ARE CONTROLLED INDEPENDENTLY OF ONE ANOTHER BY TWO CONTROL VALVES, WEATHERPROOF, CONTROLLED VIA THE APP, JOINT INCLUDE THE COMPLEX SENSOR SYSTEM, INCLUDES ALL REQUIRED MATERIALS/COMPONENTS TO FABRICATE PROSTHESIS, DELIVERY FITTING BY CERTIFIED ORTHOTIST IN MULTIPLE CLINICS AND DIFFERENT REGIONS WITH FOLLOW UP AND PROGRAM AND TRAINING (APPENDIX C)" | PROSTHETICS & ORTHOSIS SUPPLIES
5571 | 4224200113900 | "COMPLETE BIONIC PROSTHETIC LEG SYSTEM, KIT, LIGHT, KNEE MICROPROCESSOR, ROTATION ADAPTER, DOUBLE ADAPTER, LAMINATION ANCHOR WITH PYRAMID ADAPTER, LAMINATION DUMMY, PYRAMID RECEIVER WITH THREADED CONNECTOR, CUSTOM CARBON PROTECTOR, FOOTSHELL, PROSTHETIC FOOT, TUBE ADAPTER ALUMINUM WITH CONNECTION CABLE, KNEE JOINT SHOULD ALSO INCLUDE, CLIMBING STAIRS, SAFELY WALKING BACKWARDS AND OVERCOMING OBSTACLES, RELIEVES THE ENTIRE MUSCULOSKELETAL SYSTEM, WITH THE HYDRAULIC UNIT CONTROLS KNEE MOVEMENT, RESISTANCES ARE CONTROLLED INDEPENDENTLY OF ONE ANOTHER BY TWO CONTROL VALVES, WEATHERPROOF, CONTROLLED VIA THE APP, JOINT INCLUDE THE COMPLEX SENSOR SYSTEM, INCLUDES ALL REQUIRED MATERIALS/COMPONENTS TO FABRICATE PROSTHESIS, CLIMBING WITH COMPLETE ACCESSORIES INCLUDING PROGRAM AND TRAINING" | PROSTHETICS & ORTHOSIS SUPPLIES
5572 | 4218260000500 | "CHROME LEATHER LINING, BLACK, THICKNESS 1.0-1.8 MM APPROXIMATELY" | PROSTHETICS & ORTHOSIS SUPPLIES
5573 | 4224160201300 | BLADE, CAST, CUTTER, SEGMENT SAW BLADE, COMPATIBLE WITH HOSPITAL DEVICE | PROSTHETICS & ORTHOSIS SUPPLIES
5574 | 4224160002000 | BLADE, JIG SAW, FOR PLASTICS, LENGTH 50 MM, TEETH 2.0 MM, APPROXIMATELY | PROSTHETICS & ORTHOSIS SUPPLIES
5575 | 4224200013700 | BLADE, JIG SAW, FOR STEEL SHEET, LENGTH 50 MM, TEETH 1.2 MM, APPROXIMATELY | PROSTHETICS & ORTHOSIS SUPPLIES
5576 | 4224160002100 | BLADE, JIG SAW, FOR WOOD, LENGTH 75 MM, TEETH 3.0 MM, APPROXIMATELY | PROSTHETICS & ORTHOSIS SUPPLIES
5577 | 4229300100600 | "BODY CALIPER FOR SIT CAST, FOR MEASURING BODY SEGMENT, SCALE RANGE 600 MM APPROXIMATELY" | PROSTHETICS & ORTHOSIS SUPPLIES
5578 | 4229300100500 | "BODY CALIPER, FOR MEASURING BODY SEGMENT, SCALE RANGE 600 MM APPROXIMATELY" | PROSTHETICS & ORTHOSIS SUPPLIES
5579 | 4224170113000 | "BOOT, ORTHOPEDIC, FEMALE, FULL GRAIN COW/CALF LEATHER, PLAIN FRONTED WITH SEAM FREE VAMPS PADDED COLLARS, BOOT HEIGHT APPROXIMATELY 125 MM, LACE CLOSURE, SOFT PADDING AROUND THE COLLAR FOR A BETTER FIT ; A HIGH AND EXTRA LONG STIFFENER TO SUPPORT THE ANKLE ; FULL GRAIN LEATHER INSOLE; EASILY REMOVABLE AND ADAPTABLE (HARD-WEARING) SOLE. SUFFICIENT TOE-SPRING FOR EASY ROLL-OFF, REMOVABLE PROFILED CORK INLAY ; HIGH TOE-BOX AND STRONG TOE-CAP FOR PROTECTION OF THE TOES ; EXTENDED FACINGS FOR MAXIMUM ACCESSIBILITY; SOFT TONGUE PADDING; FIRM HEEL COUNTER, BLACK, SIZE 44" | PROSTHETICS & ORTHOSIS SUPPLIES
5580 | 4224170113100 | "BOOT, ORTHOPEDIC, FEMALE, FULL GRAIN COW/CALF LEATHER, PLAIN FRONTED WITH SEAM FREE VAMPS PADDED COLLARS, BOOT HEIGHT APPROXIMATELY 125 MM, LACE CLOSURE, SOFT PADDING AROUND THE COLLAR FOR A BETTER FIT ; A HIGH AND EXTRA LONG STIFFENER TO SUPPORT THE ANKLE ; FULL GRAIN LEATHER INSOLE; EASILY REMOVABLE AND ADAPTABLE (HARD-WEARING) SOLE. SUFFICIENT TOE-SPRING FOR EASY ROLL-OFF, REMOVABLE PROFILED CORK INLAY ; HIGH TOE-BOX AND STRONG TOE-CAP FOR PROTECTION OF THE TOES ; EXTENDED FACINGS FOR MAXIMUM ACCESSIBILITY; SOFT TONGUE PADDING; FIRM HEEL COUNTER, BLACK, SIZE 45" | PROSTHETICS & ORTHOSIS SUPPLIES
5581 | 4224170113200 | "BOOT, ORTHOPEDIC, FEMALE, FULL GRAIN COW/CALF LEATHER, PLAIN FRONTED WITH SEAM FREE VAMPS PADDED COLLARS, BOOT HEIGHT APPROXIMATELY 125 MM, LACE CLOSURE, SOFT PADDING AROUND THE COLLAR FOR A BETTER FIT ; A HIGH AND EXTRA LONG STIFFENER TO SUPPORT THE ANKLE ; FULL GRAIN LEATHER INSOLE; EASILY REMOVABLE AND ADAPTABLE (HARD-WEARING) SOLE. SUFFICIENT TOE-SPRING FOR EASY ROLL-OFF, REMOVABLE PROFILED CORK INLAY ; HIGH TOE-BOX AND STRONG TOE-CAP FOR PROTECTION OF THE TOES ; EXTENDED FACINGS FOR MAXIMUM ACCESSIBILITY; SOFT TONGUE PADDING; FIRM HEEL COUNTER, BLACK, SIZE 46" | PROSTHETICS & ORTHOSIS SUPPLIES
5582 | 4224170113300 | "BOOT, ORTHOPEDIC, FEMALE, FULL GRAIN COW/CALF LEATHER, PLAIN FRONTED WITH SEAM FREE VAMPS PADDED COLLARS, BOOT HEIGHT APPROXIMATELY 125 MM, LACE CLOSURE, SOFT PADDING AROUND THE COLLAR FOR A BETTER FIT ; A HIGH AND EXTRA LONG STIFFENER TO SUPPORT THE ANKLE ; FULL GRAIN LEATHER INSOLE; EASILY REMOVABLE AND ADAPTABLE (HARD-WEARING) SOLE. SUFFICIENT TOE-SPRING FOR EASY ROLL-OFF, REMOVABLE PROFILED CORK INLAY ; HIGH TOE-BOX AND STRONG TOE-CAP FOR PROTECTION OF THE TOES ; EXTENDED FACINGS FOR MAXIMUM ACCESSIBILITY; SOFT TONGUE PADDING; FIRM HEEL COUNTER, BLACK, SIZE 47" | PROSTHETICS & ORTHOSIS SUPPLIES
5583 | 4224170111700 | "BOOT, ORTHOPEDIC, FEMALE, FULL GRAIN COW/CALF LEATHER, PLAIN FRONTED WITH SEAM FREE VAMPS PADDED COLLARS, BOOT HEIGHT APPROXIMATELY 125 MM, LACE CLOSURE, SOFT PADDING AROUND THE COLLAR FOR A BETTER FIT ; A HIGH AND EXTRA LONG STIFFENER TO SUPPORT THE ANKLE ; FULL GRAIN LEATHER INSOLE; EASILY REMOVABLE AND ADAPTABLE (HARD-WEARING) SOLE. SUFFICIENT TOE-SPRING FOR EASY ROLL-OFF, REMOVABLE PROFILED CORK INLAY ; HIGH TOE-BOX AND STRONG TOE-CAP FOR PROTECTION OF THE TOES ; EXTENDED FACINGS FOR MAXIMUM ACCESSIBILITY; SOFT TONGUE PADDING; FIRM HEEL COUNTER, BLACK, SIZE 36" | PROSTHETICS & ORTHOSIS SUPPLIES
5584 | 4224170111800 | "BOOT, ORTHOPEDIC, FEMALE, FULL GRAIN COW/CALF LEATHER, PLAIN FRONTED WITH SEAM FREE VAMPS PADDED COLLARS, BOOT HEIGHT APPROXIMATELY 125 MM, LACE CLOSURE, SOFT PADDING AROUND THE COLLAR FOR A BETTER FIT ; A HIGH AND EXTRA LONG STIFFENER TO SUPPORT THE ANKLE ; FULL GRAIN LEATHER INSOLE; EASILY REMOVABLE AND ADAPTABLE (HARD-WEARING) SOLE. SUFFICIENT TOE-SPRING FOR EASY ROLL-OFF, REMOVABLE PROFILED CORK INLAY ; HIGH TOE-BOX AND STRONG TOE-CAP FOR PROTECTION OF THE TOES ; EXTENDED FACINGS FOR MAXIMUM ACCESSIBILITY; SOFT TONGUE PADDING; FIRM HEEL COUNTER, BLACK, SIZE 37" | PROSTHETICS & ORTHOSIS SUPPLIES
5585 | 4224170111900 | "BOOT, ORTHOPEDIC, FEMALE, FULL GRAIN COW/CALF LEATHER, PLAIN FRONTED WITH SEAM FREE VAMPS PADDED COLLARS, BOOT HEIGHT APPROXIMATELY 125 MM, LACE CLOSURE, SOFT PADDING AROUND THE COLLAR FOR A BETTER FIT ; A HIGH AND EXTRA LONG STIFFENER TO SUPPORT THE ANKLE ; FULL GRAIN LEATHER INSOLE; EASILY REMOVABLE AND ADAPTABLE (HARD-WEARING) SOLE. SUFFICIENT TOE-SPRING FOR EASY ROLL-OFF, REMOVABLE PROFILED CORK INLAY ; HIGH TOE-BOX AND STRONG TOE-CAP FOR PROTECTION OF THE TOES ; EXTENDED FACINGS FOR MAXIMUM ACCESSIBILITY; SOFT TONGUE PADDING; FIRM HEEL COUNTER, BLACK, SIZE 37.5" | PROSTHETICS & ORTHOSIS SUPPLIES
5586 | 4224170112800 | "BOOT, ORTHOPEDIC, FEMALE, FULL GRAIN COW/CALF LEATHER, PLAIN FRONTED WITH SEAM FREE VAMPS PADDED COLLARS, BOOT HEIGHT APPROXIMATELY 125 MM, LACE CLOSURE, SOFT PADDING AROUND THE COLLAR FOR A BETTER FIT ; A HIGH AND EXTRA LONG STIFFENER TO SUPPORT THE ANKLE ; FULL GRAIN LEATHER INSOLE; EASILY REMOVABLE AND ADAPTABLE (HARD-WEARING) SOLE. SUFFICIENT TOE-SPRING FOR EASY ROLL-OFF, REMOVABLE PROFILED CORK INLAY ; HIGH TOE-BOX AND STRONG TOE-CAP FOR PROTECTION OF THE TOES ; EXTENDED FACINGS FOR MAXIMUM ACCESSIBILITY; SOFT TONGUE PADDING; FIRM HEEL COUNTER, BLACK, SIZE 38" | PROSTHETICS & ORTHOSIS SUPPLIES
5587 | 4224170112000 | "BOOT, ORTHOPEDIC, FEMALE, FULL GRAIN COW/CALF LEATHER, PLAIN FRONTED WITH SEAM FREE VAMPS PADDED COLLARS, BOOT HEIGHT APPROXIMATELY 125 MM, LACE CLOSURE, SOFT PADDING AROUND THE COLLAR FOR A BETTER FIT ; A HIGH AND EXTRA LONG STIFFENER TO SUPPORT THE ANKLE ; FULL GRAIN LEATHER INSOLE; EASILY REMOVABLE AND ADAPTABLE (HARD-WEARING) SOLE. SUFFICIENT TOE-SPRING FOR EASY ROLL-OFF, REMOVABLE PROFILED CORK INLAY ; HIGH TOE-BOX AND STRONG TOE-CAP FOR PROTECTION OF THE TOES ; EXTENDED FACINGS FOR MAXIMUM ACCESSIBILITY; SOFT TONGUE PADDING; FIRM HEEL COUNTER, BLACK, SIZE 38.5" | PROSTHETICS & ORTHOSIS SUPPLIES
5588 | 4224170112100 | "BOOT, ORTHOPEDIC, FEMALE, FULL GRAIN COW/CALF LEATHER, PLAIN FRONTED WITH SEAM FREE VAMPS PADDED COLLARS, BOOT HEIGHT APPROXIMATELY 125 MM, LACE CLOSURE, SOFT PADDING AROUND THE COLLAR FOR A BETTER FIT ; A HIGH AND EXTRA LONG STIFFENER TO SUPPORT THE ANKLE ; FULL GRAIN LEATHER INSOLE; EASILY REMOVABLE AND ADAPTABLE (HARD-WEARING) SOLE. SUFFICIENT TOE-SPRING FOR EASY ROLL-OFF, REMOVABLE PROFILED CORK INLAY ; HIGH TOE-BOX AND STRONG TOE-CAP FOR PROTECTION OF THE TOES ; EXTENDED FACINGS FOR MAXIMUM ACCESSIBILITY; SOFT TONGUE PADDING; FIRM HEEL COUNTER, BLACK, SIZE 39" | PROSTHETICS & ORTHOSIS SUPPLIES
5589 | 4224170112200 | "BOOT, ORTHOPEDIC, FEMALE, FULL GRAIN COW/CALF LEATHER, PLAIN FRONTED WITH SEAM FREE VAMPS PADDED COLLARS, BOOT HEIGHT APPROXIMATELY 125 MM, LACE CLOSURE, SOFT PADDING AROUND THE COLLAR FOR A BETTER FIT ; A HIGH AND EXTRA LONG STIFFENER TO SUPPORT THE ANKLE ; FULL GRAIN LEATHER INSOLE; EASILY REMOVABLE AND ADAPTABLE (HARD-WEARING) SOLE. SUFFICIENT TOE-SPRING FOR EASY ROLL-OFF, REMOVABLE PROFILED CORK INLAY ; HIGH TOE-BOX AND STRONG TOE-CAP FOR PROTECTION OF THE TOES ; EXTENDED FACINGS FOR MAXIMUM ACCESSIBILITY; SOFT TONGUE PADDING; FIRM HEEL COUNTER, BLACK, SIZE 39.5" | PROSTHETICS & ORTHOSIS SUPPLIES
5590 | 4224170112300 | "BOOT, ORTHOPEDIC, FEMALE, FULL GRAIN COW/CALF LEATHER, PLAIN FRONTED WITH SEAM FREE VAMPS PADDED COLLARS, BOOT HEIGHT APPROXIMATELY 125 MM, LACE CLOSURE, SOFT PADDING AROUND THE COLLAR FOR A BETTER FIT ; A HIGH AND EXTRA LONG STIFFENER TO SUPPORT THE ANKLE ; FULL GRAIN LEATHER INSOLE; EASILY REMOVABLE AND ADAPTABLE (HARD-WEARING) SOLE. SUFFICIENT TOE-SPRING FOR EASY ROLL-OFF, REMOVABLE PROFILED CORK INLAY ; HIGH TOE-BOX AND STRONG TOE-CAP FOR PROTECTION OF THE TOES ; EXTENDED FACINGS FOR MAXIMUM ACCESSIBILITY; SOFT TONGUE PADDING; FIRM HEEL COUNTER, BLACK, SIZE 40" | PROSTHETICS & ORTHOSIS SUPPLIES
5591 | 4224170112400 | "BOOT, ORTHOPEDIC, FEMALE, FULL GRAIN COW/CALF LEATHER, PLAIN FRONTED WITH SEAM FREE VAMPS PADDED COLLARS, BOOT HEIGHT APPROXIMATELY 125 MM, LACE CLOSURE, SOFT PADDING AROUND THE COLLAR FOR A BETTER FIT ; A HIGH AND EXTRA LONG STIFFENER TO SUPPORT THE ANKLE ; FULL GRAIN LEATHER INSOLE; EASILY REMOVABLE AND ADAPTABLE (HARD-WEARING) SOLE. SUFFICIENT TOE-SPRING FOR EASY ROLL-OFF, REMOVABLE PROFILED CORK INLAY ; HIGH TOE-BOX AND STRONG TOE-CAP FOR PROTECTION OF THE TOES ; EXTENDED FACINGS FOR MAXIMUM ACCESSIBILITY; SOFT TONGUE PADDING; FIRM HEEL COUNTER, BLACK, SIZE 40.5" | PROSTHETICS & ORTHOSIS SUPPLIES
5592 | 4224170112500 | "BOOT, ORTHOPEDIC, FEMALE, FULL GRAIN COW/CALF LEATHER, PLAIN FRONTED WITH SEAM FREE VAMPS PADDED COLLARS, BOOT HEIGHT APPROXIMATELY 125 MM, LACE CLOSURE, SOFT PADDING AROUND THE COLLAR FOR A BETTER FIT ; A HIGH AND EXTRA LONG STIFFENER TO SUPPORT THE ANKLE ; FULL GRAIN LEATHER INSOLE; EASILY REMOVABLE AND ADAPTABLE (HARD-WEARING) SOLE. SUFFICIENT TOE-SPRING FOR EASY ROLL-OFF, REMOVABLE PROFILED CORK INLAY ; HIGH TOE-BOX AND STRONG TOE-CAP FOR PROTECTION OF THE TOES ; EXTENDED FACINGS FOR MAXIMUM ACCESSIBILITY; SOFT TONGUE PADDING; FIRM HEEL COUNTER, BLACK, SIZE 41" | PROSTHETICS & ORTHOSIS SUPPLIES
5593 | 4224170112600 | "BOOT, ORTHOPEDIC, FEMALE, FULL GRAIN COW/CALF LEATHER, PLAIN FRONTED WITH SEAM FREE VAMPS PADDED COLLARS, BOOT HEIGHT APPROXIMATELY 125 MM, LACE CLOSURE, SOFT PADDING AROUND THE COLLAR FOR A BETTER FIT ; A HIGH AND EXTRA LONG STIFFENER TO SUPPORT THE ANKLE ; FULL GRAIN LEATHER INSOLE; EASILY REMOVABLE AND ADAPTABLE (HARD-WEARING) SOLE. SUFFICIENT TOE-SPRING FOR EASY ROLL-OFF, REMOVABLE PROFILED CORK INLAY ; HIGH TOE-BOX AND STRONG TOE-CAP FOR PROTECTION OF THE TOES ; EXTENDED FACINGS FOR MAXIMUM ACCESSIBILITY; SOFT TONGUE PADDING; FIRM HEEL COUNTER, BLACK, SIZE 42" | PROSTHETICS & ORTHOSIS SUPPLIES
5594 | 4224170112700 | "BOOT, ORTHOPEDIC, FEMALE, FULL GRAIN COW/CALF LEATHER, PLAIN FRONTED WITH SEAM FREE VAMPS PADDED COLLARS, BOOT HEIGHT APPROXIMATELY 125 MM, LACE CLOSURE, SOFT PADDING AROUND THE COLLAR FOR A BETTER FIT ; A HIGH AND EXTRA LONG STIFFENER TO SUPPORT THE ANKLE ; FULL GRAIN LEATHER INSOLE; EASILY REMOVABLE AND ADAPTABLE (HARD-WEARING) SOLE. SUFFICIENT TOE-SPRING FOR EASY ROLL-OFF, REMOVABLE PROFILED CORK INLAY ; HIGH TOE-BOX AND STRONG TOE-CAP FOR PROTECTION OF THE TOES ; EXTENDED FACINGS FOR MAXIMUM ACCESSIBILITY; SOFT TONGUE PADDING; FIRM HEEL COUNTER, BLACK, SIZE 43" | PROSTHETICS & ORTHOSIS SUPPLIES
5595 | 4224170112900 | "BOOT, ORTHOPEDIC, MALE, FULL GRAIN COW/CALF LEATHER, PLAIN FRONTED WITH SEAM FREE VAMPS PADDED COLLARS, BOOT HEIGHT APPROXIMATELY 125 MM, LACE CLOSURE, SOFT PADDING AROUND THE COLLAR FOR A BETTER FIT ; A HIGH AND EXTRA LONG STIFFENER TO SUPPORT THE ANKLE ; FULL GRAIN LEATHER INSOLE; EASILY REMOVABLE AND ADAPTABLE (HARD-WEARING) SOLE. SUFFICIENT TOE-SPRING FOR EASY ROLL-OFF ; REMOVABLE PROFILED CORK INLAY ; HIGH TOE-BOX AND STRONG TOE-CAP FOR PROTECTION OF THE TOES ; EXTENDED FACINGS FOR MAXIMUM ACCESSIBILITY; SOFT TONGUE PADDING; FIRM HEEL COUNTER, BLACK, SIZE 47" | PROSTHETICS & ORTHOSIS SUPPLIES
5596 | 4224170113400 | "BOOT, ORTHOPEDIC, MALE, FULL GRAIN COW/CALF LEATHER, PLAIN FRONTED WITH SEAM FREE VAMPS PADDED COLLARS, BOOT HEIGHT APPROXIMATELY 125 MM, LACE CLOSURE, SOFT PADDING AROUND THE COLLAR FOR A BETTER FIT ; A HIGH AND EXTRA LONG STIFFENER TO SUPPORT THE ANKLE ; FULL GRAIN LEATHER INSOLE; EASILY REMOVABLE AND ADAPTABLE (HARD-WEARING) SOLE. SUFFICIENT TOE-SPRING FOR EASY ROLL-OFF ; REMOVABLE PROFILED CORK INLAY ; HIGH TOE-BOX AND STRONG TOE-CAP FOR PROTECTION OF THE TOES ; EXTENDED FACINGS FOR MAXIMUM ACCESSIBILITY; SOFT TONGUE PADDING; FIRM HEEL COUNTER, BLACK, SIZE 37" | PROSTHETICS & ORTHOSIS SUPPLIES
5597 | 4224170113500 | "BOOT, ORTHOPEDIC, MALE, FULL GRAIN COW/CALF LEATHER, PLAIN FRONTED WITH SEAM FREE VAMPS PADDED COLLARS, BOOT HEIGHT APPROXIMATELY 125 MM, LACE CLOSURE, SOFT PADDING AROUND THE COLLAR FOR A BETTER FIT ; A HIGH AND EXTRA LONG STIFFENER TO SUPPORT THE ANKLE ; FULL GRAIN LEATHER INSOLE; EASILY REMOVABLE AND ADAPTABLE (HARD-WEARING) SOLE. SUFFICIENT TOE-SPRING FOR EASY ROLL-OFF ; REMOVABLE PROFILED CORK INLAY ; HIGH TOE-BOX AND STRONG TOE-CAP FOR PROTECTION OF THE TOES ; EXTENDED FACINGS FOR MAXIMUM ACCESSIBILITY; SOFT TONGUE PADDING; FIRM HEEL COUNTER, BLACK, SIZE 38" | PROSTHETICS & ORTHOSIS SUPPLIES
5598 | 4224170113600 | "BOOT, ORTHOPEDIC, MALE, FULL GRAIN COW/CALF LEATHER, PLAIN FRONTED WITH SEAM FREE VAMPS PADDED COLLARS, BOOT HEIGHT APPROXIMATELY 125 MM, LACE CLOSURE, SOFT PADDING AROUND THE COLLAR FOR A BETTER FIT ; A HIGH AND EXTRA LONG STIFFENER TO SUPPORT THE ANKLE ; FULL GRAIN LEATHER INSOLE; EASILY REMOVABLE AND ADAPTABLE (HARD-WEARING) SOLE. SUFFICIENT TOE-SPRING FOR EASY ROLL-OFF ; REMOVABLE PROFILED CORK INLAY ; HIGH TOE-BOX AND STRONG TOE-CAP FOR PROTECTION OF THE TOES ; EXTENDED FACINGS FOR MAXIMUM ACCESSIBILITY; SOFT TONGUE PADDING; FIRM HEEL COUNTER, BLACK, SIZE 39" | PROSTHETICS & ORTHOSIS SUPPLIES
5599 | 4224170113700 | "BOOT, ORTHOPEDIC, MALE, FULL GRAIN COW/CALF LEATHER, PLAIN FRONTED WITH SEAM FREE VAMPS PADDED COLLARS, BOOT HEIGHT APPROXIMATELY 125 MM, LACE CLOSURE, SOFT PADDING AROUND THE COLLAR FOR A BETTER FIT ; A HIGH AND EXTRA LONG STIFFENER TO SUPPORT THE ANKLE ; FULL GRAIN LEATHER INSOLE; EASILY REMOVABLE AND ADAPTABLE (HARD-WEARING) SOLE. SUFFICIENT TOE-SPRING FOR EASY ROLL-OFF ; REMOVABLE PROFILED CORK INLAY ; HIGH TOE-BOX AND STRONG TOE-CAP FOR PROTECTION OF THE TOES ; EXTENDED FACINGS FOR MAXIMUM ACCESSIBILITY; SOFT TONGUE PADDING; FIRM HEEL COUNTER, BLACK, SIZE 40" | PROSTHETICS & ORTHOSIS SUPPLIES
5600 | 4224170113800 | "BOOT, ORTHOPEDIC, MALE, FULL GRAIN COW/CALF LEATHER, PLAIN FRONTED WITH SEAM FREE VAMPS PADDED COLLARS, BOOT HEIGHT APPROXIMATELY 125 MM, LACE CLOSURE, SOFT PADDING AROUND THE COLLAR FOR A BETTER FIT ; A HIGH AND EXTRA LONG STIFFENER TO SUPPORT THE ANKLE ; FULL GRAIN LEATHER INSOLE; EASILY REMOVABLE AND ADAPTABLE (HARD-WEARING) SOLE. SUFFICIENT TOE-SPRING FOR EASY ROLL-OFF ; REMOVABLE PROFILED CORK INLAY ; HIGH TOE-BOX AND STRONG TOE-CAP FOR PROTECTION OF THE TOES ; EXTENDED FACINGS FOR MAXIMUM ACCESSIBILITY; SOFT TONGUE PADDING; FIRM HEEL COUNTER, BLACK, SIZE 41" | PROSTHETICS & ORTHOSIS SUPPLIES
5601 | 4224170113900 | "BOOT, ORTHOPEDIC, MALE, FULL GRAIN COW/CALF LEATHER, PLAIN FRONTED WITH SEAM FREE VAMPS PADDED COLLARS, BOOT HEIGHT APPROXIMATELY 125 MM, LACE CLOSURE, SOFT PADDING AROUND THE COLLAR FOR A BETTER FIT ; A HIGH AND EXTRA LONG STIFFENER TO SUPPORT THE ANKLE ; FULL GRAIN LEATHER INSOLE; EASILY REMOVABLE AND ADAPTABLE (HARD-WEARING) SOLE. SUFFICIENT TOE-SPRING FOR EASY ROLL-OFF ; REMOVABLE PROFILED CORK INLAY ; HIGH TOE-BOX AND STRONG TOE-CAP FOR PROTECTION OF THE TOES ; EXTENDED FACINGS FOR MAXIMUM ACCESSIBILITY; SOFT TONGUE PADDING; FIRM HEEL COUNTER, BLACK, SIZE 42" | PROSTHETICS & ORTHOSIS SUPPLIES
5602 | 4224170114000 | "BOOT, ORTHOPEDIC, MALE, FULL GRAIN COW/CALF LEATHER, PLAIN FRONTED WITH SEAM FREE VAMPS PADDED COLLARS, BOOT HEIGHT APPROXIMATELY 125 MM, LACE CLOSURE, SOFT PADDING AROUND THE COLLAR FOR A BETTER FIT ; A HIGH AND EXTRA LONG STIFFENER TO SUPPORT THE ANKLE ; FULL GRAIN LEATHER INSOLE; EASILY REMOVABLE AND ADAPTABLE (HARD-WEARING) SOLE. SUFFICIENT TOE-SPRING FOR EASY ROLL-OFF ; REMOVABLE PROFILED CORK INLAY ; HIGH TOE-BOX AND STRONG TOE-CAP FOR PROTECTION OF THE TOES ; EXTENDED FACINGS FOR MAXIMUM ACCESSIBILITY; SOFT TONGUE PADDING; FIRM HEEL COUNTER, BLACK, SIZE 43" | PROSTHETICS & ORTHOSIS SUPPLIES
5603 | 4224170114100 | "BOOT, ORTHOPEDIC, MALE, FULL GRAIN COW/CALF LEATHER, PLAIN FRONTED WITH SEAM FREE VAMPS PADDED COLLARS, BOOT HEIGHT APPROXIMATELY 125 MM, LACE CLOSURE, SOFT PADDING AROUND THE COLLAR FOR A BETTER FIT ; A HIGH AND EXTRA LONG STIFFENER TO SUPPORT THE ANKLE ; FULL GRAIN LEATHER INSOLE; EASILY REMOVABLE AND ADAPTABLE (HARD-WEARING) SOLE. SUFFICIENT TOE-SPRING FOR EASY ROLL-OFF ; REMOVABLE PROFILED CORK INLAY ; HIGH TOE-BOX AND STRONG TOE-CAP FOR PROTECTION OF THE TOES ; EXTENDED FACINGS FOR MAXIMUM ACCESSIBILITY; SOFT TONGUE PADDING; FIRM HEEL COUNTER, BLACK, SIZE 44" | PROSTHETICS & ORTHOSIS SUPPLIES
5604 | 4224170114200 | "BOOT, ORTHOPEDIC, MALE, FULL GRAIN COW/CALF LEATHER, PLAIN FRONTED WITH SEAM FREE VAMPS PADDED COLLARS, BOOT HEIGHT APPROXIMATELY 125 MM, LACE CLOSURE, SOFT PADDING AROUND THE COLLAR FOR A BETTER FIT ; A HIGH AND EXTRA LONG STIFFENER TO SUPPORT THE ANKLE ; FULL GRAIN LEATHER INSOLE; EASILY REMOVABLE AND ADAPTABLE (HARD-WEARING) SOLE. SUFFICIENT TOE-SPRING FOR EASY ROLL-OFF ; REMOVABLE PROFILED CORK INLAY ; HIGH TOE-BOX AND STRONG TOE-CAP FOR PROTECTION OF THE TOES ; EXTENDED FACINGS FOR MAXIMUM ACCESSIBILITY; SOFT TONGUE PADDING; FIRM HEEL COUNTER, BLACK, SIZE 45" | PROSTHETICS & ORTHOSIS SUPPLIES
5605 | 4224170114300 | "BOOT, ORTHOPEDIC, MALE, FULL GRAIN COW/CALF LEATHER, PLAIN FRONTED WITH SEAM FREE VAMPS PADDED COLLARS, BOOT HEIGHT APPROXIMATELY 125 MM, LACE CLOSURE, SOFT PADDING AROUND THE COLLAR FOR A BETTER FIT ; A HIGH AND EXTRA LONG STIFFENER TO SUPPORT THE ANKLE ; FULL GRAIN LEATHER INSOLE; EASILY REMOVABLE AND ADAPTABLE (HARD-WEARING) SOLE. SUFFICIENT TOE-SPRING FOR EASY ROLL-OFF ; REMOVABLE PROFILED CORK INLAY ; HIGH TOE-BOX AND STRONG TOE-CAP FOR PROTECTION OF THE TOES ; EXTENDED FACINGS FOR MAXIMUM ACCESSIBILITY; SOFT TONGUE PADDING; FIRM HEEL COUNTER, BLACK, SIZE 46" | PROSTHETICS & ORTHOSIS SUPPLIES
5606 | 4224170638800 | "TARSO MEDIUS BOOT, OR EQUIVALENT, ADULT, SURGICAL, STRAIGHT LAST; SOFT PADDING AROUND HEEL CUFFS ; MADE FROM COW/CALF LEATHER ; A HIGH AND EXTRA-LONG STIFFENER TO SUPPORT ANKLE ; FULL LEATHER INSOLE ; EASILY REMOVABLE AND ADAPTABLE SOLE; GOOD TOE SPRING ; REMOVABLE CORK INLAY ; HIGH TOE BOX ; STRONG TOE CAP ; SOFT TONGUE TO ASSIST SHOE FIT ; HIGH AND EXTENDED CORSET STIFFENERS, PAIR, BLACK, SIZE 45" | PROSTHETICS & ORTHOSIS SUPPLIES
5607 | 4224170637000 | "TARSO MEDIUS BOOT, OR EQUIVALENT, ADULT, SURGICAL, STRAIGHT LAST; SOFT PADDING AROUND HEEL CUFFS ; MADE FROM COW/CALF LEATHER ; A HIGH AND EXTRA-LONG STIFFENER TO SUPPORT ANKLE ; FULL LEATHER INSOLE ; EASILY REMOVABLE AND ADAPTABLE SOLE; GOOD TOE SPRING ; REMOVABLE CORK INLAY ; HIGH TOE BOX ; STRONG TOE CAP ; SOFT TONGUE TO ASSIST SHOE FIT ; HIGH AND EXTENDED CORSET STIFFENERS, PAIR, BLACK, SIZE 42" | PROSTHETICS & ORTHOSIS SUPPLIES
5608 | 4224170637100 | "TARSO MEDIUS BOOT, OR EQUIVALENT, ADULT, SURGICAL, STRAIGHT LAST; SOFT PADDING AROUND HEEL CUFFS ; MADE FROM COW/CALF LEATHER ; A HIGH AND EXTRA-LONG STIFFENER TO SUPPORT ANKLE ; FULL LEATHER INSOLE ; EASILY REMOVABLE AND ADAPTABLE SOLE; GOOD TOE SPRING ; REMOVABLE CORK INLAY ; HIGH TOE BOX ; STRONG TOE CAP ; SOFT TONGUE TO ASSIST SHOE FIT ; HIGH AND EXTENDED CORSET STIFFENERS, PAIR, BLACK, SIZE 43" | PROSTHETICS & ORTHOSIS SUPPLIES
5609 | 4224170637200 | "TARSO MEDIUS BOOT, OR EQUIVALENT, ADULT, SURGICAL, STRAIGHT LAST; SOFT PADDING AROUND HEEL CUFFS ; MADE FROM COW/CALF LEATHER ; A HIGH AND EXTRA-LONG STIFFENER TO SUPPORT ANKLE ; FULL LEATHER INSOLE ; EASILY REMOVABLE AND ADAPTABLE SOLE; GOOD TOE SPRING ; REMOVABLE CORK INLAY ; HIGH TOE BOX ; STRONG TOE CAP ; SOFT TONGUE TO ASSIST SHOE FIT ; HIGH AND EXTENDED CORSET STIFFENERS, PAIR, BLACK, SIZE 44" | PROSTHETICS & ORTHOSIS SUPPLIES
5610 | 4224170638300 | "TARSO-MEDIUS BOOT, OR EQUIVALENT, PEDIATRIC, SURGICAL, STRAIGHT LAST; SOFT PADDING AROUND HEEL CUFFS ; MADE FROM COW/CALF LEATHER ; A HIGH AND EXTRA-LONG STIFFENER TO SUPPORT ANKLE ; FULL LEATHER INSOLE ; EASILY REMOVABLE AND ADAPTABLE SOLE; GOOD TOE SPRING ; REMOVABLE CORK INLAY ; HIGH TOE BOX ; STRONG TOE CAP ; SOFT TONGUE TO ASSIST SHOE FIT ; HIGH AND EXTENDED CORSET STIFFENERS, PAIR, BLACK, SIZE 22" | PROSTHETICS & ORTHOSIS SUPPLIES
5611 | 4224170638200 | "TARSO-MEDIUS BOOT, OR EQUIVALENT, PEDIATRIC, SURGICAL, STRAIGHT LAST; SOFT PADDING AROUND HEEL CUFFS ; MADE FROM COW/CALF LEATHER ; A HIGH AND EXTRA-LONG STIFFENER TO SUPPORT ANKLE ; FULL LEATHER INSOLE ; EASILY REMOVABLE AND ADAPTABLE SOLE; GOOD TOE SPRING ; REMOVABLE CORK INLAY ; HIGH TOE BOX ; STRONG TOE CAP ; SOFT TONGUE TO ASSIST SHOE FIT ; HIGH AND EXTENDED CORSET STIFFENERS, PAIR, BLACK, SIZE 24" | PROSTHETICS & ORTHOSIS SUPPLIES
5612 | 4224170638600 | "TARSO-MEDIUS BOOT, OR EQUIVALENT, PEDIATRIC, SURGICAL, STRAIGHT LAST; SOFT PADDING AROUND HEEL CUFFS ; MADE FROM COW/CALF LEATHER ; A HIGH AND EXTRA-LONG STIFFENER TO SUPPORT ANKLE ; FULL LEATHER INSOLE ; EASILY REMOVABLE AND ADAPTABLE SOLE; GOOD TOE SPRING ; REMOVABLE CORK INLAY ; HIGH TOE BOX ; STRONG TOE CAP ; SOFT TONGUE TO ASSIST SHOE FIT ; HIGH AND EXTENDED CORSET STIFFENERS, PAIR, BLACK, SIZE 19" | PROSTHETICS & ORTHOSIS SUPPLIES
5613 | 4224170638900 | "TARSO-MEDIUS BOOT, OR EQUIVALENT, PEDIATRIC, SURGICAL, STRAIGHT LAST; SOFT PADDING AROUND HEEL CUFFS ; MADE FROM COW/CALF LEATHER ; A HIGH AND EXTRA-LONG STIFFENER TO SUPPORT ANKLE ; FULL LEATHER INSOLE ; EASILY REMOVABLE AND ADAPTABLE SOLE; GOOD TOE SPRING ; REMOVABLE CORK INLAY ; HIGH TOE BOX ; STRONG TOE CAP ; SOFT TONGUE TO ASSIST SHOE FIT ; HIGH AND EXTENDED CORSET STIFFENERS, PAIR, BLACK, SIZE 21" | PROSTHETICS & ORTHOSIS SUPPLIES
5614 | 4224170637300 | "TARSO-MEDIUS BOOT, OR EQUIVALENT, PEDIATRIC, SURGICAL, STRAIGHT LAST; SOFT PADDING AROUND HEEL CUFFS ; MADE FROM COW/CALF LEATHER ; A HIGH AND EXTRA-LONG STIFFENER TO SUPPORT ANKLE ; FULL LEATHER INSOLE ; EASILY REMOVABLE AND ADAPTABLE SOLE; GOOD TOE SPRING ; REMOVABLE CORK INLAY ; HIGH TOE BOX ; STRONG TOE CAP ; SOFT TONGUE TO ASSIST SHOE FIT ; HIGH AND EXTENDED CORSET STIFFENERS, PAIR, BLACK, SIZE 23" | PROSTHETICS & ORTHOSIS SUPPLIES
5615 | 4224170638700 | "TARSO-MEDIUS BOOT, OR EQUIVALENT, PEDIATRIC, SURGICAL, STRAIGHT LAST; SOFT PADDING AROUND HEEL CUFFS ; MADE FROM COW/CALF LEATHER ; A HIGH AND EXTRA-LONG STIFFENER TO SUPPORT ANKLE ; FULL LEATHER INSOLE ; EASILY REMOVABLE AND ADAPTABLE SOLE; GOOD TOE SPRING ; REMOVABLE CORK INLAY ; HIGH TOE BOX ; STRONG TOE CAP ; SOFT TONGUE TO ASSIST SHOE FIT ; HIGH AND EXTENDED CORSET STIFFENERS, PAIR, BLACK, SIZE 20" | PROSTHETICS & ORTHOSIS SUPPLIES
5616 | 4224170638400 | "TARSO-MEDIUS BOOT, OR EQUIVALENT, PEDIATRIC, SURGICAL, STRAIGHT LAST; SOFT PADDING AROUND HEEL CUFFS ; MADE FROM COW/CALF LEATHER ; A HIGH AND EXTRA-LONG STIFFENER TO SUPPORT ANKLE ; FULL LEATHER INSOLE ; EASILY REMOVABLE AND ADAPTABLE SOLE; GOOD TOE SPRING ; REMOVABLE CORK INLAY ; HIGH TOE BOX ; STRONG TOE CAP ; SOFT TONGUE TO ASSIST SHOE FIT ; HIGH AND EXTENDED CORSET STIFFENERS, PAIR, BLACK, SIZE 25" | PROSTHETICS & ORTHOSIS SUPPLIES
5617 | 4224170639000 | "TARSO-MEDIUS BOOT, OR EQUIVALENT, PEDIATRIC, SURGICAL, STRAIGHT LAST; SOFT PADDING AROUND HEEL CUFFS ; MADE FROM COW/CALF LEATHER ; A HIGH AND EXTRA-LONG STIFFENER TO SUPPORT ANKLE ; FULL LEATHER INSOLE ; EASILY REMOVABLE AND ADAPTABLE SOLE; GOOD TOE SPRING ; REMOVABLE CORK INLAY ; HIGH TOE BOX ; STRONG TOE CAP ; SOFT TONGUE TO ASSIST SHOE FIT ; HIGH AND EXTENDED CORSET STIFFENERS, PAIR, BLACK, SIZE 26" | PROSTHETICS & ORTHOSIS SUPPLIES
5618 | 4224170639200 | "TARSO-MEDIUS BOOT, OR EQUIVALENT, PEDIATRIC, SURGICAL, STRAIGHT LAST; SOFT PADDING AROUND HEEL CUFFS ; MADE FROM COW/CALF LEATHER ; A HIGH AND EXTRA-LONG STIFFENER TO SUPPORT ANKLE ; FULL LEATHER INSOLE ; EASILY REMOVABLE AND ADAPTABLE SOLE; GOOD TOE SPRING ; REMOVABLE CORK INLAY ; HIGH TOE BOX ; STRONG TOE CAP ; SOFT TONGUE TO ASSIST SHOE FIT ; HIGH AND EXTENDED CORSET STIFFENERS, PAIR, BLACK, SIZE 27" | PROSTHETICS & ORTHOSIS SUPPLIES
5619 | 4224170639100 | "TARSO-MEDIUS BOOT, OR EQUIVALENT, PEDIATRIC, SURGICAL, STRAIGHT LAST; SOFT PADDING AROUND HEEL CUFFS ; MADE FROM COW/CALF LEATHER ; A HIGH AND EXTRA-LONG STIFFENER TO SUPPORT ANKLE ; FULL LEATHER INSOLE ; EASILY REMOVABLE AND ADAPTABLE SOLE; GOOD TOE SPRING ; REMOVABLE CORK INLAY ; HIGH TOE BOX ; STRONG TOE CAP ; SOFT TONGUE TO ASSIST SHOE FIT ; HIGH AND EXTENDED CORSET STIFFENERS, PAIR, BLACK, SIZE 28" | PROSTHETICS & ORTHOSIS SUPPLIES
5620 | 4224170637700 | "TARSO MEDIUS BOOT, OR EQUIVALENT, ADULT, SURGICAL, STRAIGHT LAST; SOFT PADDING AROUND HEEL CUFFS ; MADE FROM COW/CALF LEATHER ; A HIGH AND EXTRA-LONG STIFFENER TO SUPPORT ANKLE ; FULL LEATHER INSOLE ; EASILY REMOVABLE AND ADAPTABLE SOLE; GOOD TOE SPRING ; REMOVABLE CORK INLAY ; HIGH TOE BOX ; STRONG TOE CAP ; SOFT TONGUE TO ASSIST SHOE FIT ; HIGH AND EXTENDED CORSET STIFFENERS, PAIR, BROWN, SIZE 45" | PROSTHETICS & ORTHOSIS SUPPLIES
5621 | 4224170637400 | "TARSO MEDIUS BOOT, OR EQUIVALENT, ADULT, SURGICAL, STRAIGHT LAST; SOFT PADDING AROUND HEEL CUFFS ; MADE FROM COW/CALF LEATHER ; A HIGH AND EXTRA-LONG STIFFENER TO SUPPORT ANKLE ; FULL LEATHER INSOLE ; EASILY REMOVABLE AND ADAPTABLE SOLE; GOOD TOE SPRING ; REMOVABLE CORK INLAY ; HIGH TOE BOX ; STRONG TOE CAP ; SOFT TONGUE TO ASSIST SHOE FIT ; HIGH AND EXTENDED CORSET STIFFENERS, PAIR, BROWN, SIZE 42" | PROSTHETICS & ORTHOSIS SUPPLIES
5622 | 4224170637500 | "TARSO MEDIUS BOOT, OR EQUIVALENT, ADULT, SURGICAL, STRAIGHT LAST; SOFT PADDING AROUND HEEL CUFFS ; MADE FROM COW/CALF LEATHER ; A HIGH AND EXTRA-LONG STIFFENER TO SUPPORT ANKLE ; FULL LEATHER INSOLE ; EASILY REMOVABLE AND ADAPTABLE SOLE; GOOD TOE SPRING ; REMOVABLE CORK INLAY ; HIGH TOE BOX ; STRONG TOE CAP ; SOFT TONGUE TO ASSIST SHOE FIT ; HIGH AND EXTENDED CORSET STIFFENERS, PAIR, BROWN, SIZE 43" | PROSTHETICS & ORTHOSIS SUPPLIES
5623 | 4224170637600 | "TARSO MEDIUS BOOT, OR EQUIVALENT, ADULT, SURGICAL, STRAIGHT LAST; SOFT PADDING AROUND HEEL CUFFS ; MADE FROM COW/CALF LEATHER ; A HIGH AND EXTRA-LONG STIFFENER TO SUPPORT ANKLE ; FULL LEATHER INSOLE ; EASILY REMOVABLE AND ADAPTABLE SOLE; GOOD TOE SPRING ; REMOVABLE CORK INLAY ; HIGH TOE BOX ; STRONG TOE CAP ; SOFT TONGUE TO ASSIST SHOE FIT ; HIGH AND EXTENDED CORSET STIFFENERS, PAIR, BROWN, SIZE 44" | PROSTHETICS & ORTHOSIS SUPPLIES
5624 | 4224170637800 | "TARSO-MEDIUS BOOT, OR EQUIVALENT, PEDIATRIC, SURGICAL, STRAIGHT LAST; SOFT PADDING AROUND HEEL CUFFS ; MADE FROM COW/CALF LEATHER ; A HIGH AND EXTRA-LONG STIFFENER TO SUPPORT ANKLE ; FULL LEATHER INSOLE ; EASILY REMOVABLE AND ADAPTABLE SOLE; GOOD TOE SPRING ; REMOVABLE CORK INLAY ; HIGH TOE BOX ; STRONG TOE CAP ; SOFT TONGUE TO ASSIST SHOE FIT ; HIGH AND EXTENDED CORSET STIFFENERS, PAIR, BROWN, SIZE 22" | PROSTHETICS & ORTHOSIS SUPPLIES
5625 | 4224170637900 | "TARSO-MEDIUS BOOT, OR EQUIVALENT, PEDIATRIC, SURGICAL, STRAIGHT LAST; SOFT PADDING AROUND HEEL CUFFS ; MADE FROM COW/CALF LEATHER ; A HIGH AND EXTRA-LONG STIFFENER TO SUPPORT ANKLE ; FULL LEATHER INSOLE ; EASILY REMOVABLE AND ADAPTABLE SOLE; GOOD TOE SPRING ; REMOVABLE CORK INLAY ; HIGH TOE BOX ; STRONG TOE CAP ; SOFT TONGUE TO ASSIST SHOE FIT ; HIGH AND EXTENDED CORSET STIFFENERS, PAIR, BROWN, SIZE 24" | PROSTHETICS & ORTHOSIS SUPPLIES
5626 | 4224170638000 | "TARSO-MEDIUS BOOT, OR EQUIVALENT, PEDIATRIC, SURGICAL, STRAIGHT LAST; SOFT PADDING AROUND HEEL CUFFS ; MADE FROM COW/CALF LEATHER ; A HIGH AND EXTRA-LONG STIFFENER TO SUPPORT ANKLE ; FULL LEATHER INSOLE ; EASILY REMOVABLE AND ADAPTABLE SOLE; GOOD TOE SPRING ; REMOVABLE CORK INLAY ; HIGH TOE BOX ; STRONG TOE CAP ; SOFT TONGUE TO ASSIST SHOE FIT ; HIGH AND EXTENDED CORSET STIFFENERS, PAIR, BROWN, SIZE 19" | PROSTHETICS & ORTHOSIS SUPPLIES
5627 | 4224170638100 | "TARSO-MEDIUS BOOT, OR EQUIVALENT, PEDIATRIC, SURGICAL, STRAIGHT LAST; SOFT PADDING AROUND HEEL CUFFS ; MADE FROM COW/CALF LEATHER ; A HIGH AND EXTRA-LONG STIFFENER TO SUPPORT ANKLE ; FULL LEATHER INSOLE ; EASILY REMOVABLE AND ADAPTABLE SOLE; GOOD TOE SPRING ; REMOVABLE CORK INLAY ; HIGH TOE BOX ; STRONG TOE CAP ; SOFT TONGUE TO ASSIST SHOE FIT ; HIGH AND EXTENDED CORSET STIFFENERS, PAIR, BROWN, SIZE 21" | PROSTHETICS & ORTHOSIS SUPPLIES
5628 | 4224170638500 | "TARSO-MEDIUS BOOT, OR EQUIVALENT, PEDIATRIC, SURGICAL, STRAIGHT LAST; SOFT PADDING AROUND HEEL CUFFS ; MADE FROM COW/CALF LEATHER ; A HIGH AND EXTRA-LONG STIFFENER TO SUPPORT ANKLE ; FULL LEATHER INSOLE ; EASILY REMOVABLE AND ADAPTABLE SOLE; GOOD TOE SPRING ; REMOVABLE CORK INLAY ; HIGH TOE BOX ; STRONG TOE CAP ; SOFT TONGUE TO ASSIST SHOE FIT ; HIGH AND EXTENDED CORSET STIFFENERS, PAIR, BROWN, SIZE 23" | PROSTHETICS & ORTHOSIS SUPPLIES
5629 | 4224170639300 | "TARSO-MEDIUS BOOT, OR EQUIVALENT, PEDIATRIC, SURGICAL, STRAIGHT LAST; SOFT PADDING AROUND HEEL CUFFS ; MADE FROM COW/CALF LEATHER ; A HIGH AND EXTRA-LONG STIFFENER TO SUPPORT ANKLE ; FULL LEATHER INSOLE ; EASILY REMOVABLE AND ADAPTABLE SOLE; GOOD TOE SPRING ; REMOVABLE CORK INLAY ; HIGH TOE BOX ; STRONG TOE CAP ; SOFT TONGUE TO ASSIST SHOE FIT ; HIGH AND EXTENDED CORSET STIFFENERS, PAIR, BROWN, SIZE 20" | PROSTHETICS & ORTHOSIS SUPPLIES
5630 | 4224170639400 | "TARSO-MEDIUS BOOT, OR EQUIVALENT, PEDIATRIC, SURGICAL, STRAIGHT LAST; SOFT PADDING AROUND HEEL CUFFS ; MADE FROM COW/CALF LEATHER ; A HIGH AND EXTRA-LONG STIFFENER TO SUPPORT ANKLE ; FULL LEATHER INSOLE ; EASILY REMOVABLE AND ADAPTABLE SOLE; GOOD TOE SPRING ; REMOVABLE CORK INLAY ; HIGH TOE BOX ; STRONG TOE CAP ; SOFT TONGUE TO ASSIST SHOE FIT ; HIGH AND EXTENDED CORSET STIFFENERS, PAIR, BROWN, SIZE 25" | PROSTHETICS & ORTHOSIS SUPPLIES
5631 | 4224170639500 | "TARSO-MEDIUS BOOT, OR EQUIVALENT, PEDIATRIC, SURGICAL, STRAIGHT LAST; SOFT PADDING AROUND HEEL CUFFS ; MADE FROM COW/CALF LEATHER ; A HIGH AND EXTRA-LONG STIFFENER TO SUPPORT ANKLE ; FULL LEATHER INSOLE ; EASILY REMOVABLE AND ADAPTABLE SOLE; GOOD TOE SPRING ; REMOVABLE CORK INLAY ; HIGH TOE BOX ; STRONG TOE CAP ; SOFT TONGUE TO ASSIST SHOE FIT ; HIGH AND EXTENDED CORSET STIFFENERS, PAIR, BROWN, SIZE 26" | PROSTHETICS & ORTHOSIS SUPPLIES
5632 | 4224170639600 | "TARSO-MEDIUS BOOT, OR EQUIVALENT, PEDIATRIC, SURGICAL, STRAIGHT LAST; SOFT PADDING AROUND HEEL CUFFS ; MADE FROM COW/CALF LEATHER ; A HIGH AND EXTRA-LONG STIFFENER TO SUPPORT ANKLE ; FULL LEATHER INSOLE ; EASILY REMOVABLE AND ADAPTABLE SOLE; GOOD TOE SPRING ; REMOVABLE CORK INLAY ; HIGH TOE BOX ; STRONG TOE CAP ; SOFT TONGUE TO ASSIST SHOE FIT ; HIGH AND EXTENDED CORSET STIFFENERS, PAIR, BROWN, SIZE 27" | PROSTHETICS & ORTHOSIS SUPPLIES
5633 | 4224170639700 | "TARSO-MEDIUS BOOT, OR EQUIVALENT, PEDIATRIC, SURGICAL, STRAIGHT LAST; SOFT PADDING AROUND HEEL CUFFS ; MADE FROM COW/CALF LEATHER ; A HIGH AND EXTRA-LONG STIFFENER TO SUPPORT ANKLE ; FULL LEATHER INSOLE ; EASILY REMOVABLE AND ADAPTABLE SOLE; GOOD TOE SPRING ; REMOVABLE CORK INLAY ; HIGH TOE BOX ; STRONG TOE CAP ; SOFT TONGUE TO ASSIST SHOE FIT ; HIGH AND EXTENDED CORSET STIFFENERS, PAIR, BROWN, SIZE 28" | PROSTHETICS & ORTHOSIS SUPPLIES
5634 | 4224170636400 | "TARSO MEDIUS BOOT, OR EQUIVALENT, STRAIGHT LAST; SOFT PADDING AROUND HEEL CUFFS ; MADE FROM COW/CALF LEATHER ; A HIGH AND EXTRA-LONG STIFFENER TO SUPPORT ANKLE ; FULL LEATHER INSOLE ; EASILY REMOVABLE AND ADAPTABLE SOLE; GOOD TOE SPRING ; REMOVABLE CORK INLAY ; HIGH TOE BOX ; STRONG TOE CAP ; SOFT TONGUE TO ASSIST SHOE FIT ; HIGH AND EXTENDED CORSET STIFFENERS, PAIR, BLACK, SIZE 41" | PROSTHETICS & ORTHOSIS SUPPLIES
5635 | 4224170636500 | "TARSO MEDIUS BOOT, OR EQUIVALENT, STRAIGHT LAST; SOFT PADDING AROUND HEEL CUFFS ; MADE FROM COW/CALF LEATHER ; A HIGH AND EXTRA-LONG STIFFENER TO SUPPORT ANKLE ; FULL LEATHER INSOLE ; EASILY REMOVABLE AND ADAPTABLE SOLE; GOOD TOE SPRING ; REMOVABLE CORK INLAY ; HIGH TOE BOX ; STRONG TOE CAP ; SOFT TONGUE TO ASSIST SHOE FIT ; HIGH AND EXTENDED CORSET STIFFENERS, PAIR, BLACK, SIZE 46" | PROSTHETICS & ORTHOSIS SUPPLIES
5636 | 4224170636600 | "TARSO MEDIUS BOOT, OR EQUIVALENT, STRAIGHT LAST; SOFT PADDING AROUND HEEL CUFFS ; MADE FROM COW/CALF LEATHER ; A HIGH AND EXTRA-LONG STIFFENER TO SUPPORT ANKLE ; FULL LEATHER INSOLE ; EASILY REMOVABLE AND ADAPTABLE SOLE; GOOD TOE SPRING ; REMOVABLE CORK INLAY ; HIGH TOE BOX ; STRONG TOE CAP ; SOFT TONGUE TO ASSIST SHOE FIT ; HIGH AND EXTENDED CORSET STIFFENERS, PAIR, BLACK, SIZE 47" | PROSTHETICS & ORTHOSIS SUPPLIES
5637 | 4224170636800 | "TARSO MEDIUS BOOT, OR EQUIVALENT, STRAIGHT LAST; SOFT PADDING AROUND HEEL CUFFS ; MADE FROM COW/CALF LEATHER ; A HIGH AND EXTRA-LONG STIFFENER TO SUPPORT ANKLE ; FULL LEATHER INSOLE ; EASILY REMOVABLE AND ADAPTABLE SOLE; GOOD TOE SPRING ; REMOVABLE CORK INLAY ; HIGH TOE BOX ; STRONG TOE CAP ; SOFT TONGUE TO ASSIST SHOE FIT ; HIGH AND EXTENDED CORSET STIFFENERS, PAIR, BLACK, SIZE 38" | PROSTHETICS & ORTHOSIS SUPPLIES
5638 | 4224170636700 | "TARSO MEDIUS BOOT, OR EQUIVALENT, STRAIGHT LAST; SOFT PADDING AROUND HEEL CUFFS ; MADE FROM COW/CALF LEATHER ; A HIGH AND EXTRA-LONG STIFFENER TO SUPPORT ANKLE ; FULL LEATHER INSOLE ; EASILY REMOVABLE AND ADAPTABLE SOLE; GOOD TOE SPRING ; REMOVABLE CORK INLAY ; HIGH TOE BOX ; STRONG TOE CAP ; SOFT TONGUE TO ASSIST SHOE FIT ; HIGH AND EXTENDED CORSET STIFFENERS, PAIR, BLACK, SIZE 39" | PROSTHETICS & ORTHOSIS SUPPLIES
5639 | 4224170636900 | "TARSO MEDIUS BOOT, OR EQUIVALENT, STRAIGHT LAST; SOFT PADDING AROUND HEEL CUFFS ; MADE FROM COW/CALF LEATHER ; A HIGH AND EXTRA-LONG STIFFENER TO SUPPORT ANKLE ; FULL LEATHER INSOLE ; EASILY REMOVABLE AND ADAPTABLE SOLE; GOOD TOE SPRING ; REMOVABLE CORK INLAY ; HIGH TOE BOX ; STRONG TOE CAP ; SOFT TONGUE TO ASSIST SHOE FIT ; HIGH AND EXTENDED CORSET STIFFENERS, PAIR, BLACK, SIZE 40" | PROSTHETICS & ORTHOSIS SUPPLIES
5640 | 4224170629400 | "DENIS BROWNE BOOTS, OPEN TOE, FOR FOOT ABDUCTION SPLINT, STRAIGHT LAST; SOFT PADDING AROUND THE COLLAR FOR A BETTER FIT ; MADE FROM COW/CALF LEATHER ; SPECIAL EXTENDED STIFFENER WITH CURVED WALL TO CORRECT THE FOOT SHAPE ; FULL GRAIN LEATHER INSOLE ; REMOVABLE PROFILED CORK INLAY ; EXTRA PADDING AROUND THE ANKLE FOR MORE COMFORT ; SOFT TONGUE PADDING TO MOULD THE SHOE ROUND THE FOOT ; NAVICULAR STRAP, SIZE 0" | PROSTHETICS & ORTHOSIS SUPPLIES
5641 | 4224170629500 | "DENIS BROWNE BOOTS, OPEN TOE, FOR FOOT ABDUCTION SPLINT, STRAIGHT LAST; SOFT PADDING AROUND THE COLLAR FOR A BETTER FIT ; MADE FROM COW/CALF LEATHER ; SPECIAL EXTENDED STIFFENER WITH CURVED WALL TO CORRECT THE FOOT SHAPE ; FULL GRAIN LEATHER INSOLE ; REMOVABLE PROFILED CORK INLAY ; EXTRA PADDING AROUND THE ANKLE FOR MORE COMFORT ; SOFT TONGUE PADDING TO MOULD THE SHOE ROUND THE FOOT ; NAVICULAR STRAP, SIZE 00" | PROSTHETICS & ORTHOSIS SUPPLIES
5642 | 4224170629600 | "DENIS BROWNE BOOTS, OPEN TOE, FOR FOOT ABDUCTION SPLINT, STRAIGHT LAST; SOFT PADDING AROUND THE COLLAR FOR A BETTER FIT ; MADE FROM COW/CALF LEATHER ; SPECIAL EXTENDED STIFFENER WITH CURVED WALL TO CORRECT THE FOOT SHAPE ; FULL GRAIN LEATHER INSOLE ; REMOVABLE PROFILED CORK INLAY ; EXTRA PADDING AROUND THE ANKLE FOR MORE COMFORT ; SOFT TONGUE PADDING TO MOULD THE SHOE ROUND THE FOOT ; NAVICULAR STRAP, SIZE 000" | PROSTHETICS & ORTHOSIS SUPPLIES
5643 | 4224170629700 | "DENIS BROWNE BOOTS, OPEN TOE, FOR FOOT ABDUCTION SPLINT, STRAIGHT LAST; SOFT PADDING AROUND THE COLLAR FOR A BETTER FIT ; MADE FROM COW/CALF LEATHER ; SPECIAL EXTENDED STIFFENER WITH CURVED WALL TO CORRECT THE FOOT SHAPE ; FULL GRAIN LEATHER INSOLE ; REMOVABLE PROFILED CORK INLAY ; EXTRA PADDING AROUND THE ANKLE FOR MORE COMFORT ; SOFT TONGUE PADDING TO MOULD THE SHOE ROUND THE FOOT ; NAVICULAR STRAP, SIZE 0000" | PROSTHETICS & ORTHOSIS SUPPLIES
5644 | 4224170629800 | "DENIS BROWNE BOOTS, OPEN TOE, FOR FOOT ABDUCTION SPLINT, STRAIGHT LAST; SOFT PADDING AROUND THE COLLAR FOR A BETTER FIT ; MADE FROM COW/CALF LEATHER ; SPECIAL EXTENDED STIFFENER WITH CURVED WALL TO CORRECT THE FOOT SHAPE ; FULL GRAIN LEATHER INSOLE ; REMOVABLE PROFILED CORK INLAY ; EXTRA PADDING AROUND THE ANKLE FOR MORE COMFORT ; SOFT TONGUE PADDING TO MOULD THE SHOE ROUND THE FOOT ; NAVICULAR STRAP, SIZE 1" | PROSTHETICS & ORTHOSIS SUPPLIES
5645 | 4224170629900 | "DENIS BROWNE BOOTS, OPEN TOE, FOR FOOT ABDUCTION SPLINT, STRAIGHT LAST; SOFT PADDING AROUND THE COLLAR FOR A BETTER FIT ; MADE FROM COW/CALF LEATHER ; SPECIAL EXTENDED STIFFENER WITH CURVED WALL TO CORRECT THE FOOT SHAPE ; FULL GRAIN LEATHER INSOLE ; REMOVABLE PROFILED CORK INLAY ; EXTRA PADDING AROUND THE ANKLE FOR MORE COMFORT ; SOFT TONGUE PADDING TO MOULD THE SHOE ROUND THE FOOT ; NAVICULAR STRAP, SIZE 1.5" | PROSTHETICS & ORTHOSIS SUPPLIES
5646 | 4224170630000 | "DENIS BROWNE BOOTS, OPEN TOE, FOR FOOT ABDUCTION SPLINT, STRAIGHT LAST; SOFT PADDING AROUND THE COLLAR FOR A BETTER FIT ; MADE FROM COW/CALF LEATHER ; SPECIAL EXTENDED STIFFENER WITH CURVED WALL TO CORRECT THE FOOT SHAPE ; FULL GRAIN LEATHER INSOLE ; REMOVABLE PROFILED CORK INLAY ; EXTRA PADDING AROUND THE ANKLE FOR MORE COMFORT ; SOFT TONGUE PADDING TO MOULD THE SHOE ROUND THE FOOT ; NAVICULAR STRAP, SIZE 2" | PROSTHETICS & ORTHOSIS SUPPLIES
5647 | 4224170630100 | "DENIS BROWNE BOOTS, OPEN TOE, FOR FOOT ABDUCTION SPLINT, STRAIGHT LAST; SOFT PADDING AROUND THE COLLAR FOR A BETTER FIT ; MADE FROM COW/CALF LEATHER ; SPECIAL EXTENDED STIFFENER WITH CURVED WALL TO CORRECT THE FOOT SHAPE ; FULL GRAIN LEATHER INSOLE ; REMOVABLE PROFILED CORK INLAY ; EXTRA PADDING AROUND THE ANKLE FOR MORE COMFORT ; SOFT TONGUE PADDING TO MOULD THE SHOE ROUND THE FOOT ; NAVICULAR STRAP, SIZE 2.5" | PROSTHETICS & ORTHOSIS SUPPLIES
5648 | 4224170630200 | "DENIS BROWNE BOOTS, OPEN TOE, FOR FOOT ABDUCTION SPLINT, STRAIGHT LAST; SOFT PADDING AROUND THE COLLAR FOR A BETTER FIT ; MADE FROM COW/CALF LEATHER ; SPECIAL EXTENDED STIFFENER WITH CURVED WALL TO CORRECT THE FOOT SHAPE ; FULL GRAIN LEATHER INSOLE ; REMOVABLE PROFILED CORK INLAY ; EXTRA PADDING AROUND THE ANKLE FOR MORE COMFORT ; SOFT TONGUE PADDING TO MOULD THE SHOE ROUND THE FOOT ; NAVICULAR STRAP, SIZE 3" | PROSTHETICS & ORTHOSIS SUPPLIES
5649 | 4224170630300 | "DENIS BROWNE BOOTS, OPEN TOE, FOR FOOT ABDUCTION SPLINT, STRAIGHT LAST; SOFT PADDING AROUND THE COLLAR FOR A BETTER FIT ; MADE FROM COW/CALF LEATHER ; SPECIAL EXTENDED STIFFENER WITH CURVED WALL TO CORRECT THE FOOT SHAPE ; FULL GRAIN LEATHER INSOLE ; REMOVABLE PROFILED CORK INLAY ; EXTRA PADDING AROUND THE ANKLE FOR MORE COMFORT ; SOFT TONGUE PADDING TO MOULD THE SHOE ROUND THE FOOT ; NAVICULAR STRAP, SIZE 3.5" | PROSTHETICS & ORTHOSIS SUPPLIES
5650 | 4224170630400 | "DENIS BROWNE BOOTS, OPEN TOE, FOR FOOT ABDUCTION SPLINT, STRAIGHT LAST; SOFT PADDING AROUND THE COLLAR FOR A BETTER FIT ; MADE FROM COW/CALF LEATHER ; SPECIAL EXTENDED STIFFENER WITH CURVED WALL TO CORRECT THE FOOT SHAPE ; FULL GRAIN LEATHER INSOLE ; REMOVABLE PROFILED CORK INLAY ; EXTRA PADDING AROUND THE ANKLE FOR MORE COMFORT ; SOFT TONGUE PADDING TO MOULD THE SHOE ROUND THE FOOT ; NAVICULAR STRAP, SIZE 4" | PROSTHETICS & ORTHOSIS SUPPLIES
5651 | 4224170630500 | "DENIS BROWNE BOOTS, OPEN TOE, FOR FOOT ABDUCTION SPLINT, STRAIGHT LAST; SOFT PADDING AROUND THE COLLAR FOR A BETTER FIT ; MADE FROM COW/CALF LEATHER ; SPECIAL EXTENDED STIFFENER WITH CURVED WALL TO CORRECT THE FOOT SHAPE ; FULL GRAIN LEATHER INSOLE ; REMOVABLE PROFILED CORK INLAY ; EXTRA PADDING AROUND THE ANKLE FOR MORE COMFORT ; SOFT TONGUE PADDING TO MOULD THE SHOE ROUND THE FOOT ; NAVICULAR STRAP, SIZE 4.5" | PROSTHETICS & ORTHOSIS SUPPLIES
5652 | 4224170630600 | "DENIS BROWNE BOOTS, OPEN TOE, FOR FOOT ABDUCTION SPLINT, STRAIGHT LAST; SOFT PADDING AROUND THE COLLAR FOR A BETTER FIT ; MADE FROM COW/CALF LEATHER ; SPECIAL EXTENDED STIFFENER WITH CURVED WALL TO CORRECT THE FOOT SHAPE ; FULL GRAIN LEATHER INSOLE ; REMOVABLE PROFILED CORK INLAY ; EXTRA PADDING AROUND THE ANKLE FOR MORE COMFORT ; SOFT TONGUE PADDING TO MOULD THE SHOE ROUND THE FOOT ; NAVICULAR STRAP, SIZE 5" | PROSTHETICS & ORTHOSIS SUPPLIES
5653 | 4224170630700 | "DENIS BROWNE BOOTS, OPEN TOE, FOR FOOT ABDUCTION SPLINT, STRAIGHT LAST; SOFT PADDING AROUND THE COLLAR FOR A BETTER FIT ; MADE FROM COW/CALF LEATHER ; SPECIAL EXTENDED STIFFENER WITH CURVED WALL TO CORRECT THE FOOT SHAPE ; FULL GRAIN LEATHER INSOLE ; REMOVABLE PROFILED CORK INLAY ; EXTRA PADDING AROUND THE ANKLE FOR MORE COMFORT ; SOFT TONGUE PADDING TO MOULD THE SHOE ROUND THE FOOT ; NAVICULAR STRAP, SIZE 5.5" | PROSTHETICS & ORTHOSIS SUPPLIES
5654 | 4224170630800 | "DENIS BROWNE BOOTS, OPEN TOE, FOR FOOT ABDUCTION SPLINT, STRAIGHT LAST; SOFT PADDING AROUND THE COLLAR FOR A BETTER FIT ; MADE FROM COW/CALF LEATHER ; SPECIAL EXTENDED STIFFENER WITH CURVED WALL TO CORRECT THE FOOT SHAPE ; FULL GRAIN LEATHER INSOLE ; REMOVABLE PROFILED CORK INLAY ; EXTRA PADDING AROUND THE ANKLE FOR MORE COMFORT ; SOFT TONGUE PADDING TO MOULD THE SHOE ROUND THE FOOT ; NAVICULAR STRAP, SIZE 6" | PROSTHETICS & ORTHOSIS SUPPLIES
5655 | 4224170630900 | "DENIS BROWNE BOOTS, OPEN TOE, FOR FOOT ABDUCTION SPLINT, STRAIGHT LAST; SOFT PADDING AROUND THE COLLAR FOR A BETTER FIT ; MADE FROM COW/CALF LEATHER ; SPECIAL EXTENDED STIFFENER WITH CURVED WALL TO CORRECT THE FOOT SHAPE ; FULL GRAIN LEATHER INSOLE ; REMOVABLE PROFILED CORK INLAY ; EXTRA PADDING AROUND THE ANKLE FOR MORE COMFORT ; SOFT TONGUE PADDING TO MOULD THE SHOE ROUND THE FOOT ; NAVICULAR STRAP, SIZE 7" | PROSTHETICS & ORTHOSIS SUPPLIES
5656 | 4224170631000 | "DENIS BROWNE BOOTS, OPEN TOE, FOR FOOT ABDUCTION SPLINT, STRAIGHT LAST; SOFT PADDING AROUND THE COLLAR FOR A BETTER FIT ; MADE FROM COW/CALF LEATHER ; SPECIAL EXTENDED STIFFENER WITH CURVED WALL TO CORRECT THE FOOT SHAPE ; FULL GRAIN LEATHER INSOLE ; REMOVABLE PROFILED CORK INLAY ; EXTRA PADDING AROUND THE ANKLE FOR MORE COMFORT ; SOFT TONGUE PADDING TO MOULD THE SHOE ROUND THE FOOT ; NAVICULAR STRAP, SIZE 8" | PROSTHETICS & ORTHOSIS SUPPLIES
5657 | 4224170631100 | "DENIS BROWNE BOOTS, OPEN TOE, FOR FOOT ABDUCTION SPLINT, STRAIGHT LAST; SOFT PADDING AROUND THE COLLAR FOR A BETTER FIT ; MADE FROM COW/CALF LEATHER ; SPECIAL EXTENDED STIFFENER WITH CURVED WALL TO CORRECT THE FOOT SHAPE ; FULL GRAIN LEATHER INSOLE ; REMOVABLE PROFILED CORK INLAY ; EXTRA PADDING AROUND THE ANKLE FOR MORE COMFORT ; SOFT TONGUE PADDING TO MOULD THE SHOE ROUND THE FOOT ; NAVICULAR STRAP, SIZE 9" | PROSTHETICS & ORTHOSIS SUPPLIES
5658 | 4224170631500 | "BOOT, ORTHOPEDIC, PEDIATRIC, FULL GRAIN COW/CALF LEATHER, PLAIN FRONTED WITH SEAM FREE VAMPS PADDED COLLARS, BOOT HEIGHT APPROXIMATELY 125 MM, LACING; SOFT PADDING AROUND THE COLLAR FOR A BETTER FIT ; A HIGH AND EXTRA LONG STIFFENER TO SUPPORT THE ANKLE ; FULL GRAIN LEATHER INSOLE; EASILY REMOVABLE AND ADAPTABLE (HARD-WEARING) SOLE. SUFFICIENT TOE-SPRING FOR EASY ROLL-OFF ; REMOVABLE PROFILED CORK INLAY ; HIGH TOE-BOX AND STRONG TOE-CAP FOR PROTECTION OF THE TOES ; EXTENDED FACINGS FOR MAXIMUM ACCESSIBILITY; SOFT TONGUE PADDING; FIRM HEEL COUNTER, BLUE, SIZE 18" | PROSTHETICS & ORTHOSIS SUPPLIES
5659 | 4224170631600 | "BOOT, ORTHOPEDIC, PEDIATRIC, FULL GRAIN COW/CALF LEATHER, PLAIN FRONTED WITH SEAM FREE VAMPS PADDED COLLARS, BOOT HEIGHT APPROXIMATELY 125 MM, LACING; SOFT PADDING AROUND THE COLLAR FOR A BETTER FIT ; A HIGH AND EXTRA LONG STIFFENER TO SUPPORT THE ANKLE ; FULL GRAIN LEATHER INSOLE; EASILY REMOVABLE AND ADAPTABLE (HARD-WEARING) SOLE. SUFFICIENT TOE-SPRING FOR EASY ROLL-OFF ; REMOVABLE PROFILED CORK INLAY ; HIGH TOE-BOX AND STRONG TOE-CAP FOR PROTECTION OF THE TOES ; EXTENDED FACINGS FOR MAXIMUM ACCESSIBILITY; SOFT TONGUE PADDING; FIRM HEEL COUNTER, PURPLE, SIZE 18" | PROSTHETICS & ORTHOSIS SUPPLIES
5660 | 4224170631700 | "BOOT, ORTHOPEDIC, PEDIATRIC, FULL GRAIN COW/CALF LEATHER, PLAIN FRONTED WITH SEAM FREE VAMPS PADDED COLLARS, BOOT HEIGHT APPROXIMATELY 125 MM, LACING; SOFT PADDING AROUND THE COLLAR FOR A BETTER FIT ; A HIGH AND EXTRA LONG STIFFENER TO SUPPORT THE ANKLE ; FULL GRAIN LEATHER INSOLE; EASILY REMOVABLE AND ADAPTABLE (HARD-WEARING) SOLE. SUFFICIENT TOE-SPRING FOR EASY ROLL-OFF ; REMOVABLE PROFILED CORK INLAY ; HIGH TOE-BOX AND STRONG TOE-CAP FOR PROTECTION OF THE TOES ; EXTENDED FACINGS FOR MAXIMUM ACCESSIBILITY; SOFT TONGUE PADDING; FIRM HEEL COUNTER, BLUE, SIZE 19" | PROSTHETICS & ORTHOSIS SUPPLIES
5661 | 4224170631800 | "BOOT, ORTHOPEDIC, PEDIATRIC, FULL GRAIN COW/CALF LEATHER, PLAIN FRONTED WITH SEAM FREE VAMPS PADDED COLLARS, BOOT HEIGHT APPROXIMATELY 125 MM, LACING; SOFT PADDING AROUND THE COLLAR FOR A BETTER FIT ; A HIGH AND EXTRA LONG STIFFENER TO SUPPORT THE ANKLE ; FULL GRAIN LEATHER INSOLE; EASILY REMOVABLE AND ADAPTABLE (HARD-WEARING) SOLE. SUFFICIENT TOE-SPRING FOR EASY ROLL-OFF ; REMOVABLE PROFILED CORK INLAY ; HIGH TOE-BOX AND STRONG TOE-CAP FOR PROTECTION OF THE TOES ; EXTENDED FACINGS FOR MAXIMUM ACCESSIBILITY; SOFT TONGUE PADDING; FIRM HEEL COUNTER, PURPLE, SIZE 19" | PROSTHETICS & ORTHOSIS SUPPLIES
5662 | 4224170631900 | "BOOT, ORTHOPEDIC, PEDIATRIC, FULL GRAIN COW/CALF LEATHER, PLAIN FRONTED WITH SEAM FREE VAMPS PADDED COLLARS, BOOT HEIGHT APPROXIMATELY 125 MM, LACING; SOFT PADDING AROUND THE COLLAR FOR A BETTER FIT ; A HIGH AND EXTRA LONG STIFFENER TO SUPPORT THE ANKLE ; FULL GRAIN LEATHER INSOLE; EASILY REMOVABLE AND ADAPTABLE (HARD-WEARING) SOLE. SUFFICIENT TOE-SPRING FOR EASY ROLL-OFF ; REMOVABLE PROFILED CORK INLAY ; HIGH TOE-BOX AND STRONG TOE-CAP FOR PROTECTION OF THE TOES ; EXTENDED FACINGS FOR MAXIMUM ACCESSIBILITY; SOFT TONGUE PADDING; FIRM HEEL COUNTER, BLUE, SIZE 20" | PROSTHETICS & ORTHOSIS SUPPLIES
5663 | 4224170632000 | "BOOT, ORTHOPEDIC, PEDIATRIC, FULL GRAIN COW/CALF LEATHER, PLAIN FRONTED WITH SEAM FREE VAMPS PADDED COLLARS, BOOT HEIGHT APPROXIMATELY 125 MM, LACING; SOFT PADDING AROUND THE COLLAR FOR A BETTER FIT ; A HIGH AND EXTRA LONG STIFFENER TO SUPPORT THE ANKLE ; FULL GRAIN LEATHER INSOLE; EASILY REMOVABLE AND ADAPTABLE (HARD-WEARING) SOLE. SUFFICIENT TOE-SPRING FOR EASY ROLL-OFF ; REMOVABLE PROFILED CORK INLAY ; HIGH TOE-BOX AND STRONG TOE-CAP FOR PROTECTION OF THE TOES ; EXTENDED FACINGS FOR MAXIMUM ACCESSIBILITY; SOFT TONGUE PADDING; FIRM HEEL COUNTER, PURPLE, SIZE 20" | PROSTHETICS & ORTHOSIS SUPPLIES
5664 | 4224170632100 | "BOOT, ORTHOPEDIC, PEDIATRIC, FULL GRAIN COW/CALF LEATHER, PLAIN FRONTED WITH SEAM FREE VAMPS PADDED COLLARS, BOOT HEIGHT APPROXIMATELY 125 MM, LACING; SOFT PADDING AROUND THE COLLAR FOR A BETTER FIT ; A HIGH AND EXTRA LONG STIFFENER TO SUPPORT THE ANKLE ; FULL GRAIN LEATHER INSOLE; EASILY REMOVABLE AND ADAPTABLE (HARD-WEARING) SOLE. SUFFICIENT TOE-SPRING FOR EASY ROLL-OFF ; REMOVABLE PROFILED CORK INLAY ; HIGH TOE-BOX AND STRONG TOE-CAP FOR PROTECTION OF THE TOES ; EXTENDED FACINGS FOR MAXIMUM ACCESSIBILITY; SOFT TONGUE PADDING; FIRM HEEL COUNTER, BLUE, SIZE 21" | PROSTHETICS & ORTHOSIS SUPPLIES
5665 | 4224170632200 | "BOOT, ORTHOPEDIC, PEDIATRIC, FULL GRAIN COW/CALF LEATHER, PLAIN FRONTED WITH SEAM FREE VAMPS PADDED COLLARS, BOOT HEIGHT APPROXIMATELY 125 MM, LACING; SOFT PADDING AROUND THE COLLAR FOR A BETTER FIT ; A HIGH AND EXTRA LONG STIFFENER TO SUPPORT THE ANKLE ; FULL GRAIN LEATHER INSOLE; EASILY REMOVABLE AND ADAPTABLE (HARD-WEARING) SOLE. SUFFICIENT TOE-SPRING FOR EASY ROLL-OFF ; REMOVABLE PROFILED CORK INLAY ; HIGH TOE-BOX AND STRONG TOE-CAP FOR PROTECTION OF THE TOES ; EXTENDED FACINGS FOR MAXIMUM ACCESSIBILITY; SOFT TONGUE PADDING; FIRM HEEL COUNTER, PURPLE, SIZE 21" | PROSTHETICS & ORTHOSIS SUPPLIES
5666 | 4224170632400 | "BOOT, ORTHOPEDIC, PEDIATRIC, FULL GRAIN COW/CALF LEATHER, PLAIN FRONTED WITH SEAM FREE VAMPS PADDED COLLARS, BOOT HEIGHT APPROXIMATELY 125 MM, LACING; SOFT PADDING AROUND THE COLLAR FOR A BETTER FIT ; A HIGH AND EXTRA LONG STIFFENER TO SUPPORT THE ANKLE ; FULL GRAIN LEATHER INSOLE; EASILY REMOVABLE AND ADAPTABLE (HARD-WEARING) SOLE. SUFFICIENT TOE-SPRING FOR EASY ROLL-OFF ; REMOVABLE PROFILED CORK INLAY ; HIGH TOE-BOX AND STRONG TOE-CAP FOR PROTECTION OF THE TOES ; EXTENDED FACINGS FOR MAXIMUM ACCESSIBILITY; SOFT TONGUE PADDING; FIRM HEEL COUNTER, BLUE, SIZE 22" | PROSTHETICS & ORTHOSIS SUPPLIES
5667 | 4224170632500 | "BOOT, ORTHOPEDIC, PEDIATRIC, FULL GRAIN COW/CALF LEATHER, PLAIN FRONTED WITH SEAM FREE VAMPS PADDED COLLARS, BOOT HEIGHT APPROXIMATELY 125 MM, LACING; SOFT PADDING AROUND THE COLLAR FOR A BETTER FIT ; A HIGH AND EXTRA LONG STIFFENER TO SUPPORT THE ANKLE ; FULL GRAIN LEATHER INSOLE; EASILY REMOVABLE AND ADAPTABLE (HARD-WEARING) SOLE. SUFFICIENT TOE-SPRING FOR EASY ROLL-OFF ; REMOVABLE PROFILED CORK INLAY ; HIGH TOE-BOX AND STRONG TOE-CAP FOR PROTECTION OF THE TOES ; EXTENDED FACINGS FOR MAXIMUM ACCESSIBILITY; SOFT TONGUE PADDING; FIRM HEEL COUNTER, PURPLE, SIZE 22" | PROSTHETICS & ORTHOSIS SUPPLIES
5668 | 4224170632700 | "BOOT, ORTHOPEDIC, PEDIATRIC, FULL GRAIN COW/CALF LEATHER, PLAIN FRONTED WITH SEAM FREE VAMPS PADDED COLLARS, BOOT HEIGHT APPROXIMATELY 125 MM, LACING; SOFT PADDING AROUND THE COLLAR FOR A BETTER FIT ; A HIGH AND EXTRA LONG STIFFENER TO SUPPORT THE ANKLE ; FULL GRAIN LEATHER INSOLE; EASILY REMOVABLE AND ADAPTABLE (HARD-WEARING) SOLE. SUFFICIENT TOE-SPRING FOR EASY ROLL-OFF ; REMOVABLE PROFILED CORK INLAY ; HIGH TOE-BOX AND STRONG TOE-CAP FOR PROTECTION OF THE TOES ; EXTENDED FACINGS FOR MAXIMUM ACCESSIBILITY; SOFT TONGUE PADDING; FIRM HEEL COUNTER, BLACK, SIZE 23" | PROSTHETICS & ORTHOSIS SUPPLIES
5669 | 4224170632800 | "BOOT, ORTHOPEDIC, PEDIATRIC, FULL GRAIN COW/CALF LEATHER, PLAIN FRONTED WITH SEAM FREE VAMPS PADDED COLLARS, BOOT HEIGHT APPROXIMATELY 125 MM, LACING; SOFT PADDING AROUND THE COLLAR FOR A BETTER FIT ; A HIGH AND EXTRA LONG STIFFENER TO SUPPORT THE ANKLE ; FULL GRAIN LEATHER INSOLE; EASILY REMOVABLE AND ADAPTABLE (HARD-WEARING) SOLE. SUFFICIENT TOE-SPRING FOR EASY ROLL-OFF ; REMOVABLE PROFILED CORK INLAY ; HIGH TOE-BOX AND STRONG TOE-CAP FOR PROTECTION OF THE TOES ; EXTENDED FACINGS FOR MAXIMUM ACCESSIBILITY; SOFT TONGUE PADDING; FIRM HEEL COUNTER, BLUE, SIZE 23" | PROSTHETICS & ORTHOSIS SUPPLIES
5670 | 4224170632900 | "BOOT, ORTHOPEDIC, PEDIATRIC, FULL GRAIN COW/CALF LEATHER, PLAIN FRONTED WITH SEAM FREE VAMPS PADDED COLLARS, BOOT HEIGHT APPROXIMATELY 125 MM, LACING; SOFT PADDING AROUND THE COLLAR FOR A BETTER FIT ; A HIGH AND EXTRA LONG STIFFENER TO SUPPORT THE ANKLE ; FULL GRAIN LEATHER INSOLE; EASILY REMOVABLE AND ADAPTABLE (HARD-WEARING) SOLE. SUFFICIENT TOE-SPRING FOR EASY ROLL-OFF ; REMOVABLE PROFILED CORK INLAY ; HIGH TOE-BOX AND STRONG TOE-CAP FOR PROTECTION OF THE TOES ; EXTENDED FACINGS FOR MAXIMUM ACCESSIBILITY; SOFT TONGUE PADDING; FIRM HEEL COUNTER, PURPLE, SIZE 23" | PROSTHETICS & ORTHOSIS SUPPLIES
5671 | 4224170633000 | "BOOT, ORTHOPEDIC, PEDIATRIC, FULL GRAIN COW/CALF LEATHER, PLAIN FRONTED WITH SEAM FREE VAMPS PADDED COLLARS, BOOT HEIGHT APPROXIMATELY 125 MM, LACING; SOFT PADDING AROUND THE COLLAR FOR A BETTER FIT ; A HIGH AND EXTRA LONG STIFFENER TO SUPPORT THE ANKLE ; FULL GRAIN LEATHER INSOLE; EASILY REMOVABLE AND ADAPTABLE (HARD-WEARING) SOLE. SUFFICIENT TOE-SPRING FOR EASY ROLL-OFF ; REMOVABLE PROFILED CORK INLAY ; HIGH TOE-BOX AND STRONG TOE-CAP FOR PROTECTION OF THE TOES ; EXTENDED FACINGS FOR MAXIMUM ACCESSIBILITY; SOFT TONGUE PADDING; FIRM HEEL COUNTER, BLUE, SIZE 24" | PROSTHETICS & ORTHOSIS SUPPLIES
5672 | 4224170633200 | "BOOT, ORTHOPEDIC, PEDIATRIC, FULL GRAIN COW/CALF LEATHER, PLAIN FRONTED WITH SEAM FREE VAMPS PADDED COLLARS, BOOT HEIGHT APPROXIMATELY 125 MM, LACING; SOFT PADDING AROUND THE COLLAR FOR A BETTER FIT ; A HIGH AND EXTRA LONG STIFFENER TO SUPPORT THE ANKLE ; FULL GRAIN LEATHER INSOLE; EASILY REMOVABLE AND ADAPTABLE (HARD-WEARING) SOLE. SUFFICIENT TOE-SPRING FOR EASY ROLL-OFF ; REMOVABLE PROFILED CORK INLAY ; HIGH TOE-BOX AND STRONG TOE-CAP FOR PROTECTION OF THE TOES ; EXTENDED FACINGS FOR MAXIMUM ACCESSIBILITY; SOFT TONGUE PADDING; FIRM HEEL COUNTER, BLACK, SIZE 24" | PROSTHETICS & ORTHOSIS SUPPLIES
5673 | 4224170633100 | "BOOT, ORTHOPEDIC, PEDIATRIC, FULL GRAIN COW/CALF LEATHER, PLAIN FRONTED WITH SEAM FREE VAMPS PADDED COLLARS, BOOT HEIGHT APPROXIMATELY 125 MM, LACING; SOFT PADDING AROUND THE COLLAR FOR A BETTER FIT ; A HIGH AND EXTRA LONG STIFFENER TO SUPPORT THE ANKLE ; FULL GRAIN LEATHER INSOLE; EASILY REMOVABLE AND ADAPTABLE (HARD-WEARING) SOLE. SUFFICIENT TOE-SPRING FOR EASY ROLL-OFF ; REMOVABLE PROFILED CORK INLAY ; HIGH TOE-BOX AND STRONG TOE-CAP FOR PROTECTION OF THE TOES ; EXTENDED FACINGS FOR MAXIMUM ACCESSIBILITY; SOFT TONGUE PADDING; FIRM HEEL COUNTER, PURPLE, SIZE 24" | PROSTHETICS & ORTHOSIS SUPPLIES
5674 | 4224170633300 | "BOOT, ORTHOPEDIC, PEDIATRIC, FULL GRAIN COW/CALF LEATHER, PLAIN FRONTED WITH SEAM FREE VAMPS PADDED COLLARS, BOOT HEIGHT APPROXIMATELY 125 MM, LACING; SOFT PADDING AROUND THE COLLAR FOR A BETTER FIT ; A HIGH AND EXTRA LONG STIFFENER TO SUPPORT THE ANKLE ; FULL GRAIN LEATHER INSOLE; EASILY REMOVABLE AND ADAPTABLE (HARD-WEARING) SOLE. SUFFICIENT TOE-SPRING FOR EASY ROLL-OFF ; REMOVABLE PROFILED CORK INLAY ; HIGH TOE-BOX AND STRONG TOE-CAP FOR PROTECTION OF THE TOES ; EXTENDED FACINGS FOR MAXIMUM ACCESSIBILITY; SOFT TONGUE PADDING; FIRM HEEL COUNTER, BLACK, SIZE 25" | PROSTHETICS & ORTHOSIS SUPPLIES
5675 | 4224170633400 | "BOOT, ORTHOPEDIC, PEDIATRIC, FULL GRAIN COW/CALF LEATHER, PLAIN FRONTED WITH SEAM FREE VAMPS PADDED COLLARS, BOOT HEIGHT APPROXIMATELY 125 MM, LACING; SOFT PADDING AROUND THE COLLAR FOR A BETTER FIT ; A HIGH AND EXTRA LONG STIFFENER TO SUPPORT THE ANKLE ; FULL GRAIN LEATHER INSOLE; EASILY REMOVABLE AND ADAPTABLE (HARD-WEARING) SOLE. SUFFICIENT TOE-SPRING FOR EASY ROLL-OFF ; REMOVABLE PROFILED CORK INLAY ; HIGH TOE-BOX AND STRONG TOE-CAP FOR PROTECTION OF THE TOES ; EXTENDED FACINGS FOR MAXIMUM ACCESSIBILITY; SOFT TONGUE PADDING; FIRM HEEL COUNTER, BLUE, SIZE 25" | PROSTHETICS & ORTHOSIS SUPPLIES
5676 | 4224170633500 | "BOOT, ORTHOPEDIC, PEDIATRIC, FULL GRAIN COW/CALF LEATHER, PLAIN FRONTED WITH SEAM FREE VAMPS PADDED COLLARS, BOOT HEIGHT APPROXIMATELY 125 MM, LACING; SOFT PADDING AROUND THE COLLAR FOR A BETTER FIT ; A HIGH AND EXTRA LONG STIFFENER TO SUPPORT THE ANKLE ; FULL GRAIN LEATHER INSOLE; EASILY REMOVABLE AND ADAPTABLE (HARD-WEARING) SOLE. SUFFICIENT TOE-SPRING FOR EASY ROLL-OFF ; REMOVABLE PROFILED CORK INLAY ; HIGH TOE-BOX AND STRONG TOE-CAP FOR PROTECTION OF THE TOES ; EXTENDED FACINGS FOR MAXIMUM ACCESSIBILITY; SOFT TONGUE PADDING; FIRM HEEL COUNTER, PURPLE, SIZE 25" | PROSTHETICS & ORTHOSIS SUPPLIES
5677 | 4224170633600 | "BOOT, ORTHOPEDIC, PEDIATRIC, FULL GRAIN COW/CALF LEATHER, PLAIN FRONTED WITH SEAM FREE VAMPS PADDED COLLARS, BOOT HEIGHT APPROXIMATELY 125 MM, LACING; SOFT PADDING AROUND THE COLLAR FOR A BETTER FIT ; A HIGH AND EXTRA LONG STIFFENER TO SUPPORT THE ANKLE ; FULL GRAIN LEATHER INSOLE; EASILY REMOVABLE AND ADAPTABLE (HARD-WEARING) SOLE. SUFFICIENT TOE-SPRING FOR EASY ROLL-OFF ; REMOVABLE PROFILED CORK INLAY ; HIGH TOE-BOX AND STRONG TOE-CAP FOR PROTECTION OF THE TOES ; EXTENDED FACINGS FOR MAXIMUM ACCESSIBILITY; SOFT TONGUE PADDING; FIRM HEEL COUNTER, BLACK, SIZE 26" | PROSTHETICS & ORTHOSIS SUPPLIES
5678 | 4224170633700 | "BOOT, ORTHOPEDIC, PEDIATRIC, FULL GRAIN COW/CALF LEATHER, PLAIN FRONTED WITH SEAM FREE VAMPS PADDED COLLARS, BOOT HEIGHT APPROXIMATELY 125 MM, LACING; SOFT PADDING AROUND THE COLLAR FOR A BETTER FIT ; A HIGH AND EXTRA LONG STIFFENER TO SUPPORT THE ANKLE ; FULL GRAIN LEATHER INSOLE; EASILY REMOVABLE AND ADAPTABLE (HARD-WEARING) SOLE. SUFFICIENT TOE-SPRING FOR EASY ROLL-OFF ; REMOVABLE PROFILED CORK INLAY ; HIGH TOE-BOX AND STRONG TOE-CAP FOR PROTECTION OF THE TOES ; EXTENDED FACINGS FOR MAXIMUM ACCESSIBILITY; SOFT TONGUE PADDING; FIRM HEEL COUNTER, BLUE, SIZE 26" | PROSTHETICS & ORTHOSIS SUPPLIES
5679 | 4224170633800 | "BOOT, ORTHOPEDIC, PEDIATRIC, FULL GRAIN COW/CALF LEATHER, PLAIN FRONTED WITH SEAM FREE VAMPS PADDED COLLARS, BOOT HEIGHT APPROXIMATELY 125 MM, LACING; SOFT PADDING AROUND THE COLLAR FOR A BETTER FIT ; A HIGH AND EXTRA LONG STIFFENER TO SUPPORT THE ANKLE ; FULL GRAIN LEATHER INSOLE; EASILY REMOVABLE AND ADAPTABLE (HARD-WEARING) SOLE. SUFFICIENT TOE-SPRING FOR EASY ROLL-OFF ; REMOVABLE PROFILED CORK INLAY ; HIGH TOE-BOX AND STRONG TOE-CAP FOR PROTECTION OF THE TOES ; EXTENDED FACINGS FOR MAXIMUM ACCESSIBILITY; SOFT TONGUE PADDING; FIRM HEEL COUNTER, PURPLE, SIZE 26" | PROSTHETICS & ORTHOSIS SUPPLIES
5680 | 4224170633900 | "BOOT, ORTHOPEDIC, PEDIATRIC, FULL GRAIN COW/CALF LEATHER, PLAIN FRONTED WITH SEAM FREE VAMPS PADDED COLLARS, BOOT HEIGHT APPROXIMATELY 125 MM, LACING; SOFT PADDING AROUND THE COLLAR FOR A BETTER FIT ; A HIGH AND EXTRA LONG STIFFENER TO SUPPORT THE ANKLE ; FULL GRAIN LEATHER INSOLE; EASILY REMOVABLE AND ADAPTABLE (HARD-WEARING) SOLE. SUFFICIENT TOE-SPRING FOR EASY ROLL-OFF ; REMOVABLE PROFILED CORK INLAY ; HIGH TOE-BOX AND STRONG TOE-CAP FOR PROTECTION OF THE TOES ; EXTENDED FACINGS FOR MAXIMUM ACCESSIBILITY; SOFT TONGUE PADDING; FIRM HEEL COUNTER, BLUE, SIZE 27" | PROSTHETICS & ORTHOSIS SUPPLIES
5681 | 4224170634000 | "BOOT, ORTHOPEDIC, PEDIATRIC, FULL GRAIN COW/CALF LEATHER, PLAIN FRONTED WITH SEAM FREE VAMPS PADDED COLLARS, BOOT HEIGHT APPROXIMATELY 125 MM, LACING; SOFT PADDING AROUND THE COLLAR FOR A BETTER FIT ; A HIGH AND EXTRA LONG STIFFENER TO SUPPORT THE ANKLE ; FULL GRAIN LEATHER INSOLE; EASILY REMOVABLE AND ADAPTABLE (HARD-WEARING) SOLE. SUFFICIENT TOE-SPRING FOR EASY ROLL-OFF ; REMOVABLE PROFILED CORK INLAY ; HIGH TOE-BOX AND STRONG TOE-CAP FOR PROTECTION OF THE TOES ; EXTENDED FACINGS FOR MAXIMUM ACCESSIBILITY; SOFT TONGUE PADDING; FIRM HEEL COUNTER, PURPLE, SIZE 27" | PROSTHETICS & ORTHOSIS SUPPLIES
5682 | 4224170634100 | "BOOT, ORTHOPEDIC, PEDIATRIC, FULL GRAIN COW/CALF LEATHER, PLAIN FRONTED WITH SEAM FREE VAMPS PADDED COLLARS, BOOT HEIGHT APPROXIMATELY 125 MM, LACING; SOFT PADDING AROUND THE COLLAR FOR A BETTER FIT ; A HIGH AND EXTRA LONG STIFFENER TO SUPPORT THE ANKLE ; FULL GRAIN LEATHER INSOLE; EASILY REMOVABLE AND ADAPTABLE (HARD-WEARING) SOLE. SUFFICIENT TOE-SPRING FOR EASY ROLL-OFF ; REMOVABLE PROFILED CORK INLAY ; HIGH TOE-BOX AND STRONG TOE-CAP FOR PROTECTION OF THE TOES ; EXTENDED FACINGS FOR MAXIMUM ACCESSIBILITY; SOFT TONGUE PADDING; FIRM HEEL COUNTER, BLACK, SIZE 28" | PROSTHETICS & ORTHOSIS SUPPLIES
5683 | 4224170634200 | "BOOT, ORTHOPEDIC, PEDIATRIC, FULL GRAIN COW/CALF LEATHER, PLAIN FRONTED WITH SEAM FREE VAMPS PADDED COLLARS, BOOT HEIGHT APPROXIMATELY 125 MM, LACING; SOFT PADDING AROUND THE COLLAR FOR A BETTER FIT ; A HIGH AND EXTRA LONG STIFFENER TO SUPPORT THE ANKLE ; FULL GRAIN LEATHER INSOLE; EASILY REMOVABLE AND ADAPTABLE (HARD-WEARING) SOLE. SUFFICIENT TOE-SPRING FOR EASY ROLL-OFF ; REMOVABLE PROFILED CORK INLAY ; HIGH TOE-BOX AND STRONG TOE-CAP FOR PROTECTION OF THE TOES ; EXTENDED FACINGS FOR MAXIMUM ACCESSIBILITY; SOFT TONGUE PADDING; FIRM HEEL COUNTER, BLUE, SIZE 28" | PROSTHETICS & ORTHOSIS SUPPLIES
5684 | 4224170634300 | "BOOT, ORTHOPEDIC, PEDIATRIC, FULL GRAIN COW/CALF LEATHER, PLAIN FRONTED WITH SEAM FREE VAMPS PADDED COLLARS, BOOT HEIGHT APPROXIMATELY 125 MM, LACING; SOFT PADDING AROUND THE COLLAR FOR A BETTER FIT ; A HIGH AND EXTRA LONG STIFFENER TO SUPPORT THE ANKLE ; FULL GRAIN LEATHER INSOLE; EASILY REMOVABLE AND ADAPTABLE (HARD-WEARING) SOLE. SUFFICIENT TOE-SPRING FOR EASY ROLL-OFF ; REMOVABLE PROFILED CORK INLAY ; HIGH TOE-BOX AND STRONG TOE-CAP FOR PROTECTION OF THE TOES ; EXTENDED FACINGS FOR MAXIMUM ACCESSIBILITY; SOFT TONGUE PADDING; FIRM HEEL COUNTER, PURPLE, SIZE 28" | PROSTHETICS & ORTHOSIS SUPPLIES
5685 | 4224170634400 | "BOOT, ORTHOPEDIC, PEDIATRIC, FULL GRAIN COW/CALF LEATHER, PLAIN FRONTED WITH SEAM FREE VAMPS PADDED COLLARS, BOOT HEIGHT APPROXIMATELY 125 MM, LACING; SOFT PADDING AROUND THE COLLAR FOR A BETTER FIT ; A HIGH AND EXTRA LONG STIFFENER TO SUPPORT THE ANKLE ; FULL GRAIN LEATHER INSOLE; EASILY REMOVABLE AND ADAPTABLE (HARD-WEARING) SOLE. SUFFICIENT TOE-SPRING FOR EASY ROLL-OFF ; REMOVABLE PROFILED CORK INLAY ; HIGH TOE-BOX AND STRONG TOE-CAP FOR PROTECTION OF THE TOES ; EXTENDED FACINGS FOR MAXIMUM ACCESSIBILITY; SOFT TONGUE PADDING; FIRM HEEL COUNTER, BLACK, SIZE 29" | PROSTHETICS & ORTHOSIS SUPPLIES
5686 | 4224170634500 | "BOOT, ORTHOPEDIC, PEDIATRIC, FULL GRAIN COW/CALF LEATHER, PLAIN FRONTED WITH SEAM FREE VAMPS PADDED COLLARS, BOOT HEIGHT APPROXIMATELY 125 MM, LACING; SOFT PADDING AROUND THE COLLAR FOR A BETTER FIT ; A HIGH AND EXTRA LONG STIFFENER TO SUPPORT THE ANKLE ; FULL GRAIN LEATHER INSOLE; EASILY REMOVABLE AND ADAPTABLE (HARD-WEARING) SOLE. SUFFICIENT TOE-SPRING FOR EASY ROLL-OFF ; REMOVABLE PROFILED CORK INLAY ; HIGH TOE-BOX AND STRONG TOE-CAP FOR PROTECTION OF THE TOES ; EXTENDED FACINGS FOR MAXIMUM ACCESSIBILITY; SOFT TONGUE PADDING; FIRM HEEL COUNTER, BLUE, SIZE 29" | PROSTHETICS & ORTHOSIS SUPPLIES
5687 | 4224170634600 | "BOOT, ORTHOPEDIC, PEDIATRIC, FULL GRAIN COW/CALF LEATHER, PLAIN FRONTED WITH SEAM FREE VAMPS PADDED COLLARS, BOOT HEIGHT APPROXIMATELY 125 MM, LACING; SOFT PADDING AROUND THE COLLAR FOR A BETTER FIT ; A HIGH AND EXTRA LONG STIFFENER TO SUPPORT THE ANKLE ; FULL GRAIN LEATHER INSOLE; EASILY REMOVABLE AND ADAPTABLE (HARD-WEARING) SOLE. SUFFICIENT TOE-SPRING FOR EASY ROLL-OFF ; REMOVABLE PROFILED CORK INLAY ; HIGH TOE-BOX AND STRONG TOE-CAP FOR PROTECTION OF THE TOES ; EXTENDED FACINGS FOR MAXIMUM ACCESSIBILITY; SOFT TONGUE PADDING; FIRM HEEL COUNTER, PURPLE, SIZE 29" | PROSTHETICS & ORTHOSIS SUPPLIES
5688 | 4224170634700 | "BOOT, ORTHOPEDIC, PEDIATRIC, FULL GRAIN COW/CALF LEATHER, PLAIN FRONTED WITH SEAM FREE VAMPS PADDED COLLARS, BOOT HEIGHT APPROXIMATELY 125 MM, LACING; SOFT PADDING AROUND THE COLLAR FOR A BETTER FIT ; A HIGH AND EXTRA LONG STIFFENER TO SUPPORT THE ANKLE ; FULL GRAIN LEATHER INSOLE; EASILY REMOVABLE AND ADAPTABLE (HARD-WEARING) SOLE. SUFFICIENT TOE-SPRING FOR EASY ROLL-OFF ; REMOVABLE PROFILED CORK INLAY ; HIGH TOE-BOX AND STRONG TOE-CAP FOR PROTECTION OF THE TOES ; EXTENDED FACINGS FOR MAXIMUM ACCESSIBILITY; SOFT TONGUE PADDING; FIRM HEEL COUNTER, BLACK, SIZE 30" | PROSTHETICS & ORTHOSIS SUPPLIES
5689 | 4224170634800 | "BOOT, ORTHOPEDIC, PEDIATRIC, FULL GRAIN COW/CALF LEATHER, PLAIN FRONTED WITH SEAM FREE VAMPS PADDED COLLARS, BOOT HEIGHT APPROXIMATELY 125 MM, LACING; SOFT PADDING AROUND THE COLLAR FOR A BETTER FIT ; A HIGH AND EXTRA LONG STIFFENER TO SUPPORT THE ANKLE ; FULL GRAIN LEATHER INSOLE; EASILY REMOVABLE AND ADAPTABLE (HARD-WEARING) SOLE. SUFFICIENT TOE-SPRING FOR EASY ROLL-OFF ; REMOVABLE PROFILED CORK INLAY ; HIGH TOE-BOX AND STRONG TOE-CAP FOR PROTECTION OF THE TOES ; EXTENDED FACINGS FOR MAXIMUM ACCESSIBILITY; SOFT TONGUE PADDING; FIRM HEEL COUNTER, BLUE, SIZE 30" | PROSTHETICS & ORTHOSIS SUPPLIES
5690 | 4224170631200 | "BOOT, ORTHOPEDIC, PEDIATRIC, FULL GRAIN COW/CALF LEATHER, PLAIN FRONTED WITH SEAM FREE VAMPS PADDED COLLARS, BOOT HEIGHT APPROXIMATELY 125 MM, LACING; SOFT PADDING AROUND THE COLLAR FOR A BETTER FIT ; A HIGH AND EXTRA LONG STIFFENER TO SUPPORT THE ANKLE ; FULL GRAIN LEATHER INSOLE; EASILY REMOVABLE AND ADAPTABLE (HARD-WEARING) SOLE. SUFFICIENT TOE-SPRING FOR EASY ROLL-OFF ; REMOVABLE PROFILED CORK INLAY ; HIGH TOE-BOX AND STRONG TOE-CAP FOR PROTECTION OF THE TOES ; EXTENDED FACINGS FOR MAXIMUM ACCESSIBILITY; SOFT TONGUE PADDING; FIRM HEEL COUNTER, PURPLE, SIZE 30" | PROSTHETICS & ORTHOSIS SUPPLIES
5691 | 4224170634900 | "BOOT, ORTHOPEDIC, PEDIATRIC, FULL GRAIN COW/CALF LEATHER, PLAIN FRONTED WITH SEAM FREE VAMPS PADDED COLLARS, BOOT HEIGHT APPROXIMATELY 125 MM, LACING; SOFT PADDING AROUND THE COLLAR FOR A BETTER FIT ; A HIGH AND EXTRA LONG STIFFENER TO SUPPORT THE ANKLE ; FULL GRAIN LEATHER INSOLE; EASILY REMOVABLE AND ADAPTABLE (HARD-WEARING) SOLE. SUFFICIENT TOE-SPRING FOR EASY ROLL-OFF ; REMOVABLE PROFILED CORK INLAY ; HIGH TOE-BOX AND STRONG TOE-CAP FOR PROTECTION OF THE TOES ; EXTENDED FACINGS FOR MAXIMUM ACCESSIBILITY; SOFT TONGUE PADDING; FIRM HEEL COUNTER, BLACK, SIZE 31" | PROSTHETICS & ORTHOSIS SUPPLIES
5692 | 4224170635000 | "BOOT, ORTHOPEDIC, PEDIATRIC, FULL GRAIN COW/CALF LEATHER, PLAIN FRONTED WITH SEAM FREE VAMPS PADDED COLLARS, BOOT HEIGHT APPROXIMATELY 125 MM, LACING; SOFT PADDING AROUND THE COLLAR FOR A BETTER FIT ; A HIGH AND EXTRA LONG STIFFENER TO SUPPORT THE ANKLE ; FULL GRAIN LEATHER INSOLE; EASILY REMOVABLE AND ADAPTABLE (HARD-WEARING) SOLE. SUFFICIENT TOE-SPRING FOR EASY ROLL-OFF ; REMOVABLE PROFILED CORK INLAY ; HIGH TOE-BOX AND STRONG TOE-CAP FOR PROTECTION OF THE TOES ; EXTENDED FACINGS FOR MAXIMUM ACCESSIBILITY; SOFT TONGUE PADDING; FIRM HEEL COUNTER, BLUE, SIZE 31" | PROSTHETICS & ORTHOSIS SUPPLIES
5693 | 4224170631300 | "BOOT, ORTHOPEDIC, PEDIATRIC, FULL GRAIN COW/CALF LEATHER, PLAIN FRONTED WITH SEAM FREE VAMPS PADDED COLLARS, BOOT HEIGHT APPROXIMATELY 125 MM, LACING; SOFT PADDING AROUND THE COLLAR FOR A BETTER FIT ; A HIGH AND EXTRA LONG STIFFENER TO SUPPORT THE ANKLE ; FULL GRAIN LEATHER INSOLE; EASILY REMOVABLE AND ADAPTABLE (HARD-WEARING) SOLE. SUFFICIENT TOE-SPRING FOR EASY ROLL-OFF ; REMOVABLE PROFILED CORK INLAY ; HIGH TOE-BOX AND STRONG TOE-CAP FOR PROTECTION OF THE TOES ; EXTENDED FACINGS FOR MAXIMUM ACCESSIBILITY; SOFT TONGUE PADDING; FIRM HEEL COUNTER, PURPLE, SIZE 31" | PROSTHETICS & ORTHOSIS SUPPLIES
5694 | 4224170635200 | "BOOT, ORTHOPEDIC, PEDIATRIC, FULL GRAIN COW/CALF LEATHER, PLAIN FRONTED WITH SEAM FREE VAMPS PADDED COLLARS, BOOT HEIGHT APPROXIMATELY 125 MM, LACING; SOFT PADDING AROUND THE COLLAR FOR A BETTER FIT ; A HIGH AND EXTRA LONG STIFFENER TO SUPPORT THE ANKLE ; FULL GRAIN LEATHER INSOLE; EASILY REMOVABLE AND ADAPTABLE (HARD-WEARING) SOLE. SUFFICIENT TOE-SPRING FOR EASY ROLL-OFF ; REMOVABLE PROFILED CORK INLAY ; HIGH TOE-BOX AND STRONG TOE-CAP FOR PROTECTION OF THE TOES ; EXTENDED FACINGS FOR MAXIMUM ACCESSIBILITY; SOFT TONGUE PADDING; FIRM HEEL COUNTER, BLUE, SIZE 32" | PROSTHETICS & ORTHOSIS SUPPLIES
5695 | 4224170635100 | "BOOT, ORTHOPEDIC, PEDIATRIC, FULL GRAIN COW/CALF LEATHER, PLAIN FRONTED WITH SEAM FREE VAMPS PADDED COLLARS, BOOT HEIGHT APPROXIMATELY 125 MM, LACING; SOFT PADDING AROUND THE COLLAR FOR A BETTER FIT ; A HIGH AND EXTRA LONG STIFFENER TO SUPPORT THE ANKLE ; FULL GRAIN LEATHER INSOLE; EASILY REMOVABLE AND ADAPTABLE (HARD-WEARING) SOLE. SUFFICIENT TOE-SPRING FOR EASY ROLL-OFF ; REMOVABLE PROFILED CORK INLAY ; HIGH TOE-BOX AND STRONG TOE-CAP FOR PROTECTION OF THE TOES ; EXTENDED FACINGS FOR MAXIMUM ACCESSIBILITY; SOFT TONGUE PADDING; FIRM HEEL COUNTER, BLACK, SIZE 32" | PROSTHETICS & ORTHOSIS SUPPLIES
5696 | 4224170631400 | "BOOT, ORTHOPEDIC, PEDIATRIC, FULL GRAIN COW/CALF LEATHER, PLAIN FRONTED WITH SEAM FREE VAMPS PADDED COLLARS, BOOT HEIGHT APPROXIMATELY 125 MM, LACING; SOFT PADDING AROUND THE COLLAR FOR A BETTER FIT ; A HIGH AND EXTRA LONG STIFFENER TO SUPPORT THE ANKLE ; FULL GRAIN LEATHER INSOLE; EASILY REMOVABLE AND ADAPTABLE (HARD-WEARING) SOLE. SUFFICIENT TOE-SPRING FOR EASY ROLL-OFF ; REMOVABLE PROFILED CORK INLAY ; HIGH TOE-BOX AND STRONG TOE-CAP FOR PROTECTION OF THE TOES ; EXTENDED FACINGS FOR MAXIMUM ACCESSIBILITY; SOFT TONGUE PADDING; FIRM HEEL COUNTER, PURPLE, SIZE 32" | PROSTHETICS & ORTHOSIS SUPPLIES
5697 | 4224170635300 | "BOOT, ORTHOPEDIC, PEDIATRIC, FULL GRAIN COW/CALF LEATHER, PLAIN FRONTED WITH SEAM FREE VAMPS PADDED COLLARS, BOOT HEIGHT APPROXIMATELY 125 MM, LACING; SOFT PADDING AROUND THE COLLAR FOR A BETTER FIT ; A HIGH AND EXTRA LONG STIFFENER TO SUPPORT THE ANKLE ; FULL GRAIN LEATHER INSOLE; EASILY REMOVABLE AND ADAPTABLE (HARD-WEARING) SOLE. SUFFICIENT TOE-SPRING FOR EASY ROLL-OFF ; REMOVABLE PROFILED CORK INLAY ; HIGH TOE-BOX AND STRONG TOE-CAP FOR PROTECTION OF THE TOES ; EXTENDED FACINGS FOR MAXIMUM ACCESSIBILITY; SOFT TONGUE PADDING; FIRM HEEL COUNTER, BLACK, SIZE 33" | PROSTHETICS & ORTHOSIS SUPPLIES
5698 | 4224170635400 | "BOOT, ORTHOPEDIC, PEDIATRIC, FULL GRAIN COW/CALF LEATHER, PLAIN FRONTED WITH SEAM FREE VAMPS PADDED COLLARS, BOOT HEIGHT APPROXIMATELY 125 MM, LACING; SOFT PADDING AROUND THE COLLAR FOR A BETTER FIT ; A HIGH AND EXTRA LONG STIFFENER TO SUPPORT THE ANKLE ; FULL GRAIN LEATHER INSOLE; EASILY REMOVABLE AND ADAPTABLE (HARD-WEARING) SOLE. SUFFICIENT TOE-SPRING FOR EASY ROLL-OFF ; REMOVABLE PROFILED CORK INLAY ; HIGH TOE-BOX AND STRONG TOE-CAP FOR PROTECTION OF THE TOES ; EXTENDED FACINGS FOR MAXIMUM ACCESSIBILITY; SOFT TONGUE PADDING; FIRM HEEL COUNTER, BLUE, SIZE 33" | PROSTHETICS & ORTHOSIS SUPPLIES
5699 | 4224170635500 | "BOOT, ORTHOPEDIC, PEDIATRIC, FULL GRAIN COW/CALF LEATHER, PLAIN FRONTED WITH SEAM FREE VAMPS PADDED COLLARS, BOOT HEIGHT APPROXIMATELY 125 MM, LACING; SOFT PADDING AROUND THE COLLAR FOR A BETTER FIT ; A HIGH AND EXTRA LONG STIFFENER TO SUPPORT THE ANKLE ; FULL GRAIN LEATHER INSOLE; EASILY REMOVABLE AND ADAPTABLE (HARD-WEARING) SOLE. SUFFICIENT TOE-SPRING FOR EASY ROLL-OFF ; REMOVABLE PROFILED CORK INLAY ; HIGH TOE-BOX AND STRONG TOE-CAP FOR PROTECTION OF THE TOES ; EXTENDED FACINGS FOR MAXIMUM ACCESSIBILITY; SOFT TONGUE PADDING; FIRM HEEL COUNTER, PURPLE, SIZE 33" | PROSTHETICS & ORTHOSIS SUPPLIES
5700 | 4224170635600 | "BOOT, ORTHOPEDIC, PEDIATRIC, FULL GRAIN COW/CALF LEATHER, PLAIN FRONTED WITH SEAM FREE VAMPS PADDED COLLARS, BOOT HEIGHT APPROXIMATELY 125 MM, LACING; SOFT PADDING AROUND THE COLLAR FOR A BETTER FIT ; A HIGH AND EXTRA LONG STIFFENER TO SUPPORT THE ANKLE ; FULL GRAIN LEATHER INSOLE; EASILY REMOVABLE AND ADAPTABLE (HARD-WEARING) SOLE. SUFFICIENT TOE-SPRING FOR EASY ROLL-OFF ; REMOVABLE PROFILED CORK INLAY ; HIGH TOE-BOX AND STRONG TOE-CAP FOR PROTECTION OF THE TOES ; EXTENDED FACINGS FOR MAXIMUM ACCESSIBILITY; SOFT TONGUE PADDING; FIRM HEEL COUNTER, BLACK, SIZE 34" | PROSTHETICS & ORTHOSIS SUPPLIES
5701 | 4224170635700 | "BOOT, ORTHOPEDIC, PEDIATRIC, FULL GRAIN COW/CALF LEATHER, PLAIN FRONTED WITH SEAM FREE VAMPS PADDED COLLARS, BOOT HEIGHT APPROXIMATELY 125 MM, LACING; SOFT PADDING AROUND THE COLLAR FOR A BETTER FIT ; A HIGH AND EXTRA LONG STIFFENER TO SUPPORT THE ANKLE ; FULL GRAIN LEATHER INSOLE; EASILY REMOVABLE AND ADAPTABLE (HARD-WEARING) SOLE. SUFFICIENT TOE-SPRING FOR EASY ROLL-OFF ; REMOVABLE PROFILED CORK INLAY ; HIGH TOE-BOX AND STRONG TOE-CAP FOR PROTECTION OF THE TOES ; EXTENDED FACINGS FOR MAXIMUM ACCESSIBILITY; SOFT TONGUE PADDING; FIRM HEEL COUNTER, BLUE, SIZE 34" | PROSTHETICS & ORTHOSIS SUPPLIES
5702 | 4224170635800 | "BOOT, ORTHOPEDIC, PEDIATRIC, FULL GRAIN COW/CALF LEATHER, PLAIN FRONTED WITH SEAM FREE VAMPS PADDED COLLARS, BOOT HEIGHT APPROXIMATELY 125 MM, LACING; SOFT PADDING AROUND THE COLLAR FOR A BETTER FIT ; A HIGH AND EXTRA LONG STIFFENER TO SUPPORT THE ANKLE ; FULL GRAIN LEATHER INSOLE; EASILY REMOVABLE AND ADAPTABLE (HARD-WEARING) SOLE. SUFFICIENT TOE-SPRING FOR EASY ROLL-OFF ; REMOVABLE PROFILED CORK INLAY ; HIGH TOE-BOX AND STRONG TOE-CAP FOR PROTECTION OF THE TOES ; EXTENDED FACINGS FOR MAXIMUM ACCESSIBILITY; SOFT TONGUE PADDING; FIRM HEEL COUNTER, PURPLE, SIZE 34" | PROSTHETICS & ORTHOSIS SUPPLIES
5703 | 4224170635900 | "BOOT, ORTHOPEDIC, PEDIATRIC, FULL GRAIN COW/CALF LEATHER, PLAIN FRONTED WITH SEAM FREE VAMPS PADDED COLLARS, BOOT HEIGHT APPROXIMATELY 125 MM, LACING; SOFT PADDING AROUND THE COLLAR FOR A BETTER FIT ; A HIGH AND EXTRA LONG STIFFENER TO SUPPORT THE ANKLE ; FULL GRAIN LEATHER INSOLE; EASILY REMOVABLE AND ADAPTABLE (HARD-WEARING) SOLE. SUFFICIENT TOE-SPRING FOR EASY ROLL-OFF ; REMOVABLE PROFILED CORK INLAY ; HIGH TOE-BOX AND STRONG TOE-CAP FOR PROTECTION OF THE TOES ; EXTENDED FACINGS FOR MAXIMUM ACCESSIBILITY; SOFT TONGUE PADDING; FIRM HEEL COUNTER, BLACK, SIZE 35" | PROSTHETICS & ORTHOSIS SUPPLIES
5704 | 4224170636100 | "BOOT, ORTHOPEDIC, PEDIATRIC, FULL GRAIN COW/CALF LEATHER, PLAIN FRONTED WITH SEAM FREE VAMPS PADDED COLLARS, BOOT HEIGHT APPROXIMATELY 125 MM, LACING; SOFT PADDING AROUND THE COLLAR FOR A BETTER FIT ; A HIGH AND EXTRA LONG STIFFENER TO SUPPORT THE ANKLE ; FULL GRAIN LEATHER INSOLE; EASILY REMOVABLE AND ADAPTABLE (HARD-WEARING) SOLE. SUFFICIENT TOE-SPRING FOR EASY ROLL-OFF ; REMOVABLE PROFILED CORK INLAY ; HIGH TOE-BOX AND STRONG TOE-CAP FOR PROTECTION OF THE TOES ; EXTENDED FACINGS FOR MAXIMUM ACCESSIBILITY; SOFT TONGUE PADDING; FIRM HEEL COUNTER, BLUE, SIZE 35" | PROSTHETICS & ORTHOSIS SUPPLIES
5705 | 4224170636000 | "BOOT, ORTHOPEDIC, PEDIATRIC, FULL GRAIN COW/CALF LEATHER, PLAIN FRONTED WITH SEAM FREE VAMPS PADDED COLLARS, BOOT HEIGHT APPROXIMATELY 125 MM, LACING; SOFT PADDING AROUND THE COLLAR FOR A BETTER FIT ; A HIGH AND EXTRA LONG STIFFENER TO SUPPORT THE ANKLE ; FULL GRAIN LEATHER INSOLE; EASILY REMOVABLE AND ADAPTABLE (HARD-WEARING) SOLE. SUFFICIENT TOE-SPRING FOR EASY ROLL-OFF ; REMOVABLE PROFILED CORK INLAY ; HIGH TOE-BOX AND STRONG TOE-CAP FOR PROTECTION OF THE TOES ; EXTENDED FACINGS FOR MAXIMUM ACCESSIBILITY; SOFT TONGUE PADDING; FIRM HEEL COUNTER, PURPLE, SIZE 35" | PROSTHETICS & ORTHOSIS SUPPLIES
5706 | 4224170636200 | "BOOT, ORTHOPEDIC, PEDIATRIC, FULL GRAIN COW/CALF LEATHER, PLAIN FRONTED WITH SEAM FREE VAMPS PADDED COLLARS, BOOT HEIGHT APPROXIMATELY 125 MM, LACING; SOFT PADDING AROUND THE COLLAR FOR A BETTER FIT ; A HIGH AND EXTRA LONG STIFFENER TO SUPPORT THE ANKLE ; FULL GRAIN LEATHER INSOLE; EASILY REMOVABLE AND ADAPTABLE (HARD-WEARING) SOLE. SUFFICIENT TOE-SPRING FOR EASY ROLL-OFF ; REMOVABLE PROFILED CORK INLAY ; HIGH TOE-BOX AND STRONG TOE-CAP FOR PROTECTION OF THE TOES ; EXTENDED FACINGS FOR MAXIMUM ACCESSIBILITY; SOFT TONGUE PADDING; FIRM HEEL COUNTER, BLACK, SIZE 18" | PROSTHETICS & ORTHOSIS SUPPLIES
5707 | 4224170636300 | "BOOT, ORTHOPEDIC, PEDIATRIC, FULL GRAIN COW/CALF LEATHER, PLAIN FRONTED WITH SEAM FREE VAMPS PADDED COLLARS, BOOT HEIGHT APPROXIMATELY 125 MM, LACING; SOFT PADDING AROUND THE COLLAR FOR A BETTER FIT ; A HIGH AND EXTRA LONG STIFFENER TO SUPPORT THE ANKLE ; FULL GRAIN LEATHER INSOLE; EASILY REMOVABLE AND ADAPTABLE (HARD-WEARING) SOLE. SUFFICIENT TOE-SPRING FOR EASY ROLL-OFF ; REMOVABLE PROFILED CORK INLAY ; HIGH TOE-BOX AND STRONG TOE-CAP FOR PROTECTION OF THE TOES ; EXTENDED FACINGS FOR MAXIMUM ACCESSIBILITY; SOFT TONGUE PADDING; FIRM HEEL COUNTER, BLACK, SIZE 20" | PROSTHETICS & ORTHOSIS SUPPLIES
5708 | 4224170908100 | "BOOT, ORTHOPEDIC, PEDIATRIC, FULL GRAIN COW/CALF LEATHER, PLAIN FRONTED WITH SEAM FREE VAMPS PADDED COLLARS, BOOT HEIGHT APPROXIMATELY 125 MM, LACING; SOFT PADDING AROUND THE COLLAR FOR A BETTER FIT ; A HIGH AND EXTRA LONG STIFFENER TO SUPPORT THE ANKLE ; FULL GRAIN LEATHER INSOLE; EASILY REMOVABLE AND ADAPTABLE (HARD-WEARING) SOLE. SUFFICIENT TOE-SPRING FOR EASY ROLL-OFF ; REMOVABLE PROFILED CORK INLAY ; HIGH TOE-BOX AND STRONG TOE-CAP FOR PROTECTION OF THE TOES ; EXTENDED FACINGS FOR MAXIMUM ACCESSIBILITY; SOFT TONGUE PADDING; FIRM HEEL COUNTER, BLACK, SIZE 19" | PROSTHETICS & ORTHOSIS SUPPLIES
5709 | 4618221102900 | "TLSO (THORACIC LUMBAR SACRAL ORTHOSIS), BOSTON TYPE BRACE, FOR SCOLIOSIS, ADOLESCENT, ASSORTED SIZE" | PROSTHETICS & ORTHOSIS SUPPLIES
5710 | 4618221103100 | "TLSO (THORACIC LUMBAR SACRAL ORTHOSIS), BOSTON TYPE BRACE, FOR SCOLIOSIS, JUV SIZE" | PROSTHETICS & ORTHOSIS SUPPLIES
5711 | 4618221103000 | "TLSO (THORACIC LUMBAR SACRAL ORTHOSIS), BOSTON TYPE BRACE, FOR SCOLIOSIS, YOUTH SIZE" | PROSTHETICS & ORTHOSIS SUPPLIES
5712 | 4618221104700 | "SPINAL BRACE, OSTEOPOROSIS THERAPY BACK INELASTIC LIGHTWEIGHT AND HIGHLY BREATHABLE FABRIC SCAPULOAXILLARY STRAPS THAT FACILITATE THE RETROPULSION OF THE SHOULDERS EASILY ADJUSTABLE.WIDE LOOPS FOR EASY PLACEMENT MICRO VELCRO CLOSURE OSTEOPOROSIS DEGENERATIVE PROCESSES DEGENERATIVE DISCOPATHIES MUSCLE HYPOTONIA OSTEOPOROTIC FRACTURE LOW BACK PAIN AND BACK PAIN POSTURAL REHABILITATION POST - OPERATIVE LIGHTWEIGHT CONFORMAL ALUMINUM SPLINT POSTERIOR FOR SPINE POSTURE CONTROL" | PROSTHETICS & ORTHOSIS SUPPLIES
5713 | 4618221102300 | "TLSO (THORACIC LUMBAR SACRAL ORTHOSIS), SEMI RIGID BRACE, FOR SPINAL IMMOBILIZATION AND COMPRESSION FRACTURES, BIVALVE, VELCRO CLOSURE, PROVIDES ABDOMINAL COMPRESSION, ADJUSTABLE FRONT AND BACK PANEL, REMOVABLE WASHABLE COVER, ASSORTED SIZE" | PROSTHETICS & ORTHOSIS SUPPLIES
5714 | 4618221102800 | "TLSO (THORACIC LUMBAR SACRAL ORTHOSIS), RIGID BRACE, MAXIMUM CONTROL FOR SPINAL IMMOBILIZATION AND COMPRESSION FRACTURES, BIVALVE, PROVIDES ABDOMINAL COMPRESSION, ASSORTED SIZE" | PROSTHETICS & ORTHOSIS SUPPLIES
5715 | 4618221108100 | "TLSO (THORACIC LUMBAR SACRAL ORTHOSIS), RIGID BRACE, MAXIMUM CONTROL FOR SPINAL IMMOBILIZATION AND COMPRESSION FRACTURES, BIVALVE, PROVIDES ABDOMINAL COMPRESSION, WITH ADJUSTABLE STERNAL PIECE (SPK) AND SHOULDER STRAPS, ADJUSTABLE FRONT AND BACK, SIZE SMALL" | PROSTHETICS & ORTHOSIS SUPPLIES
5716 | 4618221108200 | "TLSO (THORACIC LUMBAR SACRAL ORTHOSIS), RIGID BRACE, MAXIMUM CONTROL FOR SPINAL IMMOBILIZATION AND COMPRESSION FRACTURES, BIVALVE, PROVIDES ABDOMINAL COMPRESSION, WITH ADJUSTABLE STERNAL PIECE (SPK) AND SHOULDER STRAPS, ADJUSTABLE FRONT AND BACK, SIZE MEDIUM" | PROSTHETICS & ORTHOSIS SUPPLIES
5717 | 4618221108300 | "TLSO (THORACIC LUMBAR SACRAL ORTHOSIS), RIGID BRACE, MAXIMUM CONTROL FOR SPINAL IMMOBILIZATION AND COMPRESSION FRACTURES, BIVALVE, PROVIDES ABDOMINAL COMPRESSION, WITH ADJUSTABLE STERNAL PIECE (SPK) AND SHOULDER STRAPS, ADJUSTABLE FRONT AND BACK, SIZE LARGE" | PROSTHETICS & ORTHOSIS SUPPLIES
5718 | 4618221108400 | "TLSO (THORACIC LUMBAR SACRAL ORTHOSIS), RIGID BRACE, MAXIMUM CONTROL FOR SPINAL IMMOBILIZATION AND COMPRESSION FRACTURES, BIVALVE, PROVIDES ABDOMINAL COMPRESSION, WITH ADJUSTABLE STERNAL PIECE (SPK) AND SHOULDER STRAPS, ADJUSTABLE FRONT AND BACK, SIZE X-LARGE" | PROSTHETICS & ORTHOSIS SUPPLIES
5719 | 4618221108500 | "TLSO (THORACIC LUMBAR SACRAL ORTHOSIS), RIGID BRACE, MAXIMUM CONTROL FOR SPINAL IMMOBILIZATION AND COMPRESSION FRACTURES, BIVALVE, PROVIDES ABDOMINAL COMPRESSION, WITH ADJUSTABLE STERNAL PIECE (SPK) AND SHOULDER STRAPS, ADJUSTABLE FRONT AND BACK, SIZE XX-LARGE" | PROSTHETICS & ORTHOSIS SUPPLIES
5720 | 4618221102200 | "TLSO (THORACIC LUMBAR SACRAL ORTHOSIS), SEMI RIGID BRACE, FOR SPINAL IMMOBILIZATION AND COMPRESSION FRACTURES, BIVALVE, BOA CLOSURE, PROVIDES ABDOMINAL COMPRESSION, ADJUSTABLE FRONT AND BACK PANEL, REMOVABLE WASHABLE COVER, WITH DORSAL LUMBAR EXTENSION, ASSORTED SIZE" | PROSTHETICS & ORTHOSIS SUPPLIES
5721 | 4618220704600 | "HEEL UNLOADING BRACE, (PTB) TYPE, CALCANEUS, UNLOADING INTERNAL LINING WITH SILKY TOUCH THAT PREVENTS SLIPPING WHILE ACTS AS CUSHIONING, ADJUSTABLE AND REMOVABLE FITTING TAPES, CUSHIONS THE IMPACT DURING THE STANCE PHASE, DESIGNED FOR THE FUNCTIONAL TREATMENT OF EACH SECTION IN EASY ADAPTATION MATERIAL, TRIM AND FIT FUNCTIONAL TREATMENT OF UNLOADING FOR FRACTURES OF THE CALCANEUS AND TALUS, ASSORTED SIZE AND SIDE" | PROSTHETICS & ORTHOSIS SUPPLIES
5722 | 4224170001300 | "GENU - VALGUS / VARUS BRACE, MERMAID TAIL, PASSIVE CORRECTIVE ORTHOSIS, COMPOSED OF TWO MEDIAL LEAFLETS, JOINED TOGETHER AND THAT FIT ON THE PATIENT'S TWO LEGS, THREE ADJUSTABLE, FASTENING POINTS, USING VELCRO AT THE LEVEL OF THIGH, KNEE AND CALF, MADE OF THERMOPLASTIC, LINED WITH BREATHABLE FOAM MATERIAL, NIGHT CORRECTION OF DEVIATIONS, IN VARUS OR VALGUS OF THE KNEE, CORRECTION OF ROTATIONAL ATTITUDES, OF THE TIBIA, COMFORTABLE BRACES AND LATEX FREE, TIBIA ROD ASSORTED SIZE" | PROSTHETICS & ORTHOSIS SUPPLIES
5723 | 4618221106200 | "CUSTOM MADE, TLSO (THORACIC LUMBAR SACRAL ORTHOSIS), BOSTON TYPE BRACE, FOR SCOLIOSIS, INCLUDES PATIENT ASSESSMENT AT CUSTOMERS PREMISES MEASURING INCLUDES ALL REQUIRED MATERIALS/COMPONENTS TO FABRICATE PROSTHESIS DELIVERY FITTING BY CERTIFIED ORTHOTIST IN MULTIPLE CLINICS AND DIFFERENT REGIONS WITH FOLLOW UP (APPENDIX A)" | PROSTHETICS & ORTHOSIS SUPPLIES
5724 | 4224200016000 | "SILICONE LINER, BREATHABLE, CUSHION FOR TRANSTIBIAL AMPUTEES, SUITABLE FOR AMPUTEES WITH EXCESS SOFT TISSUE, CLOTH COVER, THICKNESS: 2.5-3 MM, ASSORTED SIZES" | PROSTHETICS & ORTHOSIS SUPPLIES
5725 | 4224200016100 | "SILICONE LINER, BREATHABLE, LOCKING FOR TRANSTIBIAL AMPUTEES, SUITABLE FOR AMPUTEES WITH EXCESS SOFT TISSUE, CLOTH COVER, THICKNESS: 2.5-3 MM, ASSORTED SIZES" | PROSTHETICS & ORTHOSIS SUPPLIES
5726 | 4224200031100 | "C CLAMPS, AN ORTHOTICS WORKSHOP TOOL, CLAMPING ARM MADE OF MALLEABLE IRON, PROFILED STEEL SLIDE RAIL, WOODEN HANDLE, JAW OPENING 180-220 MM APPROXIMATELY, WORKING RADIUS 100 MM, WEIGHT 1-3 KG" | PROSTHETICS & ORTHOSIS SUPPLIES
5727 | 4224200004500 | "CALF LEATHER LINING, FOR SHOE MAKING, BLACK" | PROSTHETICS & ORTHOSIS SUPPLIES
5728 | 4224200505600 | "CAP SCREW, STAINLESS STEEL, WITH SERRATED LOCK WASHER AND FLAT WASHER, SIZE: M 10 X 60 APPROXIMATELY, FOR FOOT ADAPTER, COMPLETE SET" | PROSTHETICS & ORTHOSIS SUPPLIES
5729 | 4224170001800 | "SILICONE TOE CAP, PROTECTION TUBE, LIGHT, AND FUNCTIONAL, MADE OF EXTRA - SOFT MEDICAL SILICONE, WASHABLE, INTERDIGITAL SEPARATOR AND CUSHION, FACILITATES TOES ALIGNMENT, FOR FIRST TOE" | PROSTHETICS & ORTHOSIS SUPPLIES
5730 | 4224170705400 | "CARBON ANKLE STRUT, FOR AFO, GENERATE ENERGY DURING HEEL STRIKE UP TO 80 KG BODY WEIGHT, NORMAL ACTIVITY LEVEL, WIDTH 30 MM APPROXIMATELY" | PROSTHETICS & ORTHOSIS SUPPLIES
5731 | 4224170705200 | "CARBON ANKLE STRUT, FOR AFO, GENERATE ENERGY DURING HEEL STRIKE UP TO 10 KG BODY WEIGHT, NORMAL ACTIVITY LEVEL, WIDTH 22 MM APPROXIMATELY" | PROSTHETICS & ORTHOSIS SUPPLIES
5732 | 4224170705500 | "CARBON ANKLE STRUT, FOR AFO, GENERATE ENERGY DURING HEEL STRIKE UP TO 20 KG BODY WEIGHT, NORMAL ACTIVITY LEVEL, WIDTH 22 MM APPROXIMATELY" | PROSTHETICS & ORTHOSIS SUPPLIES
5733 | 4224170705800 | "CARBON ANKLE STRUT, FOR AFO, GENERATE ENERGY DURING HEEL STRIKE UP TO 30 KG BODY WEIGHT, NORMAL ACTIVITY LEVEL, WIDTH 25 MM APPROXIMATELY" | PROSTHETICS & ORTHOSIS SUPPLIES
5734 | 4224170705700 | "CARBON ANKLE STRUT, FOR AFO, GENERATE ENERGY DURING HEEL STRIKE UP TO 40 KG BODY WEIGHT, NORMAL ACTIVITY LEVEL, WIDTH 25 MM APPROXIMATELY" | PROSTHETICS & ORTHOSIS SUPPLIES
5735 | 4224170705600 | "CARBON ANKLE STRUT, FOR AFO, GENERATE ENERGY DURING HEEL STRIKE UP TO 60 KG BODY WEIGHT, NORMAL ACTIVITY LEVEL, WIDTH 30 MM APPROXIMATELY" | PROSTHETICS & ORTHOSIS SUPPLIES
5736 | 4224170705300 | "CARBON ANKLE STRUT, FOR AFO, GENERATE ENERGY DURING HEEL STRIKE UP TO 100 KG BODY WEIGHT, NORMAL ACTIVITY LEVEL, WIDTH 30 MM APPROXIMATELY" | PROSTHETICS & ORTHOSIS SUPPLIES
5737 | 4224171310400 | "CARBON FIBER WEBBING, WIDTH 50 MM APPROXIMATELY, LENGTH 10 APPROXIMATELY" | PROSTHETICS & ORTHOSIS SUPPLIES
5738 | 4224171309700 | CARBON FIBERGLASS WEBBING UNIDIRECTIONAL WIDTH 25 MM LENGTH /ROLL 50 METERS APPROXIMATELY | PROSTHETICS & ORTHOSIS SUPPLIES
5739 | 4224171309900 | CARBON FIBERGLASS WEBBING UNIDIRECTIONAL WIDTH 75 MM LENGTH /ROLL 50 METERS APPROXIMATELY | PROSTHETICS & ORTHOSIS SUPPLIES
5740 | 4224171310100 | "CARBON UD STOCKINETTE FOR AXIAL REINFORCEMENT BENDING FORCES OF THIN - WALLED, HIGH - STRENGTH, LAMINATES SIZE 100 X 5 APPROXIMATELY" | PROSTHETICS & ORTHOSIS SUPPLIES
5741 | 4224171310200 | "CARBON UD STOCKINETTE FOR AXIAL REINFORCEMENT BENDING FORCES OF THIN - WALLED, HIGH - STRENGTH, LAMINATES SIZE 40 X 5 APPROXIMATELY" | PROSTHETICS & ORTHOSIS SUPPLIES
5742 | 4224171310300 | "CARBON UD STOCKINETTE FOR AXIAL REINFORCEMENT BENDING FORCES OF THIN - WALLED, HIGH - STRENGTH, LAMINATES SIZE 70 X 5 APPROXIMATELY" | PROSTHETICS & ORTHOSIS SUPPLIES
5743 | 4224171309500 | CARBON FIBERGLASS WEBBING UNIDIRECTIONAL WIDTH 50 MM LENGTH /ROLL 50 METERS APPROXIMATELY | PROSTHETICS & ORTHOSIS SUPPLIES
5744 | 4224150100600 | "CAST SHOE, OPEN TOE, LARGE, 11 INCHES - 12 INCHES APPROXIMATELY" | PROSTHETICS & ORTHOSIS SUPPLIES
5745 | 4224150100700 | "CAST SHOE, OPEN TOE, MEDIUM, 10 INCHES -10 1/2 INCHES APPROXIMATELY" | PROSTHETICS & ORTHOSIS SUPPLIES
5746 | 4224150100800 | "CAST SHOE, OPEN TOE, EXTRA LARGE, 12 INCHES - 13 INCHES APPROXIMATELY" | PROSTHETICS & ORTHOSIS SUPPLIES
5747 | 4224200034000 | CENTER PUNCH KIT, AN ORTHOTICS WORKSHOP TOOL, STEEL, OCTAGONAL SHAFT, PAINTED | PROSTHETICS & ORTHOSIS SUPPLIES
5748 | 4224180309500 | "CERVICAL THORACIC ORTHOSIS, NON-INVASIVE HALO SYSTEM, PROVIDE CERVICAL SPINE CONTROL, CONTROLS ROTATION AND LATERAL BENDING OF CERVICAL SPINE, PINLESS, POSTOPERATIVE POSITIONING FOLLOWING STERNOCLEIDOMASTOID RELEASE FOR CONGENITAL MUSCULAR TORTICOLLIS REDUCTION OF C1-C2 ROTARY INSTABILITY, ASSORTED SIZES" | PROSTHETICS & ORTHOSIS SUPPLIES
5749 | 4224180309600 | "CERVICAL SUPPORT, MINERVA OR EQUIVALENT, TO SUPPORT AND STABILIZE CERVICAL SPINE AND UPPER THORACIC SPINE, SIZE PEDIATRIC, 230 - 280 MM APPROXIMATELY" | PROSTHETICS & ORTHOSIS SUPPLIES
5750 | 4224180309800 | "CERVICAL SUPPORT, MINERVA OR EQUIVALENT, TO SUPPORT AND STABILIZE CERVICAL SPINE AND UPPER THORACIC SPINE, SIZE REGULAR, 330 - 410 MM APPROXIMATELY" | PROSTHETICS & ORTHOSIS SUPPLIES
5751 | 4224180309700 | "CERVICAL SUPPORT, MINERVA OR EQUIVALENT, TO SUPPORT AND STABILIZE CERVICAL SPINE AND UPPER THORACIC SPINE, SIZE SMALL, 280 - 330 MM APPROXIMATELY" | PROSTHETICS & ORTHOSIS SUPPLIES
5752 | 4224200013000 | CHAMOIS LEATHER, ULTRA SOFT, TRIMMED, SIZE BY FEET | PROSTHETICS & ORTHOSIS SUPPLIES
5753 | 4224200012700 | CHARGER, FOR MYOENERGY, INTEGRAL BATTERY SYSTEM | PROSTHETICS & ORTHOSIS SUPPLIES
5754 | 4224171400000 | CHROME LINING, CORDOVAN OR EQUIVALENT | PROSTHETICS & ORTHOSIS SUPPLIES
5755 | 4224200300500 | "TUBE CLAMP, 4 - HOLE TUBE, ALUMINUM, HEIGHT 38 MM APPROXIMATELY, BUILD HEIGHT 4 MM, APPROXIMATELY, WEIGHT CAPACITY IS UP TO 100 KG" | PROSTHETICS & ORTHOSIS SUPPLIES
5756 | 4224200300400 | CLAMP, FEMALE, PYRAMID TUBE, ALUMINUM, HEIGHT 50 MM, BUILD HEIGHT 16 MM, WEIGHT 64 GRAMS, WEIGHT CAPACITY IS UPTO 100 KG | PROSTHETICS & ORTHOSIS SUPPLIES
5757 | 4224200300600 | CLAMP, FEMALE, PYRAMID, TUBE, WITH 14 MM OFFSET, ALUMINUM, HEIGHT 69 MM, BUILD HEIGHT 35 MM, WEIGHT 135 GRAMS, WEIGHT CAPACITY IS UP TO 100 KG | PROSTHETICS & ORTHOSIS SUPPLIES
5758 | 4224200300300 | CLAMP, MALE, PYRAMID, TUBE, ALUMINUM, WITH STAINLESS STEEL, INSERT, HEIGHT 56 MM, BUILD HEIGHT 41.5 MM, WEIGHT 62 GRAMS, WEIGHT CAPACITY IS UPTO 100 KG | PROSTHETICS & ORTHOSIS SUPPLIES
5759 | 4224171318300 | CLEANER TUBE, FOR PROSTHETIC GLOVE CLEANING | PROSTHETICS & ORTHOSIS SUPPLIES
5760 | 4224200015900 | "THREADED VALVE WITH HOUSING FOR VACUUM FORMING, PUSH BUTTON RELEASE WITH HOUSING" | PROSTHETICS & ORTHOSIS SUPPLIES
5761 | 4224171310800 | "CLOTH, PROSTHETIC DEVICE, W 1200 MM APPROXIMATELY, CARBON FIBER, FOR LOCALIZED AND HIGH STRENGTH LAMINATE REINFORCEMENT" | PROSTHETICS & ORTHOSIS SUPPLIES
5762 | 4218260000600 | "CHROME LEATHER LINING, COGNAC, 1.0-1.8 MM" | PROSTHETICS & ORTHOSIS SUPPLIES
5763 | 4224200031500 | COMBINATION PLIERS, AN ORTHOTICS WORKSHOP TOOL, SIDE PIECE WITH PVC COATING, LENGTH 140-160 MM | PROSTHETICS & ORTHOSIS SUPPLIES
5764 | 4224200124200 | "CARBON FOOT, WITH FOOTSHELL AND COSMESIS CONNECTION CAP, INCLUDES A SEPARATE BIG TOE AND CONNECTS THE FOREFOOT AND THE HEEL SPRING TO FORM A COMPLETE SYSTEM, , SAFETY WALKING ON UNEVEN SURFACES, AN INTERCONNECTED, LINEAR SPRING DESIGN PROVIDES THE LEVEL OF MIDSTANCE SUPPORT NEEDED FOR ACTIVITIES WHERE RESPONSIVENESS IS ESSENTIAL, FOR PATIENTS WITH LIMITED CLEARANCE, ROBUST TITANIUM ADAPTER, CUSTOMIZABLE SHOCK ABSORPTION WITH TWO DIFFERENT HEEL WEDGE OPTIONS, SUITABLE FOR A BROAD RANGE OF APPLICATION, FROM EVERYDAY LIFE TO DEMANDING PROFESSIONS AND EVEN LEISURE SPORTS, WATER AND CORROSION - RESISTANT, SIZE 24, LEFT" | PROSTHETICS & ORTHOSIS SUPPLIES
5765 | 4224200124400 | "CARBON FOOT, WITH FOOTSHELL AND COSMESIS CONNECTION CAP, INCLUDES A SEPARATE BIG TOE AND CONNECTS THE FOREFOOT AND THE HEEL SPRING TO FORM A COMPLETE SYSTEM, , SAFETY WALKING ON UNEVEN SURFACES, AN INTERCONNECTED, LINEAR SPRING DESIGN PROVIDES THE LEVEL OF MIDSTANCE SUPPORT NEEDED FOR ACTIVITIES WHERE RESPONSIVENESS IS ESSENTIAL, FOR PATIENTS WITH LIMITED CLEARANCE, ROBUST TITANIUM ADAPTER, CUSTOMIZABLE SHOCK ABSORPTION WITH TWO DIFFERENT HEEL WEDGE OPTIONS, SUITABLE FOR A BROAD RANGE OF APPLICATION, FROM EVERYDAY LIFE TO DEMANDING PROFESSIONS AND EVEN LEISURE SPORTS, WATER AND CORROSION - RESISTANT, SIZE 25, LEFT" | PROSTHETICS & ORTHOSIS SUPPLIES
5766 | 4224200124600 | "CARBON FOOT, WITH FOOTSHELL AND COSMESIS CONNECTION CAP, INCLUDES A SEPARATE BIG TOE AND CONNECTS THE FOREFOOT AND THE HEEL SPRING TO FORM A COMPLETE SYSTEM, , SAFETY WALKING ON UNEVEN SURFACES, AN INTERCONNECTED, LINEAR SPRING DESIGN PROVIDES THE LEVEL OF MIDSTANCE SUPPORT NEEDED FOR ACTIVITIES WHERE RESPONSIVENESS IS ESSENTIAL, FOR PATIENTS WITH LIMITED CLEARANCE, ROBUST TITANIUM ADAPTER, CUSTOMIZABLE SHOCK ABSORPTION WITH TWO DIFFERENT HEEL WEDGE OPTIONS, SUITABLE FOR A BROAD RANGE OF APPLICATION, FROM EVERYDAY LIFE TO DEMANDING PROFESSIONS AND EVEN LEISURE SPORTS, WATER AND CORROSION - RESISTANT, SIZE 26, LEFT" | PROSTHETICS & ORTHOSIS SUPPLIES
5767 | 4224200124800 | "CARBON FOOT, WITH FOOTSHELL AND COSMESIS CONNECTION CAP, INCLUDES A SEPARATE BIG TOE AND CONNECTS THE FOREFOOT AND THE HEEL SPRING TO FORM A COMPLETE SYSTEM, , SAFETY WALKING ON UNEVEN SURFACES, AN INTERCONNECTED, LINEAR SPRING DESIGN PROVIDES THE LEVEL OF MIDSTANCE SUPPORT NEEDED FOR ACTIVITIES WHERE RESPONSIVENESS IS ESSENTIAL, FOR PATIENTS WITH LIMITED CLEARANCE, ROBUST TITANIUM ADAPTER, CUSTOMIZABLE SHOCK ABSORPTION WITH TWO DIFFERENT HEEL WEDGE OPTIONS, SUITABLE FOR A BROAD RANGE OF APPLICATION, FROM EVERYDAY LIFE TO DEMANDING PROFESSIONS AND EVEN LEISURE SPORTS, WATER AND CORROSION - RESISTANT, SIZE 27, LEFT" | PROSTHETICS & ORTHOSIS SUPPLIES
5768 | 4224200125200 | "CARBON FOOT, WITH FOOTSHELL AND COSMESIS CONNECTION CAP, INCLUDES A SEPARATE BIG TOE AND CONNECTS THE FOREFOOT AND THE HEEL SPRING TO FORM A COMPLETE SYSTEM, , SAFETY WALKING ON UNEVEN SURFACES, AN INTERCONNECTED, LINEAR SPRING DESIGN PROVIDES THE LEVEL OF MIDSTANCE SUPPORT NEEDED FOR ACTIVITIES WHERE RESPONSIVENESS IS ESSENTIAL, FOR PATIENTS WITH LIMITED CLEARANCE, ROBUST TITANIUM ADAPTER, CUSTOMIZABLE SHOCK ABSORPTION WITH TWO DIFFERENT HEEL WEDGE OPTIONS, SUITABLE FOR A BROAD RANGE OF APPLICATION, FROM EVERYDAY LIFE TO DEMANDING PROFESSIONS AND EVEN LEISURE SPORTS, WATER AND CORROSION - RESISTANT, SIZE 29, LEFT" | PROSTHETICS & ORTHOSIS SUPPLIES
5769 | 4224160001700 | "CONICAL, PLASTIC, DRILL, DIAMETER 14 MM APPROXIMATELY" | PROSTHETICS & ORTHOSIS SUPPLIES
5770 | 4224160001800 | "CONICAL, SANDING, DRUM, THREAD, 5/8 INCHES, LENGTH 60 MM APPROXIMATELY, DIAMETER 36/22 MM APPROXIMATELY" | PROSTHETICS & ORTHOSIS SUPPLIES
5771 | 4224160001900 | "CONICAL, SANDING, DRUM, THREAD, M16, LENGTH 60 MM APPROXIMATELY, DIAMETER 36/22 MM APPROXIMATELY" | PROSTHETICS & ORTHOSIS SUPPLIES
5772 | 4224200406600 | "NYLON CONNECTOR, CONNECTION PIECE FOR COSMETIC FOAM, PERLON CONNECTION, 1" | PROSTHETICS & ORTHOSIS SUPPLIES
5773 | 4224200406700 | "NYLON CONNECTOR, CONNECTION PIECE FOR COSMETIC FOAM, PERLON CONNECTION, 2" | PROSTHETICS & ORTHOSIS SUPPLIES
5774 | 4224200406800 | "NYLON CONNECTOR, CONNECTION PIECE FOR COSMETIC FOAM, PERLON CONNECTION, 3" | PROSTHETICS & ORTHOSIS SUPPLIES
5775 | 4224200010300 | CONNECTION PLATE, GLUED TO THE COSMETIC FOAM COVER AND SNAPPED ONTO THE ADAPTER | PROSTHETICS & ORTHOSIS SUPPLIES
5776 | 4224200012900 | CONTROL ELEMENT, FOR ASSEMBLY BETWEEN THE OUTER AND INNER PROSTHETIC SOCKET | PROSTHETICS & ORTHOSIS SUPPLIES
5777 | 4224200034400 | CORDLESS HAND DRILL 18 VOLT, AN ORTHOTICS WORKSHOP TOOL, WORK ON RECHARGEABLE BATTERIES, ALLOWING THE USER TO INSERT A BATTERY PACK AND INSTANTLY HAVE AN OPERATING DRILL WITHOUT A POWER CABLE | PROSTHETICS & ORTHOSIS SUPPLIES
5778 | 4224200033800 | CORDLESS JIGSAW, AN ORTHOTICS WORKSHOP TOOL, 4-STAGE PENDULUM STROKE, KNOB HANDLE, ELECTRONICS INCLUDE CHOICE OF PROPER STROKE FOR RESPECTIVE MATERIAL, FIXTEC QUICK-CLAMPING SYSTEM FOR CHANGING SAW BLADES WITHOUT THE NEED FOR TOOLS, QUICK-ADJUSTMENT SYSTEM FOR 45° BEVEL CUTS, STABLE ALUMINUM CAST BASE PLATE FOR PRECISION WORK, METAL CHIP BLOWER, IDLE SPEED 450 - 3, 000 MIN-1, STROKE DEPTH 26 MM | PROSTHETICS & ORTHOSIS SUPPLIES
5779 | 4224170641200 | "HALLUX VALGUS CORRECTOR ORTHOSIS, ANATOMICAL CONFORMATION, CUSHION PAD FOR 1ST TOE METATARSAL STRAP RULED ON THE 5 TH METATARSAL FOR THE CONTROL OF THE CORRECTIVE PRESSURE METATARSAL STRAP ON THE 1ST METATARSAL ANATOMY AND RETROCAPITAL IT INCORPORATES COMFORT PAD ON THE 5 TH METATARSAL, MADE OF THERMOPLASTIC, SOFT VELCRO CLOSURE, FORCES EXERTED BY THE ORTHOSIS THROUGH 3 POINTS OF SUPPORT PLACES THE BIG TOE ACCORDING TO ITS AXIS CORRECTING ITS DEVIATION IN VALGUS (BUNION) AND ACHIEVING THE METATARSOPHALANGEAL ALIGNMENT GENERATES A SIGNIFICANT ELONGATION," | PROSTHETICS & ORTHOSIS SUPPLIES
5780 | 4224200220700 | "PROSTHETIC HAND PASSIVE (NON FUNCTIONAL), COSMETIC, FOAM, SIZE 5 1/2 INCHES LEFT" | PROSTHETICS & ORTHOSIS SUPPLIES
5781 | 4224200220800 | "PROSTHETIC HAND PASSIVE (NON FUNCTIONAL), COSMETIC, FOAM, SIZE 5 1/2 INCHES RIGHT" | PROSTHETICS & ORTHOSIS SUPPLIES
5782 | 4224200221700 | "PROSTHETIC HAND PASSIVE (NON FUNCTIONAL), COSMETIC, FOAM, SIZE 6 1/2 INCHES LEFT" | PROSTHETICS & ORTHOSIS SUPPLIES
5783 | 4224200221500 | "PROSTHETIC HAND PASSIVE (NON FUNCTIONAL), COSMETIC, FOAM, SIZE 6 1/4 INCHES LEFT" | PROSTHETICS & ORTHOSIS SUPPLIES
5784 | 4224200221600 | "PROSTHETIC HAND PASSIVE (NON FUNCTIONAL), COSMETIC, FOAM, SIZE 6 1/4 INCHES RIGHT" | PROSTHETICS & ORTHOSIS SUPPLIES
5785 | 4224200221300 | "PROSTHETIC HAND PASSIVE (NON FUNCTIONAL), COSMETIC, FOAM, SIZE 6 1/8 INCHES LEFT" | PROSTHETICS & ORTHOSIS SUPPLIES
5786 | 4224200221900 | "PROSTHETIC HAND PASSIVE (NON FUNCTIONAL), COSMETIC, FOAM, SIZE 6 3/4 INCHES LEFT" | PROSTHETICS & ORTHOSIS SUPPLIES
5787 | 4224200222000 | "PROSTHETIC HAND PASSIVE (NON FUNCTIONAL), COSMETIC, FOAM, SIZE 6 3/4 INCHES RIGHT" | PROSTHETICS & ORTHOSIS SUPPLIES
5788 | 4224200222400 | "PROSTHETIC HAND PASSIVE (NON FUNCTIONAL), COSMETIC, FOAM, SIZE 6 7/8 INCHES RIGHT" | PROSTHETICS & ORTHOSIS SUPPLIES
5789 | 4224200223300 | "PROSTHETIC HAND PASSIVE (NON FUNCTIONAL), COSMETIC, FOAM, SIZE 7 1/2 INCHES LEFT" | PROSTHETICS & ORTHOSIS SUPPLIES
5790 | 4224200223400 | "PROSTHETIC HAND PASSIVE (NON FUNCTIONAL), COSMETIC, FOAM, SIZE 7 1/2 INCHES RIGHT" | PROSTHETICS & ORTHOSIS SUPPLIES
5791 | 4224200222700 | "PROSTHETIC HAND PASSIVE (NON FUNCTIONAL), COSMETIC, FOAM, SIZE 7 1/4 INCHES LEFT" | PROSTHETICS & ORTHOSIS SUPPLIES
5792 | 4224200222800 | "PROSTHETIC HAND PASSIVE (NON FUNCTIONAL), COSMETIC, FOAM, SIZE 7 1/4 INCHES RIGHT" | PROSTHETICS & ORTHOSIS SUPPLIES
5793 | 4224200223200 | "PROSTHETIC HAND PASSIVE (NON FUNCTIONAL), COSMETIC, FOAM, SIZE 7 3/8 INCHES RIGHT" | PROSTHETICS & ORTHOSIS SUPPLIES
5794 | 4224200223500 | "PROSTHETIC HAND PASSIVE (NON FUNCTIONAL), COSMETIC, FOAM, SIZE 7 7/8 INCHES LEFT" | PROSTHETICS & ORTHOSIS SUPPLIES
5795 | 4224200223600 | "PROSTHETIC HAND PASSIVE (NON FUNCTIONAL), COSMETIC, FOAM, SIZE 7 7/8 INCHES RIGHT" | PROSTHETICS & ORTHOSIS SUPPLIES
5796 | 4224200224100 | "PROSTHETIC HAND PASSIVE (NON FUNCTIONAL), COSMETIC, FOAM, SIZE 8 1/4 INCHES LEFT" | PROSTHETICS & ORTHOSIS SUPPLIES
5797 | 4224200224200 | "PROSTHETIC HAND PASSIVE (NON FUNCTIONAL), COSMETIC, FOAM, SIZE 8 1/4 INCHES RIGHT" | PROSTHETICS & ORTHOSIS SUPPLIES
5798 | 4224200224500 | "PROSTHETIC HAND PASSIVE (NON FUNCTIONAL), COSMETIC, FOAM, SIZE 8 5/8 INCHES LEFT" | PROSTHETICS & ORTHOSIS SUPPLIES
5799 | 4224200224600 | "PROSTHETIC HAND PASSIVE (NON FUNCTIONAL), COSMETIC, FOAM, SIZE 8 5/8 INCHES RIGHT" | PROSTHETICS & ORTHOSIS SUPPLIES
5800 | 4224200224400 | "PROSTHETIC HAND PASSIVE (NON FUNCTIONAL), COSMETIC, FOAM, SIZE 8 1/4 INCHES, RIGHT, WITH EXTENDED WIRE" | PROSTHETICS & ORTHOSIS SUPPLIES
5801 | 4224200220500 | "PROSTHETIC HAND PASSIVE (NON FUNCTIONAL), COSMETIC, FOAM, SIZE 5, LEFT" | PROSTHETICS & ORTHOSIS SUPPLIES
5802 | 4224200220600 | "PROSTHETIC HAND PASSIVE (NON FUNCTIONAL), COSMETIC, FOAM, SIZE 5, RIGHT" | PROSTHETICS & ORTHOSIS SUPPLIES
5803 | 4224200222100 | "PROSTHETIC HAND PASSIVE (NON FUNCTIONAL), COSMETIC, FOAM, SIZE 6 3/4 INCHES, LEFT, WITH EXTENDED WIRE" | PROSTHETICS & ORTHOSIS SUPPLIES
5804 | 4224200222200 | "PROSTHETIC HAND PASSIVE (NON FUNCTIONAL), COSMETIC, FOAM, SIZE 6 3/4 INCHES, RIGHT, WITH EXTENDED WIRE" | PROSTHETICS & ORTHOSIS SUPPLIES
5805 | 4224200221200 | "PROSTHETIC HAND PASSIVE (NON FUNCTIONAL), COSMETIC, FOAM, SIZE 6, RIGHT" | PROSTHETICS & ORTHOSIS SUPPLIES
5806 | 4224200222900 | "PROSTHETIC HAND PASSIVE (NON FUNCTIONAL), COSMETIC, FOAM, SIZE 7 1/4 INCHES, LEFT, WITH EXTENDED WIRE" | PROSTHETICS & ORTHOSIS SUPPLIES
5807 | 4224200223000 | "PROSTHETIC HAND PASSIVE (NON FUNCTIONAL), COSMETIC, FOAM, SIZE 7 1/4 INCHES, RIGHT, WITH EXTENDED WIRE" | PROSTHETICS & ORTHOSIS SUPPLIES
5808 | 4224200224300 | "PROSTHETIC HAND PASSIVE (NON FUNCTIONAL), COSMETIC, FOAM, SIZE 8 1/4 INCHES, LEFT, WITH EXTENDED WIRE" | PROSTHETICS & ORTHOSIS SUPPLIES
5809 | 4224200223900 | "PROSTHETIC HAND PASSIVE (NON FUNCTIONAL), COSMETIC, FOAM, SIZE 8, LEFT" | PROSTHETICS & ORTHOSIS SUPPLIES
5810 | 4224200223700 | "PROSTHETIC HAND PASSIVE (NON FUNCTIONAL), COSMETIC, FOAM, SIZE 8, LEFT, WITH EXTENDED WIRE" | PROSTHETICS & ORTHOSIS SUPPLIES
5811 | 4224200012800 | "CONTROLLER, FOR SYSTEM DESIGN, FOR CHILDREN, 7 PROGRAMS, LEFT AND RIGHT" | PROSTHETICS & ORTHOSIS SUPPLIES
5812 | 4224171202500 | COVER, FOAM, PEDIATRIC, ABOVE KNEE, TRANSFEMORAL | PROSTHETICS & ORTHOSIS SUPPLIES
5813 | 4224171202400 | COVER, FOAM, PEDIATRIC, BELOW KNEE, TRANSTIBIAL | PROSTHETICS & ORTHOSIS SUPPLIES
5814 | 4224200013100 | "COW, ORTHOPEDIC, SIDE LEATHER, 0.8 - 1 MM APPROXIMATELY, BLACK, BY FEET" | PROSTHETICS & ORTHOSIS SUPPLIES
5815 | 4224200013200 | "COW, ORTHOPEDIC, SIDE LEATHER, 0.8 - 1 MM APPROXIMATELY, PEACH, BY FEET" | PROSTHETICS & ORTHOSIS SUPPLIES
5816 | 4224200013300 | "COW, ORTHOPEDIC, SIDE LEATHER, 0.8 - 1 MM APPROXIMATELY, YELLOW, BY FEET" | PROSTHETICS & ORTHOSIS SUPPLIES
5817 | 4224200407000 | "DISTAL CUP, SILICONE, FOR USE ON CONICAL STUMPS THAT REQUIRE VOLUME BUILD - UP, SIZE: 26 CM APPROXIMATELY" | PROSTHETICS & ORTHOSIS SUPPLIES
5818 | 4224200406900 | "DISTAL CUP, SILICONE, FOR USE ON CONICAL STUMPS THAT REQUIRE VOLUME BUILD - UP, SIZE: 24 CM APPROXIMATELY" | PROSTHETICS & ORTHOSIS SUPPLIES
5819 | 4229680220600 | "MEASURING CUPS, CALIBRATED, 100 ML APPROXIMATELY" | PROSTHETICS & ORTHOSIS SUPPLIES
5820 | 4224171306000 | "MEASURING CUPS, CALIBRATED, 200 ML APPROXIMATELY" | PROSTHETICS & ORTHOSIS SUPPLIES
5821 | 4810180400000 | "MEASURING CUPS, CALIBRATED, 400 ML APPROXIMATELY" | PROSTHETICS & ORTHOSIS SUPPLIES
5822 | 4224200136100 | "CUSTOM MADE, PARTIAL HAND PROSTHESIS, MICROPROCESSOR CONTROLLED, CUSTOM FITTED, REPLACEMENT FOR 1 TO 5 DIGITS, COMBINATION OF QUICK GRIPS APP CONTROL AND GRIP CHIPS PROXIMITY CONTROL, COMPACT SOLUTION, MUSCLE CONTROL USES SPECIFIC MUSCLE SIGNALS CALLED TRIGGERS TO INSTRUCT THE HAND TO ACTIVATE A SPECIFIC GRIP, VARI - GRIP OR EQUIVALENT FEATURE FOR ADDITIONAL GRIP STRENGTH, AUTO - GRASP OR EQUIVALENT - ANTI DROP SAFETY FEATURE TO PREVENT OBJECTS FROM SLIPPING, QUICK ACCESS TO MOST USED GRIPS AND ACTIVITIES, COMPACT AND LOW KEY, NATURAL MOVEMENT, NATURAL MOVEMENT, PARTIAL HAND LOSS OR ABSENCE LOW TO MODERATE IMPACT LEVEL, UP TO 32 GRIPS AVAILABLE, CONTROLLED BY APP, INDIVIDUAL. INCLUDES - PATIENT ASSESSMENT AT CUSTOMERS PREMISES, MEASURING AND REQUIRED MATERIALS/COMPONENTS TO FABRICATE PROSTHESIS, DELIVERY, FITTING BY CERTIFIED ORTHOTIST IN MULTIPLE CLINICS AND DIFFERENT REGIONS WITH FOLLOW UP (APPENDIX A)" | PROSTHETICS & ORTHOSIS SUPPLIES
5823 | 4224200136200 | "PARTIAL HAND PROSTHESIS, MICROPROCESSOR CONTROLLED, CUSTOM FITTED, REPLACEMENT FOR 1 TO 5 DIGITS, COMBINATION OF QUICK GRIPS APP CONTROL AND GRIP CHIPS PROXIMITY CONTROL, COMPACT SOLUTION, MUSCLE CONTROL USES SPECIFIC MUSCLE SIGNALS CALLED TRIGGERS TO INSTRUCT THE HAND TO ACTIVATE A SPECIFIC GRIP, VARI - GRIP OR EQUIVALENT FEATURE FOR ADDITIONAL GRIP STRENGTH, AUTO - GRASP OR EQUIVALENT - ANTI DROP SAFETY FEATURE TO PREVENT OBJECTS FROM SLIPPING, QUICK ACCESS TO MOST USED GRIPS AND ACTIVITIES, COMPACT AND LOW KEY, NATURAL MOVEMENT, NATURAL MOVEMENT, PARTIAL HAND LOSS OR ABSENCE LOW TO MODERATE IMPACT LEVEL, UP TO 32 GRIPS AVAILABLE, CONTROLLED BY APP" | PROSTHETICS & ORTHOSIS SUPPLIES
5824 | 4224170656100 | "CROW BOOT, CUSTOM MADE, CHARCOT RESTRAINT ORTHOTIC WALKERS/TOTAL CONTACT BRACE, INNER DIABETIC PADDING" | PROSTHETICS & ORTHOSIS SUPPLIES
5825 | 4224150205400 | DACRON FELT, WHITE COLOR, FILLING MATERIAL FOR LAMINATION, WIDTH 1000 MM, APPROXIMATELY | PROSTHETICS & ORTHOSIS SUPPLIES
5826 | 4224200019100 | "DEEP FORMING KIT, AN ORTHOTICS AND PROSTHETICS METAL FRAME, FOR LAMINATING CASTING AND TEST SOCKETS BY VACUUM TECHNOLOGY, FOR LOWER LIMBS" | PROSTHETICS & ORTHOSIS SUPPLIES
5827 | 4224170623900 | "DIABETIC SHOES, MALE, WIDE/EXTRA-WIDE TOE BOX, SOFT COW/CALF LEATHER, NEOPRENE VAMP PADDED COLLARS THROUGH WEDGE SOLE, VELCRO CLOSURE; PROTECTIVE INTERIOR THAT IS MADE FROM SOFT MATERIAL, AND STITCHING THAT DOESN#T PROTRUDE SO AS NOT TO CAUSE IRRITATION ; NON-BINDING UPPERS THAT ENSURE THAT THERE IS NO PRESSURE ON THE FOOT ; EXTRA DEPTH DESIGN, CAN ACCOMMODATE THICK ORTHOTIC INSERTS ; A DEEP TOE BOX THAT PROVIDES EXTRA ROOM FOR TOE MOVEMENT, LIGHTWEIGHT, CUSHIONING SOLES THAT FACILITATE MOBILITY AND STABILITY; STRETCHABLE SHOES CONFORM TO THE CONTOURS OF THE FOOT, BLACK, SIZE 43" | PROSTHETICS & ORTHOSIS SUPPLIES
5828 | 4224170624000 | "DIABETIC SHOES, MALE, WIDE/EXTRA-WIDE TOE BOX, SOFT COW/CALF LEATHER, NEOPRENE VAMP PADDED COLLARS THROUGH WEDGE SOLE, VELCRO CLOSURE; PROTECTIVE INTERIOR THAT IS MADE FROM SOFT MATERIAL, AND STITCHING THAT DOESN#T PROTRUDE SO AS NOT TO CAUSE IRRITATION ; NON-BINDING UPPERS THAT ENSURE THAT THERE IS NO PRESSURE ON THE FOOT ; EXTRA DEPTH DESIGN, CAN ACCOMMODATE THICK ORTHOTIC INSERTS ; A DEEP TOE BOX THAT PROVIDES EXTRA ROOM FOR TOE MOVEMENT, LIGHTWEIGHT, CUSHIONING SOLES THAT FACILITATE MOBILITY AND STABILITY; STRETCHABLE SHOES CONFORM TO THE CONTOURS OF THE FOOT, BLACK, SIZE 44" | PROSTHETICS & ORTHOSIS SUPPLIES
5829 | 4224170624100 | "DIABETIC SHOES, MALE, WIDE/EXTRA-WIDE TOE BOX, SOFT COW/CALF LEATHER, NEOPRENE VAMP PADDED COLLARS THROUGH WEDGE SOLE, VELCRO CLOSURE; PROTECTIVE INTERIOR THAT IS MADE FROM SOFT MATERIAL, AND STITCHING THAT DOESN#T PROTRUDE SO AS NOT TO CAUSE IRRITATION ; NON-BINDING UPPERS THAT ENSURE THAT THERE IS NO PRESSURE ON THE FOOT ; EXTRA DEPTH DESIGN, CAN ACCOMMODATE THICK ORTHOTIC INSERTS ; A DEEP TOE BOX THAT PROVIDES EXTRA ROOM FOR TOE MOVEMENT, LIGHTWEIGHT, CUSHIONING SOLES THAT FACILITATE MOBILITY AND STABILITY; STRETCHABLE SHOES CONFORM TO THE CONTOURS OF THE FOOT, BLACK, SIZE 45" | PROSTHETICS & ORTHOSIS SUPPLIES
5830 | 4224170624200 | "DIABETIC SHOES, MALE, WIDE/EXTRA-WIDE TOE BOX, SOFT COW/CALF LEATHER, NEOPRENE VAMP PADDED COLLARS THROUGH WEDGE SOLE, VELCRO CLOSURE; PROTECTIVE INTERIOR THAT IS MADE FROM SOFT MATERIAL, AND STITCHING THAT DOESN#T PROTRUDE SO AS NOT TO CAUSE IRRITATION ; NON-BINDING UPPERS THAT ENSURE THAT THERE IS NO PRESSURE ON THE FOOT ; EXTRA DEPTH DESIGN, CAN ACCOMMODATE THICK ORTHOTIC INSERTS ; A DEEP TOE BOX THAT PROVIDES EXTRA ROOM FOR TOE MOVEMENT, LIGHTWEIGHT, CUSHIONING SOLES THAT FACILITATE MOBILITY AND STABILITY; STRETCHABLE SHOES CONFORM TO THE CONTOURS OF THE FOOT, BLACK, SIZE 46" | PROSTHETICS & ORTHOSIS SUPPLIES
5831 | 4224170624300 | "DIABETIC SHOES, MALE, WIDE/EXTRA-WIDE TOE BOX, SOFT COW/CALF LEATHER, NEOPRENE VAMP PADDED COLLARS THROUGH WEDGE SOLE, VELCRO CLOSURE; PROTECTIVE INTERIOR THAT IS MADE FROM SOFT MATERIAL, AND STITCHING THAT DOESN#T PROTRUDE SO AS NOT TO CAUSE IRRITATION ; NON-BINDING UPPERS THAT ENSURE THAT THERE IS NO PRESSURE ON THE FOOT ; EXTRA DEPTH DESIGN, CAN ACCOMMODATE THICK ORTHOTIC INSERTS ; A DEEP TOE BOX THAT PROVIDES EXTRA ROOM FOR TOE MOVEMENT, LIGHTWEIGHT, CUSHIONING SOLES THAT FACILITATE MOBILITY AND STABILITY; STRETCHABLE SHOES CONFORM TO THE CONTOURS OF THE FOOT, BLACK, SIZE 47" | PROSTHETICS & ORTHOSIS SUPPLIES
5832 | 4224170624600 | "DIABETIC SHOES, MALE, WIDE/EXTRA-WIDE TOE BOX, SOFT COW/CALF LEATHER, NEOPRENE VAMP PADDED COLLARS THROUGH WEDGE SOLE, VELCRO CLOSURE; PROTECTIVE INTERIOR THAT IS MADE FROM SOFT MATERIAL, AND STITCHING THAT DOESN#T PROTRUDE SO AS NOT TO CAUSE IRRITATION ; NON-BINDING UPPERS THAT ENSURE THAT THERE IS NO PRESSURE ON THE FOOT ; EXTRA DEPTH DESIGN, CAN ACCOMMODATE THICK ORTHOTIC INSERTS ; A DEEP TOE BOX THAT PROVIDES EXTRA ROOM FOR TOE MOVEMENT, LIGHTWEIGHT, CUSHIONING SOLES THAT FACILITATE MOBILITY AND STABILITY; STRETCHABLE SHOES CONFORM TO THE CONTOURS OF THE FOOT, BLACK, SIZE 39.5" | PROSTHETICS & ORTHOSIS SUPPLIES
5833 | 4224170624800 | "DIABETIC SHOES, MALE, WIDE/EXTRA-WIDE TOE BOX, SOFT COW/CALF LEATHER, NEOPRENE VAMP PADDED COLLARS THROUGH WEDGE SOLE, VELCRO CLOSURE; PROTECTIVE INTERIOR THAT IS MADE FROM SOFT MATERIAL, AND STITCHING THAT DOESN#T PROTRUDE SO AS NOT TO CAUSE IRRITATION ; NON-BINDING UPPERS THAT ENSURE THAT THERE IS NO PRESSURE ON THE FOOT ; EXTRA DEPTH DESIGN, CAN ACCOMMODATE THICK ORTHOTIC INSERTS ; A DEEP TOE BOX THAT PROVIDES EXTRA ROOM FOR TOE MOVEMENT, LIGHTWEIGHT, CUSHIONING SOLES THAT FACILITATE MOBILITY AND STABILITY; STRETCHABLE SHOES CONFORM TO THE CONTOURS OF THE FOOT, BLACK, SIZE 40.5" | PROSTHETICS & ORTHOSIS SUPPLIES
5834 | 4224170625000 | "DIABETIC SHOES, MALE, WIDE/EXTRA-WIDE TOE BOX, SOFT COW/CALF LEATHER, NEOPRENE VAMP PADDED COLLARS THROUGH WEDGE SOLE, VELCRO CLOSURE; PROTECTIVE INTERIOR THAT IS MADE FROM SOFT MATERIAL, AND STITCHING THAT DOESN#T PROTRUDE SO AS NOT TO CAUSE IRRITATION ; NON-BINDING UPPERS THAT ENSURE THAT THERE IS NO PRESSURE ON THE FOOT ; EXTRA DEPTH DESIGN, CAN ACCOMMODATE THICK ORTHOTIC INSERTS ; A DEEP TOE BOX THAT PROVIDES EXTRA ROOM FOR TOE MOVEMENT, LIGHTWEIGHT, CUSHIONING SOLES THAT FACILITATE MOBILITY AND STABILITY; STRETCHABLE SHOES CONFORM TO THE CONTOURS OF THE FOOT, BLACK, SIZE 41.5" | PROSTHETICS & ORTHOSIS SUPPLIES
5835 | 4224170625200 | "DIABETIC SHOES, MALE, WIDE/EXTRA-WIDE TOE BOX, SOFT COW/CALF LEATHER, NEOPRENE VAMP PADDED COLLARS THROUGH WEDGE SOLE, VELCRO CLOSURE; PROTECTIVE INTERIOR THAT IS MADE FROM SOFT MATERIAL, AND STITCHING THAT DOESN#T PROTRUDE SO AS NOT TO CAUSE IRRITATION ; NON-BINDING UPPERS THAT ENSURE THAT THERE IS NO PRESSURE ON THE FOOT ; EXTRA DEPTH DESIGN, CAN ACCOMMODATE THICK ORTHOTIC INSERTS ; A DEEP TOE BOX THAT PROVIDES EXTRA ROOM FOR TOE MOVEMENT, LIGHTWEIGHT, CUSHIONING SOLES THAT FACILITATE MOBILITY AND STABILITY; STRETCHABLE SHOES CONFORM TO THE CONTOURS OF THE FOOT, BLACK, SIZE 42.5" | PROSTHETICS & ORTHOSIS SUPPLIES
5836 | 4224170625400 | "DIABETIC SHOES, FEMALE, WIDE/EXTRA-WIDE TOE BOX, SOFT COW/CALF LEATHER, NEOPRENE VAMP PADDED COLLARS THROUGH WEDGE SOLE, LACE CLOSING, PROTECTIVE INTERIOR THAT IS MADE FROM SOFT MATERIAL, AND STITCHING THAT DOESN#T PROTRUDE SO AS NOT TO CAUSE IRRITATION ; NON-BINDING UPPERS THAT ENSURE THAT THERE IS NO PRESSURE ON THE FOOT ; EXTRA DEPTH DESIGN, CAN ACCOMMODATE THICK ORTHOTIC INSERTS ; A DEEP TOE BOX THAT PROVIDES EXTRA ROOM FOR TOE MOVEMENT, LIGHTWEIGHT, CUSHIONING SOLES THAT FACILITATE MOBILITY AND STABILITY; STRETCHABLE SHOES CONFORM TO THE CONTOURS OF THE FOOT, BLACK, SIZE 36" | PROSTHETICS & ORTHOSIS SUPPLIES
5837 | 4224170625500 | "DIABETIC SHOES, FEMALE, WIDE/EXTRA-WIDE TOE BOX, SOFT COW/CALF LEATHER, NEOPRENE VAMP PADDED COLLARS THROUGH WEDGE SOLE, LACE CLOSING, PROTECTIVE INTERIOR THAT IS MADE FROM SOFT MATERIAL, AND STITCHING THAT DOESN#T PROTRUDE SO AS NOT TO CAUSE IRRITATION ; NON-BINDING UPPERS THAT ENSURE THAT THERE IS NO PRESSURE ON THE FOOT ; EXTRA DEPTH DESIGN, CAN ACCOMMODATE THICK ORTHOTIC INSERTS ; A DEEP TOE BOX THAT PROVIDES EXTRA ROOM FOR TOE MOVEMENT, LIGHTWEIGHT, CUSHIONING SOLES THAT FACILITATE MOBILITY AND STABILITY; STRETCHABLE SHOES CONFORM TO THE CONTOURS OF THE FOOT, BLACK, SIZE 37" | PROSTHETICS & ORTHOSIS SUPPLIES
5838 | 4224170625600 | "DIABETIC SHOES, FEMALE, WIDE/EXTRA-WIDE TOE BOX, SOFT COW/CALF LEATHER, NEOPRENE VAMP PADDED COLLARS THROUGH WEDGE SOLE, LACE CLOSING, PROTECTIVE INTERIOR THAT IS MADE FROM SOFT MATERIAL, AND STITCHING THAT DOESN#T PROTRUDE SO AS NOT TO CAUSE IRRITATION ; NON-BINDING UPPERS THAT ENSURE THAT THERE IS NO PRESSURE ON THE FOOT ; EXTRA DEPTH DESIGN, CAN ACCOMMODATE THICK ORTHOTIC INSERTS ; A DEEP TOE BOX THAT PROVIDES EXTRA ROOM FOR TOE MOVEMENT, LIGHTWEIGHT, CUSHIONING SOLES THAT FACILITATE MOBILITY AND STABILITY; STRETCHABLE SHOES CONFORM TO THE CONTOURS OF THE FOOT, BLACK, SIZE 38" | PROSTHETICS & ORTHOSIS SUPPLIES
5839 | 4224170625700 | "DIABETIC SHOES, FEMALE, WIDE/EXTRA-WIDE TOE BOX, SOFT COW/CALF LEATHER, NEOPRENE VAMP PADDED COLLARS THROUGH WEDGE SOLE, LACE CLOSING, PROTECTIVE INTERIOR THAT IS MADE FROM SOFT MATERIAL, AND STITCHING THAT DOESN#T PROTRUDE SO AS NOT TO CAUSE IRRITATION ; NON-BINDING UPPERS THAT ENSURE THAT THERE IS NO PRESSURE ON THE FOOT ; EXTRA DEPTH DESIGN, CAN ACCOMMODATE THICK ORTHOTIC INSERTS ; A DEEP TOE BOX THAT PROVIDES EXTRA ROOM FOR TOE MOVEMENT, LIGHTWEIGHT, CUSHIONING SOLES THAT FACILITATE MOBILITY AND STABILITY; STRETCHABLE SHOES CONFORM TO THE CONTOURS OF THE FOOT, BLACK, SIZE 39" | PROSTHETICS & ORTHOSIS SUPPLIES
5840 | 4224170625800 | "DIABETIC SHOES, FEMALE, WIDE/EXTRA-WIDE TOE BOX, SOFT COW/CALF LEATHER, NEOPRENE VAMP PADDED COLLARS THROUGH WEDGE SOLE, LACE CLOSING, PROTECTIVE INTERIOR THAT IS MADE FROM SOFT MATERIAL, AND STITCHING THAT DOESN#T PROTRUDE SO AS NOT TO CAUSE IRRITATION ; NON-BINDING UPPERS THAT ENSURE THAT THERE IS NO PRESSURE ON THE FOOT ; EXTRA DEPTH DESIGN, CAN ACCOMMODATE THICK ORTHOTIC INSERTS ; A DEEP TOE BOX THAT PROVIDES EXTRA ROOM FOR TOE MOVEMENT, LIGHTWEIGHT, CUSHIONING SOLES THAT FACILITATE MOBILITY AND STABILITY; STRETCHABLE SHOES CONFORM TO THE CONTOURS OF THE FOOT, BLACK, SIZE 40" | PROSTHETICS & ORTHOSIS SUPPLIES
5841 | 4224170625900 | "DIABETIC SHOES, FEMALE, WIDE/EXTRA-WIDE TOE BOX, SOFT COW/CALF LEATHER, NEOPRENE VAMP PADDED COLLARS THROUGH WEDGE SOLE, LACE CLOSING, PROTECTIVE INTERIOR THAT IS MADE FROM SOFT MATERIAL, AND STITCHING THAT DOESN#T PROTRUDE SO AS NOT TO CAUSE IRRITATION ; NON-BINDING UPPERS THAT ENSURE THAT THERE IS NO PRESSURE ON THE FOOT ; EXTRA DEPTH DESIGN, CAN ACCOMMODATE THICK ORTHOTIC INSERTS ; A DEEP TOE BOX THAT PROVIDES EXTRA ROOM FOR TOE MOVEMENT, LIGHTWEIGHT, CUSHIONING SOLES THAT FACILITATE MOBILITY AND STABILITY; STRETCHABLE SHOES CONFORM TO THE CONTOURS OF THE FOOT, BLACK, SIZE 40.5" | PROSTHETICS & ORTHOSIS SUPPLIES
5842 | 4224170626000 | "DIABETIC SHOES, FEMALE, WIDE/EXTRA-WIDE TOE BOX, SOFT COW/CALF LEATHER, NEOPRENE VAMP PADDED COLLARS THROUGH WEDGE SOLE, LACE CLOSING, PROTECTIVE INTERIOR THAT IS MADE FROM SOFT MATERIAL, AND STITCHING THAT DOESN#T PROTRUDE SO AS NOT TO CAUSE IRRITATION ; NON-BINDING UPPERS THAT ENSURE THAT THERE IS NO PRESSURE ON THE FOOT ; EXTRA DEPTH DESIGN, CAN ACCOMMODATE THICK ORTHOTIC INSERTS ; A DEEP TOE BOX THAT PROVIDES EXTRA ROOM FOR TOE MOVEMENT, LIGHTWEIGHT, CUSHIONING SOLES THAT FACILITATE MOBILITY AND STABILITY; STRETCHABLE SHOES CONFORM TO THE CONTOURS OF THE FOOT, BLACK, SIZE 41" | PROSTHETICS & ORTHOSIS SUPPLIES
5843 | 4224170626100 | "DIABETIC SHOES, FEMALE, WIDE/EXTRA-WIDE TOE BOX, SOFT COW/CALF LEATHER, NEOPRENE VAMP PADDED COLLARS THROUGH WEDGE SOLE, LACE CLOSING, PROTECTIVE INTERIOR THAT IS MADE FROM SOFT MATERIAL, AND STITCHING THAT DOESN#T PROTRUDE SO AS NOT TO CAUSE IRRITATION ; NON-BINDING UPPERS THAT ENSURE THAT THERE IS NO PRESSURE ON THE FOOT ; EXTRA DEPTH DESIGN, CAN ACCOMMODATE THICK ORTHOTIC INSERTS ; A DEEP TOE BOX THAT PROVIDES EXTRA ROOM FOR TOE MOVEMENT, LIGHTWEIGHT, CUSHIONING SOLES THAT FACILITATE MOBILITY AND STABILITY; STRETCHABLE SHOES CONFORM TO THE CONTOURS OF THE FOOT, BLACK, SIZE 41.5" | PROSTHETICS & ORTHOSIS SUPPLIES
5844 | 4224170626200 | "DIABETIC SHOES, FEMALE, WIDE/EXTRA-WIDE TOE BOX, SOFT COW/CALF LEATHER, NEOPRENE VAMP PADDED COLLARS THROUGH WEDGE SOLE, LACE CLOSING, PROTECTIVE INTERIOR THAT IS MADE FROM SOFT MATERIAL, AND STITCHING THAT DOESN#T PROTRUDE SO AS NOT TO CAUSE IRRITATION ; NON-BINDING UPPERS THAT ENSURE THAT THERE IS NO PRESSURE ON THE FOOT ; EXTRA DEPTH DESIGN, CAN ACCOMMODATE THICK ORTHOTIC INSERTS ; A DEEP TOE BOX THAT PROVIDES EXTRA ROOM FOR TOE MOVEMENT, LIGHTWEIGHT, CUSHIONING SOLES THAT FACILITATE MOBILITY AND STABILITY; STRETCHABLE SHOES CONFORM TO THE CONTOURS OF THE FOOT, BLACK, SIZE 42" | PROSTHETICS & ORTHOSIS SUPPLIES
5845 | 4224170626300 | "DIABETIC SHOES, FEMALE, WIDE/EXTRA-WIDE TOE BOX, SOFT COW/CALF LEATHER, NEOPRENE VAMP PADDED COLLARS THROUGH WEDGE SOLE, LACE CLOSING, PROTECTIVE INTERIOR THAT IS MADE FROM SOFT MATERIAL, AND STITCHING THAT DOESN#T PROTRUDE SO AS NOT TO CAUSE IRRITATION ; NON-BINDING UPPERS THAT ENSURE THAT THERE IS NO PRESSURE ON THE FOOT ; EXTRA DEPTH DESIGN, CAN ACCOMMODATE THICK ORTHOTIC INSERTS ; A DEEP TOE BOX THAT PROVIDES EXTRA ROOM FOR TOE MOVEMENT, LIGHTWEIGHT, CUSHIONING SOLES THAT FACILITATE MOBILITY AND STABILITY; STRETCHABLE SHOES CONFORM TO THE CONTOURS OF THE FOOT, BLACK, SIZE 42.5" | PROSTHETICS & ORTHOSIS SUPPLIES
5846 | 4224170626600 | "DIABETIC SHOES, MALE, WIDE/EXTRA-WIDE TOE BOX, SOFT COW/CALF LEATHER, NEOPRENE VAMP PADDED COLLARS THROUGH WEDGE SOLE, LACE CLOSING, PROTECTIVE INTERIOR THAT IS MADE FROM SOFT MATERIAL, AND STITCHING THAT DOESN#T PROTRUDE SO AS NOT TO CAUSE IRRITATION ; NON-BINDING UPPERS THAT ENSURE THAT THERE IS NO PRESSURE ON THE FOOT ; EXTRA DEPTH DESIGN, CAN ACCOMMODATE THICK ORTHOTIC INSERTS ; A DEEP TOE BOX THAT PROVIDES EXTRA ROOM FOR TOE MOVEMENT, LIGHTWEIGHT, CUSHIONING SOLES THAT FACILITATE MOBILITY AND STABILITY; STRETCHABLE SHOES CONFORM TO THE CONTOURS OF THE FOOT, BLACK, SIZE 43" | PROSTHETICS & ORTHOSIS SUPPLIES
5847 | 4224170626700 | "DIABETIC SHOES, MALE, WIDE/EXTRA-WIDE TOE BOX, SOFT COW/CALF LEATHER, NEOPRENE VAMP PADDED COLLARS THROUGH WEDGE SOLE, LACE CLOSING, PROTECTIVE INTERIOR THAT IS MADE FROM SOFT MATERIAL, AND STITCHING THAT DOESN#T PROTRUDE SO AS NOT TO CAUSE IRRITATION ; NON-BINDING UPPERS THAT ENSURE THAT THERE IS NO PRESSURE ON THE FOOT ; EXTRA DEPTH DESIGN, CAN ACCOMMODATE THICK ORTHOTIC INSERTS ; A DEEP TOE BOX THAT PROVIDES EXTRA ROOM FOR TOE MOVEMENT, LIGHTWEIGHT, CUSHIONING SOLES THAT FACILITATE MOBILITY AND STABILITY; STRETCHABLE SHOES CONFORM TO THE CONTOURS OF THE FOOT, BLACK, SIZE 44" | PROSTHETICS & ORTHOSIS SUPPLIES
5848 | 4224170626800 | "DIABETIC SHOES, MALE, WIDE/EXTRA-WIDE TOE BOX, SOFT COW/CALF LEATHER, NEOPRENE VAMP PADDED COLLARS THROUGH WEDGE SOLE, LACE CLOSING, PROTECTIVE INTERIOR THAT IS MADE FROM SOFT MATERIAL, AND STITCHING THAT DOESN#T PROTRUDE SO AS NOT TO CAUSE IRRITATION ; NON-BINDING UPPERS THAT ENSURE THAT THERE IS NO PRESSURE ON THE FOOT ; EXTRA DEPTH DESIGN, CAN ACCOMMODATE THICK ORTHOTIC INSERTS ; A DEEP TOE BOX THAT PROVIDES EXTRA ROOM FOR TOE MOVEMENT, LIGHTWEIGHT, CUSHIONING SOLES THAT FACILITATE MOBILITY AND STABILITY; STRETCHABLE SHOES CONFORM TO THE CONTOURS OF THE FOOT, BLACK, SIZE 45" | PROSTHETICS & ORTHOSIS SUPPLIES
5849 | 4224170626900 | "DIABETIC SHOES, MALE, WIDE/EXTRA-WIDE TOE BOX, SOFT COW/CALF LEATHER, NEOPRENE VAMP PADDED COLLARS THROUGH WEDGE SOLE, LACE CLOSING, PROTECTIVE INTERIOR THAT IS MADE FROM SOFT MATERIAL, AND STITCHING THAT DOESN#T PROTRUDE SO AS NOT TO CAUSE IRRITATION ; NON-BINDING UPPERS THAT ENSURE THAT THERE IS NO PRESSURE ON THE FOOT ; EXTRA DEPTH DESIGN, CAN ACCOMMODATE THICK ORTHOTIC INSERTS ; A DEEP TOE BOX THAT PROVIDES EXTRA ROOM FOR TOE MOVEMENT, LIGHTWEIGHT, CUSHIONING SOLES THAT FACILITATE MOBILITY AND STABILITY; STRETCHABLE SHOES CONFORM TO THE CONTOURS OF THE FOOT, BLACK, SIZE 46" | PROSTHETICS & ORTHOSIS SUPPLIES
5850 | 4224170627000 | "DIABETIC SHOES, MALE, WIDE/EXTRA-WIDE TOE BOX, SOFT COW/CALF LEATHER, NEOPRENE VAMP PADDED COLLARS THROUGH WEDGE SOLE, LACE CLOSING, PROTECTIVE INTERIOR THAT IS MADE FROM SOFT MATERIAL, AND STITCHING THAT DOESN#T PROTRUDE SO AS NOT TO CAUSE IRRITATION ; NON-BINDING UPPERS THAT ENSURE THAT THERE IS NO PRESSURE ON THE FOOT ; EXTRA DEPTH DESIGN, CAN ACCOMMODATE THICK ORTHOTIC INSERTS ; A DEEP TOE BOX THAT PROVIDES EXTRA ROOM FOR TOE MOVEMENT, LIGHTWEIGHT, CUSHIONING SOLES THAT FACILITATE MOBILITY AND STABILITY; STRETCHABLE SHOES CONFORM TO THE CONTOURS OF THE FOOT, BLACK, SIZE 47" | PROSTHETICS & ORTHOSIS SUPPLIES
5851 | 4224170615100 | "DIABETIC SANDALS, FEMALE, FULL LEATHER UPPER, VELCRO CLOSURE, STIFF BOAT-SHAPED OUTSOLE, EXTRA DEEP FIT FOR ACCOMMODATION OF MOLDED INSOLES, REMOVABLE INSOLES, ANKLE BACK STRAP, BIG OPENING; PROTECTIVE INTERIOR THAT IS MADE FROM SOFT MATERIAL, INSIDE SEAMLESS, NON-BINDING UPPERS; LIGHTWEIGHT, CUSHIONING SOLES, STRETCHABLE SHOES CONFORM TO THE CONTOURS OF THE FOOT AND HELP ELIMINATE PRESSURE POINTS, BLACK, SIZE 36" | PROSTHETICS & ORTHOSIS SUPPLIES
5852 | 4224170615200 | "DIABETIC SANDALS, FEMALE, FULL LEATHER UPPER, VELCRO CLOSURE, STIFF BOAT-SHAPED OUTSOLE, EXTRA DEEP FIT FOR ACCOMMODATION OF MOLDED INSOLES, REMOVABLE INSOLES, ANKLE BACK STRAP, BIG OPENING; PROTECTIVE INTERIOR THAT IS MADE FROM SOFT MATERIAL, INSIDE SEAMLESS, NON-BINDING UPPERS; LIGHTWEIGHT, CUSHIONING SOLES, STRETCHABLE SHOES CONFORM TO THE CONTOURS OF THE FOOT AND HELP ELIMINATE PRESSURE POINTS, BLACK, SIZE 37" | PROSTHETICS & ORTHOSIS SUPPLIES
5853 | 4224170615300 | "DIABETIC SANDALS, FEMALE, FULL LEATHER UPPER, VELCRO CLOSURE, STIFF BOAT-SHAPED OUTSOLE, EXTRA DEEP FIT FOR ACCOMMODATION OF MOLDED INSOLES, REMOVABLE INSOLES, ANKLE BACK STRAP, BIG OPENING; PROTECTIVE INTERIOR THAT IS MADE FROM SOFT MATERIAL, INSIDE SEAMLESS, NON-BINDING UPPERS; LIGHTWEIGHT, CUSHIONING SOLES, STRETCHABLE SHOES CONFORM TO THE CONTOURS OF THE FOOT AND HELP ELIMINATE PRESSURE POINTS, BLACK, SIZE 38" | PROSTHETICS & ORTHOSIS SUPPLIES
5854 | 4224170615400 | "DIABETIC SANDALS, FEMALE, FULL LEATHER UPPER, VELCRO CLOSURE, STIFF BOAT-SHAPED OUTSOLE, EXTRA DEEP FIT FOR ACCOMMODATION OF MOLDED INSOLES, REMOVABLE INSOLES, ANKLE BACK STRAP, BIG OPENING; PROTECTIVE INTERIOR THAT IS MADE FROM SOFT MATERIAL, INSIDE SEAMLESS, NON-BINDING UPPERS; LIGHTWEIGHT, CUSHIONING SOLES, STRETCHABLE SHOES CONFORM TO THE CONTOURS OF THE FOOT AND HELP ELIMINATE PRESSURE POINTS, BLACK, SIZE 39" | PROSTHETICS & ORTHOSIS SUPPLIES
5855 | 4224170615500 | "DIABETIC SANDALS, FEMALE, FULL LEATHER UPPER, VELCRO CLOSURE, STIFF BOAT-SHAPED OUTSOLE, EXTRA DEEP FIT FOR ACCOMMODATION OF MOLDED INSOLES, REMOVABLE INSOLES, ANKLE BACK STRAP, BIG OPENING; PROTECTIVE INTERIOR THAT IS MADE FROM SOFT MATERIAL, INSIDE SEAMLESS, NON-BINDING UPPERS; LIGHTWEIGHT, CUSHIONING SOLES, STRETCHABLE SHOES CONFORM TO THE CONTOURS OF THE FOOT AND HELP ELIMINATE PRESSURE POINTS, BLACK, SIZE 40" | PROSTHETICS & ORTHOSIS SUPPLIES
5856 | 4224170615600 | "DIABETIC SANDALS, FEMALE, FULL LEATHER UPPER, VELCRO CLOSURE, STIFF BOAT-SHAPED OUTSOLE, EXTRA DEEP FIT FOR ACCOMMODATION OF MOLDED INSOLES, REMOVABLE INSOLES, ANKLE BACK STRAP, BIG OPENING; PROTECTIVE INTERIOR THAT IS MADE FROM SOFT MATERIAL, INSIDE SEAMLESS, NON-BINDING UPPERS; LIGHTWEIGHT, CUSHIONING SOLES, STRETCHABLE SHOES CONFORM TO THE CONTOURS OF THE FOOT AND HELP ELIMINATE PRESSURE POINTS, BLACK, SIZE 41" | PROSTHETICS & ORTHOSIS SUPPLIES
5857 | 4221150601300 | "OFF LOADING WALKING BOOT, LOW PROFILE ROCKER BOTTOM, WITH ACTIVE OFFLOADING INSOLE, SIZE EXTRA LARGE" | PROSTHETICS & ORTHOSIS SUPPLIES
5858 | 4221150601400 | "OFF LOADING WALKING BOOT, LOW PROFILE ROCKER BOTTOM, WITH ACTIVE OFFLOADING INSOLE, SIZE EXTRA SMALL" | PROSTHETICS & ORTHOSIS SUPPLIES
5859 | 4221150601000 | "OFF LOADING WALKING BOOT, LOW PROFILE ROCKER BOTTOM, WITH ACTIVE OFFLOADING INSOLE, SIZE LARGE" | PROSTHETICS & ORTHOSIS SUPPLIES
5860 | 4221150601100 | "OFF LOADING WALKING BOOT, LOW PROFILE ROCKER BOTTOM, WITH ACTIVE OFFLOADING INSOLE, SIZE MEDIUM" | PROSTHETICS & ORTHOSIS SUPPLIES
5861 | 4221150601200 | "OFF LOADING WALKING BOOT, LOW PROFILE ROCKER BOTTOM, WITH ACTIVE OFFLOADING INSOLE, SIZE SMALL" | PROSTHETICS & ORTHOSIS SUPPLIES
5862 | 4224200031800 | "DIAGONAL-CUTTING AND SIDE-CUTTING PLIERS, AN ORTHOTICS WORKSHOP TOOL, SIDE PIECE WITH PVC COATING, FOR HARD WIRE, LENGTH 160-200 MM APPROXIMATELY" | PROSTHETICS & ORTHOSIS SUPPLIES
5863 | 4224200019900 | DIRECT SOCKET LAMINATION SYSTEM, TRANSFEMORAL AMPUTEES OF ALL PATIENT ACTIVITY LEVELS, WITH USE OF THE DIRECT SOCKET MATERIALS, TOOLS, BRIM, THE MATERIAL ARE PROVIDED IN KIT WHERE EACH KIT PROVIDES ALL THE CONSUMABLES NEEDED TO FABRICATE ONE SOCKET | PROSTHETICS & ORTHOSIS SUPPLIES
5864 | 4224200029900 | "DIRECT SOCKET MATERIAL, GLASS FIBER, LARGE DISTAL CONNECTOR, SIZE 7 INCH APPROXIMATELY" | PROSTHETICS & ORTHOSIS SUPPLIES
5865 | 4224200030000 | "DIRECT SOCKET MATERIAL, GLASS FIBER, LARGE DISTAL CONNECTOR, SIZE 9 INCH APPROXIMATELY" | PROSTHETICS & ORTHOSIS SUPPLIES
5866 | 4224200029700 | "DIRECT SOCKET MATERIAL, GLASS FIBER, STANDARD DISTAL CONNECTOR, SIZE 5 INCH APPROXIMATELY" | PROSTHETICS & ORTHOSIS SUPPLIES
5867 | 4224200029800 | "DIRECT SOCKET MATERIAL, GLASS FIBER, STANDARD DISTAL CONNECTOR, SIZE 7 INCH APPROXIMATELY" | PROSTHETICS & ORTHOSIS SUPPLIES
5868 | 4224171310500 | "DOUBLE - SIDED ADHESIVE TAPE FOR ADHERING INNER SOCKET TO OUTER FRAME, TRANSPARENT, LENGTH 50 METERS APPROXIMATELY, WIDTH 19 MM APPROXIMATELY" | PROSTHETICS & ORTHOSIS SUPPLIES
5869 | 4224200006500 | "ADAPTER, DOUBLE, MALE/MALE 32 MM STAINLESS STEEL SYSTEM HEIGHT: 32 MM APPROXIMATELY, FOR BODY WEIGHT UP TO 150 KG" | PROSTHETICS & ORTHOSIS SUPPLIES
5870 | 4224200007200 | "ADAPTER, DOUBLE, TITANIUM MALE/FEMALE SYSTEM HEIGHT: 36 MM FOR BODY WEIGHT UP TO 150 KG" | PROSTHETICS & ORTHOSIS SUPPLIES
5871 | 4224152003100 | "DOUBLE TUBULAR RIVET (SPEED RIVET), CAP AND LOWER PART CLOSED, IRON NICKEL PLATED, 11 MM X 9 MM APPROXIMATELY" | PROSTHETICS & ORTHOSIS SUPPLIES
5872 | 4224152003000 | "DOUBLE TUBULAR RIVET (SPEED RIVET), CAP AND LOWER PART CLOSED, IRON NICKEL PLATED, 13 MM X 12 MM APPROXIMATELY" | PROSTHETICS & ORTHOSIS SUPPLIES
5873 | 4224152003200 | "DOUBLE TUBULAR RIVET (SPEED RIVET), CAP AND LOWER PART CLOSED, IRON NICKEL PLATED, 9 MM X 9 MM APPROXIMATELY" | PROSTHETICS & ORTHOSIS SUPPLIES
5874 | 4224200033200 | DRAW KNIFE FOR MODIFICATION PURPOSES, AN ORTHOTICS WORKSHOP TOOL, STEEL BLADE, WITH WOODEN HANDLE | PROSTHETICS & ORTHOSIS SUPPLIES
5875 | 4224200034600 | DRILL BITS KIT, AN ORTHOTICS WORKSHOP TOOL, USING FOR CUT AND MAKE HOLE FOR METAL SURFACES | PROSTHETICS & ORTHOSIS SUPPLIES
5876 | 4224200034700 | DRILL BITS KIT, AN ORTHOTICS WORKSHOP TOOL, USING FOR CUT AND MAKE HOLE FOR STEEL SURFACES | PROSTHETICS & ORTHOSIS SUPPLIES
5877 | 4224200034500 | DRILL BITS KIT, AN ORTHOTICS WORKSHOP TOOL, USING FOR CUT AND MAKE HOLE FOR WOOD SURFACES | PROSTHETICS & ORTHOSIS SUPPLIES
5878 | 4229170102700 | "DRILL, CONICAL, PLASTIC, DIAMETER 20 MM APPROXIMATELY" | PROSTHETICS & ORTHOSIS SUPPLIES
5879 | 4229170102800 | "DRILL, CONICAL, PLASTIC, DIAMETER 30 MM APPROXIMATELY" | PROSTHETICS & ORTHOSIS SUPPLIES
5880 | 4224200013400 | "DUMMIES, FOR FIXING, ANKLE JOINT, SIZE: LARGE" | PROSTHETICS & ORTHOSIS SUPPLIES
5881 | 4224200013500 | "DUMMIES, FOR FIXING, ANKLE JOINT, SIZE: MEDIUM" | PROSTHETICS & ORTHOSIS SUPPLIES
5882 | 4224200013600 | "DUMMIES, FOR FIXING, ANKLE JOINT, SIZE: PEDIATRIC" | PROSTHETICS & ORTHOSIS SUPPLIES
5883 | 4224170701400 | "DYNAMIC ANKLE FOOT ORTHOSIS (DAFO), PREFABRICATED DYNAMIC ANKLE FOOT ORTHOSIS FOR PEDIATRIC (TOE WALKING, PLANTER FLEXION STABILITY, CORRECT PRONATION/SUPINATION) EACH ONE IS 2 EACH AND THREE COLORS ""BLUE, PINK, WHITE"", SIZE 4 INCHES LEFT" | PROSTHETICS & ORTHOSIS SUPPLIES
5884 | 4224170701500 | "DYNAMIC ANKLE FOOT ORTHOSIS (DAFO), PREFABRICATED DYNAMIC ANKLE FOOT ORTHOSIS FOR PEDIATRIC (TOE WALKING, PLANTER FLEXION STABILITY, CORRECT PRONATION/SUPINATION), EACH ONE IS 2 PIECE AND THREE COLORS ""BLUE, PINK, WHITE"", SIZE 4 INCHES, RIGHT" | PROSTHETICS & ORTHOSIS SUPPLIES
5885 | 4224170701600 | "DYNAMIC ANKLE FOOT ORTHOSIS (DAFO), PREFABRICATED DYNAMIC ANKLE FOOT ORTHOSIS FOR PEDIATRIC (TOE WALKING, PLANTER FLEXION STABILITY, CORRECT PRONATION/SUPINATION), EACH ONE IS 2 PIECE AND THREE COLORS ""BLUE, PINK, WHITE"", SIZE 4.25 INCHES, LEFT" | PROSTHETICS & ORTHOSIS SUPPLIES
5886 | 4224170701700 | "DYNAMIC ANKLE FOOT ORTHOSIS (DAFO), PREFABRICATED DYNAMIC ANKLE FOOT ORTHOSIS FOR PEDIATRIC (TOE WALKING, PLANTER FLEXION STABILITY, CORRECT PRONATION/SUPINATION), EACH ONE IS 2 PIECE AND THREE COLORS ""BLUE, PINK, WHITE"", SIZE 4.25 INCHES, RIGHT" | PROSTHETICS & ORTHOSIS SUPPLIES
5887 | 4224170701800 | "DYNAMIC ANKLE FOOT ORTHOSIS (DAFO), PREFABRICATED DYNAMIC ANKLE FOOT ORTHOSIS FOR PEDIATRIC (TOE WALKING, PLANTER FLEXION STABILITY, CORRECT PRONATION/SUPINATION), EACH ONE IS 2 PIECE AND THREE COLORS ""BLUE, PINK, WHITE"", SIZE 4.5 INCHES, LEFT" | PROSTHETICS & ORTHOSIS SUPPLIES
5888 | 4224170701900 | "DYNAMIC ANKLE FOOT ORTHOSIS (DAFO), PREFABRICATED DYNAMIC ANKLE FOOT ORTHOSIS FOR PEDIATRIC (TOE WALKING, PLANTER FLEXION STABILITY, CORRECT PRONATION/SUPINATION), EACH ONE IS 2 PIECE AND THREE COLORS ""BLUE, PINK, WHITE"", SIZE 4.5 INCHES, RIGHT" | PROSTHETICS & ORTHOSIS SUPPLIES
5889 | 4224170702000 | "DYNAMIC ANKLE FOOT ORTHOSIS (DAFO), PREFABRICATED DYNAMIC ANKLE FOOT ORTHOSIS FOR PEDIATRIC (TOE WALKING, PLANTER FLEXION STABILITY, CORRECT PRONATION/SUPINATION), EACH ONE IS 2 PIECE AND THREE COLORS ""BLUE, PINK, WHITE"", SIZE 4.75 INCHES, LEFT" | PROSTHETICS & ORTHOSIS SUPPLIES
5890 | 4224170702100 | "DYNAMIC ANKLE FOOT ORTHOSIS (DAFO), PREFABRICATED DYNAMIC ANKLE FOOT ORTHOSIS FOR PEDIATRIC (TOE WALKING, PLANTER FLEXION STABILITY, CORRECT PRONATION/SUPINATION), EACH ONE IS 2 PIECE AND THREE COLORS ""BLUE, PINK, WHITE"", SIZE 4.75 INCHES, RIGHT" | PROSTHETICS & ORTHOSIS SUPPLIES
5891 | 4224170702200 | "DYNAMIC ANKLE FOOT ORTHOSIS (DAFO), PREFABRICATED DYNAMIC ANKLE FOOT ORTHOSIS FOR PEDIATRIC (TOE WALKING, PLANTER FLEXION STABILITY, CORRECT PRONATION/SUPINATION), EACH ONE IS 2 PIECE AND THREE COLORS ""BLUE, PINK, WHITE"", SIZE 5 INCHES, LEFT" | PROSTHETICS & ORTHOSIS SUPPLIES
5892 | 4224170702300 | "DYNAMIC ANKLE FOOT ORTHOSIS (DAFO), PREFABRICATED DYNAMIC ANKLE FOOT ORTHOSIS FOR PEDIATRIC (TOE WALKING, PLANTER FLEXION STABILITY, CORRECT PRONATION/SUPINATION), EACH ONE IS 2 PIECE AND THREE COLORS ""BLUE, PINK, WHITE"", SIZE 5 INCHES, RIGHT" | PROSTHETICS & ORTHOSIS SUPPLIES
5893 | 4224170702400 | "DYNAMIC ANKLE FOOT ORTHOSIS (DAFO), PREFABRICATED DYNAMIC ANKLE FOOT ORTHOSIS FOR PEDIATRIC (TOE WALKING, PLANTER FLEXION STABILITY, CORRECT PRONATION/SUPINATION), EACH ONE IS 2 PIECE AND THREE COLORS ""BLUE, PINK, WHITE"", SIZE 5.25 INCHES, LEFT" | PROSTHETICS & ORTHOSIS SUPPLIES
5894 | 4224170702500 | "DYNAMIC ANKLE FOOT ORTHOSIS (DAFO), PREFABRICATED DYNAMIC ANKLE FOOT ORTHOSIS FOR PEDIATRIC (TOE WALKING, PLANTER FLEXION STABILITY, CORRECT PRONATION/SUPINATION), EACH ONE IS 2 PIECE AND THREE COLORS ""BLUE, PINK, WHITE"", SIZE 5.25 INCHES, RIGHT" | PROSTHETICS & ORTHOSIS SUPPLIES
5895 | 4224170702600 | "DYNAMIC ANKLE FOOT ORTHOSIS (DAFO), PREFABRICATED DYNAMIC ANKLE FOOT ORTHOSIS FOR PEDIATRIC (TOE WALKING, PLANTER FLEXION STABILITY, CORRECT PRONATION/SUPINATION), EACH ONE IS 2 PIECE AND THREE COLORS ""BLUE, PINK, WHITE"", SIZE 5.5 INCHES, LEFT" | PROSTHETICS & ORTHOSIS SUPPLIES
5896 | 4224170702700 | "DYNAMIC ANKLE FOOT ORTHOSIS (DAFO), PREFABRICATED DYNAMIC ANKLE FOOT ORTHOSIS FOR PEDIATRIC (TOE WALKING, PLANTER FLEXION STABILITY, CORRECT PRONATION/SUPINATION), EACH ONE IS 2 PIECE AND THREE COLORS ""BLUE, PINK, WHITE"", SIZE 5.5 INCHES, RIGHT" | PROSTHETICS & ORTHOSIS SUPPLIES
5897 | 4224170702800 | "DYNAMIC ANKLE FOOT ORTHOSIS (DAFO), PREFABRICATED DYNAMIC ANKLE FOOT ORTHOSIS FOR PEDIATRIC (TOE WALKING, PLANTER FLEXION STABILITY, CORRECT PRONATION/SUPINATION), EACH ONE IS 2 PIECE AND THREE COLORS ""BLUE, PINK, WHITE"", SIZE 5.75 INCHES, LEFT" | PROSTHETICS & ORTHOSIS SUPPLIES
5898 | 4224170702900 | "DYNAMIC ANKLE FOOT ORTHOSIS (DAFO), PREFABRICATED DYNAMIC ANKLE FOOT ORTHOSIS FOR PEDIATRIC (TOE WALKING, PLANTER FLEXION STABILITY, CORRECT PRONATION/SUPINATION), EACH ONE IS 2 PIECE AND THREE COLORS ""BLUE, PINK, WHITE"", SIZE 5.75 INCHES, RIGHT" | PROSTHETICS & ORTHOSIS SUPPLIES
5899 | 4224170703100 | "DYNAMIC ANKLE FOOT ORTHOSIS (DAFO), PREFABRICATED DYNAMIC ANKLE FOOT ORTHOSIS FOR PEDIATRIC (TOE WALKING, PLANTER FLEXION STABILITY, CORRECT PRONATION/SUPINATION), EACH ONE IS 2 PIECE AND THREE COLORS ""BLUE, PINK, WHITE"", SIZE 6 INCHES, LEFT" | PROSTHETICS & ORTHOSIS SUPPLIES
5900 | 4224170703000 | "DYNAMIC ANKLE FOOT ORTHOSIS (DAFO), PREFABRICATED DYNAMIC ANKLE FOOT ORTHOSIS FOR PEDIATRIC (TOE WALKING, PLANTER FLEXION STABILITY, CORRECT PRONATION/SUPINATION), EACH ONE IS 2 PIECE AND THREE COLORS ""BLUE, PINK, WHITE"", SIZE 6 INCHES, RIGHT" | PROSTHETICS & ORTHOSIS SUPPLIES
5901 | 4224170703200 | "DYNAMIC ANKLE FOOT ORTHOSIS (DAFO), PREFABRICATED DYNAMIC ANKLE FOOT ORTHOSIS FOR PEDIATRIC (TOE WALKING, PLANTER FLEXION STABILITY, CORRECT PRONATION/SUPINATION), EACH ONE IS 2 PIECE AND THREE COLORS ""BLUE, PINK, WHITE"", SIZE 6.25 INCHES, LEFT" | PROSTHETICS & ORTHOSIS SUPPLIES
5902 | 4224170703300 | "DYNAMIC ANKLE FOOT ORTHOSIS (DAFO), PREFABRICATED DYNAMIC ANKLE FOOT ORTHOSIS FOR PEDIATRIC (TOE WALKING, PLANTER FLEXION STABILITY, CORRECT PRONATION/SUPINATION), EACH ONE IS 2 PIECE AND THREE COLORS ""BLUE, PINK, WHITE"", SIZE 6.25 INCHES, RIGHT" | PROSTHETICS & ORTHOSIS SUPPLIES
5903 | 4224170703500 | "DYNAMIC ANKLE FOOT ORTHOSIS (DAFO), PREFABRICATED DYNAMIC ANKLE FOOT ORTHOSIS FOR PEDIATRIC (TOE WALKING, PLANTER FLEXION STABILITY, CORRECT PRONATION/SUPINATION), EACH ONE IS 2 PIECE AND THREE COLORS ""BLUE, PINK, WHITE"", SIZE 6.5 INCHES, LEFT" | PROSTHETICS & ORTHOSIS SUPPLIES
5904 | 4224170703400 | "DYNAMIC ANKLE FOOT ORTHOSIS (DAFO), PREFABRICATED DYNAMIC ANKLE FOOT ORTHOSIS FOR PEDIATRIC (TOE WALKING, PLANTER FLEXION STABILITY, CORRECT PRONATION/SUPINATION), EACH ONE IS 2 PIECE AND THREE COLORS ""BLUE, PINK, WHITE"", SIZE 6.5 INCHES, RIGHT" | PROSTHETICS & ORTHOSIS SUPPLIES
5905 | 4224170703600 | "DYNAMIC ANKLE FOOT ORTHOSIS (DAFO), PREFABRICATED DYNAMIC ANKLE FOOT ORTHOSIS FOR PEDIATRIC (TOE WALKING, PLANTER FLEXION STABILITY, CORRECT PRONATION/SUPINATION), EACH ONE IS 2 PIECE AND THREE COLORS ""BLUE, PINK, WHITE"", SIZE 6.75 INCHES, LEFT" | PROSTHETICS & ORTHOSIS SUPPLIES
5906 | 4224170703700 | "DYNAMIC ANKLE FOOT ORTHOSIS (DAFO), PREFABRICATED DYNAMIC ANKLE FOOT ORTHOSIS FOR PEDIATRIC (TOE WALKING, PLANTER FLEXION STABILITY, CORRECT PRONATION/SUPINATION), EACH ONE IS 2 PIECE AND THREE COLORS ""BLUE, PINK, WHITE"", SIZE 6.75 INCHES, RIGHT" | PROSTHETICS & ORTHOSIS SUPPLIES
5907 | 4224170703900 | "DYNAMIC ANKLE FOOT ORTHOSIS (DAFO), PREFABRICATED DYNAMIC ANKLE FOOT ORTHOSIS FOR PEDIATRIC (TOE WALKING, PLANTER FLEXION STABILITY, CORRECT PRONATION/SUPINATION), EACH ONE IS 2 PIECE AND THREE COLORS ""BLUE, PINK, WHITE"", SIZE 7 INCHES, LEFT" | PROSTHETICS & ORTHOSIS SUPPLIES
5908 | 4224170703800 | "DYNAMIC ANKLE FOOT ORTHOSIS (DAFO), PREFABRICATED DYNAMIC ANKLE FOOT ORTHOSIS FOR PEDIATRIC (TOE WALKING, PLANTER FLEXION STABILITY, CORRECT PRONATION/SUPINATION), EACH ONE IS 2 PIECE AND THREE COLORS ""BLUE, PINK, WHITE"", SIZE 7 INCHES, RIGHT" | PROSTHETICS & ORTHOSIS SUPPLIES
5909 | 4224170704000 | "DYNAMIC ANKLE FOOT ORTHOSIS (DAFO), PREFABRICATED DYNAMIC ANKLE FOOT ORTHOSIS FOR PEDIATRIC (TOE WALKING, PLANTER FLEXION STABILITY, CORRECT PRONATION/SUPINATION), EACH ONE IS 2 PIECE AND THREE COLORS ""BLUE, PINK, WHITE"", SIZE 7.25 INCHES, LEFT" | PROSTHETICS & ORTHOSIS SUPPLIES
5910 | 4224170704100 | "DYNAMIC ANKLE FOOT ORTHOSIS (DAFO), PREFABRICATED DYNAMIC ANKLE FOOT ORTHOSIS FOR PEDIATRIC (TOE WALKING, PLANTER FLEXION STABILITY, CORRECT PRONATION/SUPINATION), EACH ONE IS 2 PIECE AND THREE COLORS ""BLUE, PINK, WHITE"", SIZE 7.25 INCHES, RIGHT" | PROSTHETICS & ORTHOSIS SUPPLIES
5911 | 4224170704300 | "DYNAMIC ANKLE FOOT ORTHOSIS (DAFO), PREFABRICATED DYNAMIC ANKLE FOOT ORTHOSIS FOR PEDIATRIC (TOE WALKING, PLANTER FLEXION STABILITY, CORRECT PRONATION/SUPINATION), EACH ONE IS 2 PIECE AND THREE COLORS ""BLUE, PINK, WHITE"", SIZE 7.5 INCHES, LEFT" | PROSTHETICS & ORTHOSIS SUPPLIES
5912 | 4224170704200 | "DYNAMIC ANKLE FOOT ORTHOSIS (DAFO), PREFABRICATED DYNAMIC ANKLE FOOT ORTHOSIS FOR PEDIATRIC (TOE WALKING, PLANTER FLEXION STABILITY, CORRECT PRONATION/SUPINATION), EACH ONE IS 2 PIECE AND THREE COLORS ""BLUE, PINK, WHITE"", SIZE 7.5 INCHES, RIGHT" | PROSTHETICS & ORTHOSIS SUPPLIES
5913 | 4224170704400 | "DYNAMIC ANKLE FOOT ORTHOSIS (DAFO), PREFABRICATED DYNAMIC ANKLE FOOT ORTHOSIS FOR PEDIATRIC (TOE WALKING, PLANTER FLEXION STABILITY, CORRECT PRONATION/SUPINATION), EACH ONE IS 2 PIECE AND THREE COLORS ""BLUE, PINK, WHITE"", SIZE 7.75 INCHES, LEFT" | PROSTHETICS & ORTHOSIS SUPPLIES
5914 | 4224170704500 | "DYNAMIC ANKLE FOOT ORTHOSIS (DAFO), PREFABRICATED DYNAMIC ANKLE FOOT ORTHOSIS FOR PEDIATRIC (TOE WALKING, PLANTER FLEXION STABILITY, CORRECT PRONATION/SUPINATION), EACH ONE IS 2 PIECE AND THREE COLORS ""BLUE, PINK, WHITE"", SIZE 7.75 INCHES, RIGHT" | PROSTHETICS & ORTHOSIS SUPPLIES
5915 | 4224170704700 | "DYNAMIC ANKLE FOOT ORTHOSIS (DAFO), PREFABRICATED DYNAMIC ANKLE FOOT ORTHOSIS FOR PEDIATRIC (TOE WALKING, PLANTER FLEXION STABILITY, CORRECT PRONATION/SUPINATION), EACH ONE IS 2 PIECE AND THREE COLORS ""BLUE, PINK, WHITE"", SIZE 8 INCHES, LEFT" | PROSTHETICS & ORTHOSIS SUPPLIES
5916 | 4224170704600 | "DYNAMIC ANKLE FOOT ORTHOSIS (DAFO), PREFABRICATED DYNAMIC ANKLE FOOT ORTHOSIS FOR PEDIATRIC (TOE WALKING, PLANTER FLEXION STABILITY, CORRECT PRONATION/SUPINATION), EACH ONE IS 2 PIECE AND THREE COLORS ""BLUE, PINK, WHITE"", SIZE 8 INCHES, RIGHT" | PROSTHETICS & ORTHOSIS SUPPLIES
5917 | 4224170704800 | "DYNAMIC ANKLE FOOT ORTHOSIS (DAFO), PREFABRICATED DYNAMIC ANKLE FOOT ORTHOSIS FOR PEDIATRIC (TOE WALKING, PLANTER FLEXION STABILITY, CORRECT PRONATION/SUPINATION), EACH ONE IS 2 PIECE AND THREE COLORS ""BLUE, PINK, WHITE"", SIZE 8.25 INCHES, LEFT" | PROSTHETICS & ORTHOSIS SUPPLIES
5918 | 4224170704900 | "DYNAMIC ANKLE FOOT ORTHOSIS (DAFO), PREFABRICATED DYNAMIC ANKLE FOOT ORTHOSIS FOR PEDIATRIC (TOE WALKING, PLANTER FLEXION STABILITY, CORRECT PRONATION/SUPINATION), EACH ONE IS 2 PIECE AND THREE COLORS ""BLUE, PINK, WHITE"", SIZE 8.25 INCHES, RIGHT" | PROSTHETICS & ORTHOSIS SUPPLIES
5919 | 4224170705000 | "DYNAMIC ANKLE FOOT ORTHOSIS (DAFO), PREFABRICATED DYNAMIC ANKLE FOOT ORTHOSIS FOR PEDIATRIC (TOE WALKING, PLANTER FLEXION STABILITY, CORRECT PRONATION/SUPINATION), EACH ONE IS 2 PIECE AND THREE COLORS ""BLUE, PINK, WHITE"", SIZE 8.5 INCHES, LEFT" | PROSTHETICS & ORTHOSIS SUPPLIES
5920 | 4224170705100 | "DYNAMIC ANKLE FOOT ORTHOSIS (DAFO), PREFABRICATED DYNAMIC ANKLE FOOT ORTHOSIS FOR PEDIATRIC (TOE WALKING, PLANTER FLEXION STABILITY, CORRECT PRONATION/SUPINATION), EACH ONE IS 2 PIECE AND THREE COLORS ""BLUE, PINK, WHITE"", SIZE 8.5 INCHES, RIGHT" | PROSTHETICS & ORTHOSIS SUPPLIES
5921 | 4224200107600 | "DYNAMIC ANKLE FOOT ORTHOSIS (DAFO), RIGHT, FOOT SIZE 10 3/4 INCHES, FOOT PLATE 10 1/4 INCHES, HEIGHT AT THICKEST PART OF CALF 13 1/4 INCH-15 INCHES, PROXIMAL STRAP 14 1/4 INCHES, HEEL HEIGHT 3/5 INCHES APPROXIMATELY, CARBON FIBER INCORPORATED LIGHTWEIGHT ENERGY RETURN WITH TEXTILE COVER TO PREVENT SKIN CONTACT" | PROSTHETICS & ORTHOSIS SUPPLIES
5922 | 4224200107700 | "DYNAMIC ANKLE FOOT ORTHOSIS (DAFO), RIGHT, FOOT SIZE 10 INCHES FOOT PLATE 93/4 INCHES, HEIGHT AT THICKEST PART OF CALF 12 1/2 INCHES - 14 1/4 INCHES, PROXIMAL STRAP 131/4 INCHES, HEEL HEIGHT 3/5 INCHES APPROXIMATELY, CARBON FIBER INCORPORATED LIGHTWEIGHT ENERGY RETURN WITH TEXTILE COVER TO PREVENT SKIN CONTACT" | PROSTHETICS & ORTHOSIS SUPPLIES
5923 | 4224200120200 | "PROSTHETIC FOOT FOR CHILDREN, SIZE 14, LEFT, SUPPLIED WITH FOOT ADAPTER AND SCREW CONNECTION, TUBE ADAPTER, TUBE CLAMP ADAPTER, SOCKET ADAPTER, COSMETIC FOAM, AND PERLON STOCKINGS" | PROSTHETICS & ORTHOSIS SUPPLIES
5924 | 4224200121000 | "PROSTHETIC FOOT FOR CHILDREN, SIZE 14, RIGHT, SUPPLIED WITH FOOT ADAPTER AND SCREW CONNECTION, TUBE ADAPTER, TUBE CLAMP ADAPTER, SOCKET ADAPTER, COSMETIC FOAM, AND PERLON STOCKINGS" | PROSTHETICS & ORTHOSIS SUPPLIES
5925 | 4224200120300 | "PROSTHETIC FOOT FOR CHILDREN, SIZE 15, LEFT, SUPPLIED WITH FOOT ADAPTER AND SCREW CONNECTION, TUBE ADAPTER, TUBE CLAMP ADAPTER, SOCKET ADAPTER, COSMETIC FOAM, AND PERLON STOCKINGS" | PROSTHETICS & ORTHOSIS SUPPLIES
5926 | 4224200121100 | "PROSTHETIC FOOT FOR CHILDREN, SIZE 15, RIGHT, SUPPLIED WITH FOOT ADAPTER AND SCREW CONNECTION, TUBE ADAPTER, TUBE CLAMP ADAPTER, SOCKET ADAPTER, COSMETIC FOAM, AND PERLON STOCKINGS" | PROSTHETICS & ORTHOSIS SUPPLIES
5927 | 4224200120400 | "PROSTHETIC FOOT FOR CHILDREN, SIZE 16, LEFT, SUPPLIED WITH FOOT ADAPTER AND SCREW CONNECTION, TUBE ADAPTER, TUBE CLAMP ADAPTER, SOCKET ADAPTER, COSMETIC FOAM, AND PERLON STOCKINGS" | PROSTHETICS & ORTHOSIS SUPPLIES
5928 | 4224200121200 | "PROSTHETIC FOOT FOR CHILDREN, SIZE 16, RIGHT, SUPPLIED WITH FOOT ADAPTER AND SCREW CONNECTION, TUBE ADAPTER, TUBE CLAMP ADAPTER, SOCKET ADAPTER, AND COSMETIC FOAM" | PROSTHETICS & ORTHOSIS SUPPLIES
5929 | 4224200120500 | "PROSTHETIC FOOT FOR CHILDREN, SIZE 17, LEFT, SUPPLIED WITH FOOT ADAPTER AND SCREW CONNECTION, TUBE ADAPTER, TUBE CLAMP ADAPTER, SOCKET ADAPTER, COSMETIC FOAM AND PERLON STOCKINGS" | PROSTHETICS & ORTHOSIS SUPPLIES
5930 | 4224200121300 | "PROSTHETIC FOOT FOR CHILDREN, SIZE 17, RIGHT, SUPPLIED WITH FOOT ADAPTER AND SCREW CONNECTION, TUBE ADAPTER, TUBE CLAMP ADAPTER, SOCKET ADAPTER, COSMETIC FOAM AND PERLON STOCKINGS" | PROSTHETICS & ORTHOSIS SUPPLIES
5931 | 4224200120600 | "PROSTHETIC FOOTFOR CHILDREN, SIZE 18, LEFT. SUPPLIED WITH FOOT ADAPTER AND SCREW CONNECTION, TUBE ADAPTER, TUBE CLAMP ADAPTER, SOCKET ADAPTER, COSMETIC FOAM AND PERLON STOCKINGS" | PROSTHETICS & ORTHOSIS SUPPLIES
5932 | 4224200121400 | "PROSTHETIC FOOT FOR CHILDREN, SIZE 18, RIGHT. SUPPLIED WITH FOOT ADAPTER AND SCREW CONNECTION, TUBE ADAPTER, TUBE CLAMP ADAPTER, SOCKET ADAPTER, COSMETIC FOAM AND PERLON STOCKINGS" | PROSTHETICS & ORTHOSIS SUPPLIES
5933 | 4224200120700 | "PROSTHETIC FOOT FOR CHILDREN, SIZE 19, LEFT. SUPPLIED WITH FOOT ADAPTER AND SCREW CONNECTION, TUBE ADAPTER, TUBE CLAMP ADAPTER, SOCKET ADAPTER, COSMETIC FOAM AND PERLON STOCKINGS" | PROSTHETICS & ORTHOSIS SUPPLIES
5934 | 4224200121500 | "PROSTHETIC FOOT FOR CHILDREN, SIZE 19, RIGHT. SUPPLIED WITH FOOT ADAPTER AND SCREW CONNECTION, TUBE ADAPTER, TUBE CLAMP ADAPTER, SOCKET ADAPTER, COSMETIC FOAM AND PERLON STOCKINGS" | PROSTHETICS & ORTHOSIS SUPPLIES
5935 | 4224200120800 | "PROSTHETIC FOOTFOR CHILDREN, SIZE 20, LEFT. SUPPLIED WITH FOOT ADAPTER AND SCREW CONNECTION, TUBE ADAPTER, TUBE CLAMP ADAPTER, SOCKET ADAPTER, COSMETIC FOAM AND PERLON STOCKINGS" | PROSTHETICS & ORTHOSIS SUPPLIES
5936 | 4224200121600 | "PROSTHETIC FOOT FOR CHILDREN, SIZE 20, RIGHT. SUPPLIED WITH FOOT ADAPTER AND SCREW CONNECTION, TUBE ADAPTER, TUBE CLAMP ADAPTER, SOCKET ADAPTER, COSMETIC FOAM, AND PERLON STOCKINGS" | PROSTHETICS & ORTHOSIS SUPPLIES
5937 | 4224200120900 | "PROSTHETIC FOOT FOR CHILDREN, SIZE 21, LEFT. SUPPLIED WITH FOOT ADAPTER AND SCREW CONNECTION, TUBE ADAPTER, TUBE CLAMP ADAPTER, SOCKET ADAPTER, COSMETIC FOAM, AND PERLON STOCKINGS" | PROSTHETICS & ORTHOSIS SUPPLIES
5938 | 4224200121700 | "PROSTHETIC FOOT FOR CHILDREN, SIZE 21, RIGHT, SUPPLIED WITH FOOT ADAPTER AND SCREW CONNECTION, TUBE ADAPTER, TUBE CLAMP ADAPTER, SOCKET ADAPTER, COSMETIC FOAM, AND PERLON STOCKINGS" | PROSTHETICS & ORTHOSIS SUPPLIES
5939 | 4224200107900 | "PROSTHETIC FOOT FOR MEN, WITH INNER FLEXIBLE FOOT, DORSAL REINFORCEMENT, MEDIUM DENSITY HEEL AND RESEMBLES THE NATURAL FOOT SHAPE WITH SMOOTH SURFACE, SHAPED TOES AND SANDAL TOE, COMFORTABLE HEEL STRIKE AND A SMOOTHER MORE DYNAMIC, HEEL HEIGHT 10 MM, LEFT, MEN, SIZE 22 CM" | PROSTHETICS & ORTHOSIS SUPPLIES
5940 | 4224200108000 | "PROSTHETIC FOOT FOR MEN, WITH INNER FLEXIBLE FOOT, DORSAL REINFORCEMENT, MEDIUM DENSITY HEEL AND RESEMBLES THE NATURAL FOOT SHAPE WITH SMOOTH SURFACE, SHAPED TOES AND SANDAL TOE, COMFORTABLE HEEL STRIKE AND A SMOOTHER MORE DYNAMIC, HEEL HEIGHT 10 MM, LEFT, MEN, SIZE 23 CM" | PROSTHETICS & ORTHOSIS SUPPLIES
5941 | 4224200108600 | "PROSTHETIC FOOT FOR MEN, WITH INNER FLEXIBLE FOOT, DORSAL REINFORCEMENT, MEDIUM DENSITY HEEL AND RESEMBLES THE NATURAL FOOT SHAPE WITH SMOOTH SURFACE, SHAPED TOES AND SANDAL TOE, COMFORTABLE HEEL STRIKE AND A SMOOTHER MORE DYNAMIC, HEEL HEIGHT 10 MM, LEFT, MEN, SIZE 24 CM" | PROSTHETICS & ORTHOSIS SUPPLIES
5942 | 4224200108700 | "PROSTHETIC FOOT FOR MEN, WITH INNER FLEXIBLE FOOT, DORSAL REINFORCEMENT, MEDIUM DENSITY HEEL AND RESEMBLES THE NATURAL FOOT SHAPE WITH SMOOTH SURFACE, SHAPED TOES AND SANDAL TOE, COMFORTABLE HEEL STRIKE AND A SMOOTHER MORE DYNAMIC, HEEL HEIGHT 10 MM, LEFT, MEN, SIZE 25 CM" | PROSTHETICS & ORTHOSIS SUPPLIES
5943 | 4224200108100 | "PROSTHETIC FOOT FOR MEN, WITH INNER FLEXIBLE FOOT, DORSAL REINFORCEMENT, MEDIUM DENSITY HEEL AND RESEMBLES THE NATURAL FOOT SHAPE WITH SMOOTH SURFACE, SHAPED TOES AND SANDAL TOE, COMFORTABLE HEEL STRIKE AND A SMOOTHER MORE DYNAMIC, HEEL HEIGHT 10 MM, LEFT, MEN, SIZE 26 CM" | PROSTHETICS & ORTHOSIS SUPPLIES
5944 | 4224200108800 | "PROSTHETIC FOOT FOR MEN, WITH INNER FLEXIBLE FOOT, DORSAL REINFORCEMENT, MEDIUM DENSITY HEEL AND RESEMBLES THE NATURAL FOOT SHAPE WITH SMOOTH SURFACE, SHAPED TOES AND SANDAL TOE, COMFORTABLE HEEL STRIKE AND A SMOOTHER MORE DYNAMIC, HEEL HEIGHT 10 MM, LEFT, MEN, SIZE 27 CM" | PROSTHETICS & ORTHOSIS SUPPLIES
5945 | 4224200108200 | "PROSTHETIC FOOT FOR MEN, WITH INNER FLEXIBLE FOOT, DORSAL REINFORCEMENT, MEDIUM DENSITY HEEL AND RESEMBLES THE NATURAL FOOT SHAPE WITH SMOOTH SURFACE, SHAPED TOES AND SANDAL TOE, COMFORTABLE HEEL STRIKE AND A SMOOTHER MORE DYNAMIC, HEEL HEIGHT 10 MM, LEFT, MEN, SIZE 28 CM" | PROSTHETICS & ORTHOSIS SUPPLIES
5946 | 4224200108900 | "PROSTHETIC FOOT FOR MEN, WITH INNER FLEXIBLE FOOT, DORSAL REINFORCEMENT, MEDIUM DENSITY HEEL AND RESEMBLES THE NATURAL FOOT SHAPE WITH SMOOTH SURFACE, SHAPED TOES AND SANDAL TOE, COMFORTABLE HEEL STRIKE AND A SMOOTHER MORE DYNAMIC, HEEL HEIGHT 10 MM, RIGHT, MEN, SIZE 22 CM" | PROSTHETICS & ORTHOSIS SUPPLIES
5947 | 4224200109000 | "PROSTHETIC FOOT FOR MEN, WITH INNER FLEXIBLE FOOT, DORSAL REINFORCEMENT, MEDIUM DENSITY HEEL AND RESEMBLES THE NATURAL FOOT SHAPE WITH SMOOTH SURFACE, SHAPED TOES AND SANDAL TOE, COMFORTABLE HEEL STRIKE AND A SMOOTHER MORE DYNAMIC, HEEL HEIGHT 10 MM, RIGHT, MEN, SIZE 23 CM" | PROSTHETICS & ORTHOSIS SUPPLIES
5948 | 4224200108300 | "PROSTHETIC FOOT FOR MEN, WITH INNER FLEXIBLE FOOT, DORSAL REINFORCEMENT, MEDIUM DENSITY HEEL AND RESEMBLES THE NATURAL FOOT SHAPE WITH SMOOTH SURFACE, SHAPED TOES AND SANDAL TOE, COMFORTABLE HEEL STRIKE AND A SMOOTHER MORE DYNAMIC, HEEL HEIGHT 10 MM, RIGHT, MEN, SIZE 24 CM" | PROSTHETICS & ORTHOSIS SUPPLIES
5949 | 4224200108400 | "PROSTHETIC FOOT FOR MEN, WITH INNER FLEXIBLE FOOT, DORSAL REINFORCEMENT, MEDIUM DENSITY HEEL AND RESEMBLES THE NATURAL FOOT SHAPE WITH SMOOTH SURFACE, SHAPED TOES AND SANDAL TOE, COMFORTABLE HEEL STRIKE AND A SMOOTHER MORE DYNAMIC, HEEL HEIGHT 10 MM, RIGHT, MEN, SIZE 25 CM" | PROSTHETICS & ORTHOSIS SUPPLIES
5950 | 4224200108500 | "PROSTHETIC FOOT FOR MEN, WITH INNER FLEXIBLE FOOT, DORSAL REINFORCEMENT, MEDIUM DENSITY HEEL AND RESEMBLES THE NATURAL FOOT SHAPE WITH SMOOTH SURFACE, SHAPED TOES AND SANDAL TOE, COMFORTABLE HEEL STRIKE AND A SMOOTHER MORE DYNAMIC, HEEL HEIGHT 10 MM, RIGHT, MEN, SIZE 26 CM" | PROSTHETICS & ORTHOSIS SUPPLIES
5951 | 4224200110800 | "PROSTHETIC FOOT FOR MEN, WITH INNER FLEXIBLE FOOT, DORSAL REINFORCEMENT, MEDIUM DENSITY HEEL AND RESEMBLES THE NATURAL FOOT SHAPE WITH SMOOTH SURFACE, SHAPED TOES AND SANDAL TOE, COMFORTABLE HEEL STRIKE AND A SMOOTHER MORE DYNAMIC, HEEL HEIGHT 10 MM, RIGHT, MEN, SIZE 27 CM" | PROSTHETICS & ORTHOSIS SUPPLIES
5952 | 4224200109100 | "PROSTHETIC FOOT FOR MEN, WITH INNER FLEXIBLE FOOT, DORSAL REINFORCEMENT, MEDIUM DENSITY HEEL AND RESEMBLES THE NATURAL FOOT SHAPE WITH SMOOTH SURFACE, SHAPED TOES AND SANDAL TOE, COMFORTABLE HEEL STRIKE AND A SMOOTHER MORE DYNAMIC, HEEL HEIGHT 10 MM, RIGHT, MEN, SIZE 28 CM" | PROSTHETICS & ORTHOSIS SUPPLIES
5953 | 4224170201900 | "DYNAMIC HIP ALIGNMENT ORTHOSIS, SWASH STEADY PELVIC, UNIQUE DESIGN ALLOWS BIOMECHANICALLY APPROPRIATE MOTION, CONTROLLED VARIABLE ABDUCTION, TRANSFERS ADDUCTOR TONE PROXIMALLY TO ACHIEVE MORE POSTURAL POSITIONING, TRI - PLANAR FUNCTION FOR PROPER CLOSED CHAIN MUSCLE FUNCTION, CONTROLS AMOUNT OF ADDUCTION FOR IMPROVED SITTING, STANDING, AND IF AMBULATORY ALSO WALKING FUNCTIONS, ENCOURAGES GREATER TRUNK EXTENSION FOR IMPROVED POSTURAL POSITIONING, IMPROVED SITTING POSTURE, OPENS UP THORAX, STABLE SEATING ALLOWS FOR PARTICIPATION WITH HANDS IN ACTIVITY, ELIMINATES SCISSORING IN STANDING AND WALKING, REDUCES STRESS ON THE HIPS, PROPRIOCEPTIVE RESPONSE HELPS ENHANCE POSITION IN SPACE WHEN WALKING, GUIDANCE FOR PROPER HIP ALIGNMENT CHILDREN WITH CP GMFCS II - V OR EQUIVALEN, ASSORTED SIZE" | PROSTHETICS & ORTHOSIS SUPPLIES
5954 | 4224171319200 | DONNING SHEATH FOR TRANSFEMORAL PROSTHESIS WASHABLE SIZE XX-LARGE | PROSTHETICS & ORTHOSIS SUPPLIES
5955 | 4224171319100 | DONNING SHEATH FOR TRANSFEMORAL PROSTHESIS WASHABLE SIZE X-LARGE | PROSTHETICS & ORTHOSIS SUPPLIES
5956 | 4224171318800 | DONNING SHEATH FOR TRANSFEMORAL PROSTHESIS WASHABLE SIZE: LARGE | PROSTHETICS & ORTHOSIS SUPPLIES
5957 | 4224171318900 | DONNING SHEATH FOR TRANSFEMORAL PROSTHESIS WASHABLE SIZE: MEDIUM | PROSTHETICS & ORTHOSIS SUPPLIES
5958 | 4224171319000 | "DONNING SHEATH, FOR TRANSFEMORAL PROSTHESIS, WASHABLE, SIZE: SMALL" | PROSTHETICS & ORTHOSIS SUPPLIES
5959 | 4224200005700 | ECCENTRIC ADAPTER TITANIUM APPLICATION AS FOR SOCKET ADAPTER WITH ADJUSTMENT PYRAMID AXIALLY OFFSET APPROXIMATELY 7 MM SYSTEM HEIGHT: 11 MM FOR BODY WEIGHT UP TO 150 KG. | PROSTHETICS & ORTHOSIS SUPPLIES
5960 | 4224200005800 | ECCENTRIC ADAPTER TITANIUM APPLICATION AS FOR SOCKET ADAPTER WITH ADJUSTMENT PYRAMID DIAGONALLY OFFSET APPROXIMATELY 5 MM SYSTEM HEIGHT: 11 MM FOR BODY WEIGHT UP TO 150 KG. | PROSTHETICS & ORTHOSIS SUPPLIES
5961 | 4224200401100 | ELASTIC NYLON SOCKS, WITH INNER POLYMER GEL COATING FOR TRANSTIBIA AMPUTATION, SOCKS LENGTH 500 MM, GEL LENGTH 330 MM, DISTAL CIRCUMFERENCE 270 - 400 MM, PROXIMAL CIRCUMFERENCE 270 - 450 MM, APPROXIMATELY | PROSTHETICS & ORTHOSIS SUPPLIES
5962 | 4224200400600 | ELASTIC NYLON SOCKS, WITH INNER POLYMER GEL COATING FOR TRANSTIBIAL AMPUTATION, SOCKS LENGTH 400 MM, GEL LENGTH 200 MM, DISTAL CIRCUMFERENCE 160 - 220 MM, PROXIMAL CIRCUMFERENCE 160 - 250 MM, APPROXIMATELY | PROSTHETICS & ORTHOSIS SUPPLIES
5963 | 4224200401000 | ELASTIC NYLON SOCKS, WITH INNER POLYMER GEL COATING FOR TRANSTIBIAL AMPUTATION, SOCKS LENGTH 450 MM, GEL LENGTH 250 MM, DISTAL CIRCUMFERENCE 200 - 310 MM, PROXIMAL CIRCUMFERENCE 200 - 350 MM, APPROXIMATELY | PROSTHETICS & ORTHOSIS SUPPLIES
5964 | 4224200400700 | ELASTIC NYLON SOCKS, WITH INNER POLYMER GEL COATING FOR TRANSTIBIAL AMPUTATION, SOCKS LENGTH 450 MM, GEL LENGTH 250 MM, DISTAL CIRCUMFERENCE 230 - 350 MM, PROXIMAL CIRCUMFERENCE 230 - 400 MM, APPROXIMATELY | PROSTHETICS & ORTHOSIS SUPPLIES
5965 | 4224151008700 | "ELASTIC THERMO - FORMING SHEET, STREIFYFLEX COLOR, NEON YELLOW, THICKNESS 2 MM, SIZE: 1.115 X 900 MM APPROXIMATELY" | PROSTHETICS & ORTHOSIS SUPPLIES
5966 | 4224200215900 | "ELBOW COMPONENT WITH CABLE LOCK, AND AUTOMATIC FOR ARM BALANCE SUITABLE FOR ALL AMPUTATION LEVELS AND FOR ELBOW DISARTICULATION FOR HAND, SIZE 6 3/4 - 7 1/4 APPROXIMATELY" | PROSTHETICS & ORTHOSIS SUPPLIES
5967 | 4224200216000 | "ELBOW COMPONENT WITH CABLE LOCK, AND AUTOMATIC FOR ARM BALANCE SUITABLE FOR ALL AMPUTATION LEVELS AND FOR ELBOW DISARTICULATION FOR HAND, SIZE 7 3/4 - 8 APPROXIMATELY" | PROSTHETICS & ORTHOSIS SUPPLIES
5968 | 4224200215800 | ELBOW JOINT COMPATIBLE WITH PASSIVE CABLE-CONTROLLED AND MYOELECTRIC ARM PROSTHESIS SYSTEM FOR CHILDREN WRIST CONNECTION DIAMETER 34 MM APPROXIMATELY | PROSTHETICS & ORTHOSIS SUPPLIES
5969 | 4224200215500 | "CUSTOM MADE, MICROPROCESSOR-CONTROLLED ELBOW JOINT WITH ADJUSTABLE FRICTION, WITH CONTINUOUS GEARING, HIGH LIFTING AND HOLDING FORCE, LOW NOISE LEVEL, NO NOISE AT ALL DURING FREE SWING, NATURAL FREE SWING BEHAVIOUR AND ACTIVE ELBOW COMPONENT WITH LIFTING LOAD CAPACITY OF (6 KG) APPROXIMATELY, WITH INTEGRATED LITHUIM ION BATTERY, FOREARM LAMINATION RING 45 MM APPROXIMATELY, ELECTRIC ROTATOR, AND SYSTEM ELECTRIC HAND WITH QUICK-DISCONNECT WRIST UNIT, PROPORTIONAL SPEED 15 # 300 MM/SEC, OPENING WIDTH 100 MM APPROXIMATELY, COSMETIC GLOVE, WITH COMPLETE ACCESSORIES INCLUDING PROGRAM AND TRAINING, 3 YEARS WARRANTY, SIZE, SIDE AND COLOR WILL BE SPECIFY WHEN ORDERED FOR EACH PATIENT INDIVIDUAL. INCLUDES - PATIENT ASSESSMENT AT CUSTOMERS PREMISES, MEASURING AND REQUIRED MATERIALS/COMPONENTS TO FABRICATE PROSTHESIS, DELIVERY, FITTING BY CERTIFIED ORTHOTIST IN MULTIPLE CLINICS AND DIFFERENT REGIONS WITH FOLLOW UP (APPENDIX A)" | PROSTHETICS & ORTHOSIS SUPPLIES
5970 | 4224200215600 | "MICROPROCESSOR-CONTROLLED ELBOW JOINT WITH ADJUSTABLE FRICTION, WITH CONTINUOUS GEARING, HIGH LIFTING AND HOLDING FORCE, LOW NOISE LEVEL, NO NOISE AT ALL DURING FREE SWING, NATURAL FREE SWING BEHAVIOUR AND ACTIVE ELBOW COMPONENT WITH LIFTING LOAD CAPACITY OF (6 KG APPROXIMATELY), WITH INTEGRATED LITHUIM ION BATTERY, FOREARM LAMINATION RING 45 MM APPROXIMATELY, INCLUDES : ELECTRIC ROTATOR, AND SYSTEM ELECTRIC HAND WITH QUICK-DISCONNECT WRIST UNIT, PROPORTIONAL SPEED 15 # 300 MM/SEC, OPENING WIDTH 100 MM APPROXIMATELY, COSMETIC GLOVE, WITH COMPLETE ACCESSORIES INCLUDING PROGRAM AND TRAINING, 3 YEARS WARRANTY, SIZE, SIDE AND COLOR WILL BE SPECIFY WHEN ORDERED FOR EACH PATIENT INDIVIDUAL." | PROSTHETICS & ORTHOSIS SUPPLIES
5971 | 4224200215700 | "CUSTOM MADE, MICROPROCESSOR-CONTROLLED ELBOW JOINT WITH ADJUSTABLE FRICTION, WITH CONTINUOUS GEARING, HIGH LIFTING AND HOLDING FORCE, LOW NOISE LEVEL, NO NOISE AT ALL DURING FREE SWING, NATURAL FREE SWING BEHAVIOUR AND ACTIVE ELBOW COMPONENT WITH LIFTING LOAD CAPACITY OF (6 KG), WITH INTEGRATED LITHUIM ION BATTERY, FOREARM LAMINATION RING 50 MM, INCLUDES : ELECTRIC ROTATOR, AND SYSTEM ELECTRIC HAND WITH QUICK-DISCONNECT WRIST UNIT, PROPORTIONAL SPEED 15 # 300 MM/SEC, OPENING WIDTH 100 MM, COSMETIC GLOVE, WITH COMPLETE ACCESSORIES INCLUDING PROGRAM AND TRAINING, 3 YEARS WARRANTY, SIZE, SIDE AND COLOR WILL BE SPECIFY WHEN ORDERED FOR EACH PATIENT INDIVIDUAL. INCLUDES - PATIENT ASSESSMENT AT CUSTOMERS PREMISES, MEASURING AND REQUIRED MATERIALS/COMPONENTS TO FABRICATE PROSTHESIS, DELIVERY, FITTING BY CERTIFIED ORTHOTIST IN MULTIPLE CLINICS AND DIFFERENT REGIONS WITH FOLLOW UP (APPENDIX A)" | PROSTHETICS & ORTHOSIS SUPPLIES
5972 | 4224200036300 | "ELECTRONIC WEIGHING SCALES OF MATERIAL IN A CONTAINER, AN ORTHOTICS WORKSHOP TOOL, SUITABLE FOR BATTERY AND MAINS OPERATION, ROBUST DESIGN, CAN BE TARED, TOTAL WEIGHT IS DISPLAYED AFTER THE WEIGHT IS REMOVED FROM THE SCALE PAN, DIMENSIONS ( W X D X H ) 140-250 X 200-240 X 60-90 MM APPROXIMATELY, WEIGHING RANGE UP TO 6000 G" | PROSTHETICS & ORTHOSIS SUPPLIES
5973 | 4224200217500 | ELECTRONIC, HAND, CHILDREN, 5 - 10 YEARS OLD, RIGHT | PROSTHETICS & ORTHOSIS SUPPLIES
5974 | 4224200217400 | ELECTRONIC, HAND, CHILDREN, BETWEEN 1.5 - 3 YEARS OLD, RIGHT | PROSTHETICS & ORTHOSIS SUPPLIES
5975 | 4224200217300 | ELECTRONIC, HAND, CHILDREN, BETWEEN 5 - 10 YEARS OLD, LEFT | PROSTHETICS & ORTHOSIS SUPPLIES
5976 | 4224200111400 | "ELECTRONICALLY CONTROLLED SYSTEM ORTHOTIC KNEE JOINT, WITH A LOCKED STANCE PHASE AND FREE SWING THROUGH PHASE KIT INCLUDES ALL COMPONENTS, TRAINING, AND CERTIFICATION FOR CPO AND TECHNICIANS, SECURED STANCE PHASE FREE SWING THROUGH PHASE ELECTRONICALLY, RIGHT" | PROSTHETICS & ORTHOSIS SUPPLIES
5977 | 4224200110900 | "ELECTRONICALLY CONTROLLED SYSTEM ORTHOTIC KNEE JOINT, WITH A LOCKED STANCE PHASE AND FREE SWING THROUGH PHASE KIT INCLUDES ALL COMPONENTS, TRAINING, AND CERTIFICATION FOR CPO AND TECHNICIANS, SECURED STANCE PHASE FREE SWING THROUGH PHASE ELECTRONICALLY, LEFT" | PROSTHETICS & ORTHOSIS SUPPLIES
5978 | 4224200111100 | "CUSTOM MADE, ELECTRONICALLY CONTROLLED SYSTEM ORTHOTIC KNEE JOINT WITH A LOCKED STANCE PHASE AND FREE SWING-THROUGH PHASE. KIT INCLUDES ALL COMPONENTS, TRAINING AND CERTIFICATION FOR CPO AND TECHNICIANS. SECURED STANCE PHASE - FREE SWING-THROUGH PHASE ELECTRONICALLY, LEFT OR RIGHT, INCLUDES - PATIENT ASSESSMENT AT CUSTOMERS PREMISES, MEASURING, INCLUDES ALL REQUIRED MATERIALS/COMPONENTS TO FABRICATE ORTHOSIS, DELIVERY, FITTING BY CERTIFIED ORTHOTIST IN MULTIPLE CLINICS AND DIFFERENT REGIONS WITH FOLLOW UP (APPENDIX C)" | PROSTHETICS & ORTHOSIS SUPPLIES
5979 | 4224200031700 | "END-CUTTING PLIERS, AN ORTHOTICS WORKSHOP TOOL, INDUCTIVELY HARDENED CUTTING, SIDE PIECE WITH PVC COATING, FOR HARD WIRE, LENGTH 160-200 MMG APPROXIMATELY" | PROSTHETICS & ORTHOSIS SUPPLIES
5980 | 4224170643200 | "EXTERNAL FOOT DROP BRACE, CAN BE FIT EXTERNALLY ON HIGH HIKING FOOTWEAR, WINTER OR SAFETY BOOTS CAN BE ADJUSTED, MADE FROM HIGHLY DURABL, ATTACHES TO THE OUTSIDE OF FOOTWEAR AND IS QUICKLY AND EASILY INTERCHANGEABLE FROM SHOE TO SHOE, ASSORTED SIZE AND SIDE" | PROSTHETICS & ORTHOSIS SUPPLIES
5981 | 4224150000900 | FABRIC FOR LAMINATION, BLUE FOREST, FABRIC BAG FOR REINFORCEMENT OF LAMINATION RESIN, WIDTH 20 CM X LENGTH 150 CM APPROXIMATELY | PROSTHETICS & ORTHOSIS SUPPLIES
5982 | 4412211900300 | "FASTENER, SELF ADHESIVE, HOOK, VELCRO OR EQUIVALENT, WHITE, 25 MM, APPROXIMATELY, WIDTH, 25 METER/ROLL APPROXIMATELY" | PROSTHETICS & ORTHOSIS SUPPLIES
5983 | 4412211900000 | "FASTENER, SELF ADHESIVE, HOOK, VELCRO OR EQUIVALENT, WHITE, 50 MM APPROXIMATELY, WIDTH 25 METER/ROLL APPROXIMATELY" | PROSTHETICS & ORTHOSIS SUPPLIES
5984 | 4214280204800 | STOCKINETTE FIBERGLASS HIGH ELASTICITY TWO - WAY STRETCH WIDTH 100 MM APPROXIMATELY LENGTH /ROLL 15-16 METER | PROSTHETICS & ORTHOSIS SUPPLIES
5985 | 4214280204700 | STOCKINETTE FIBERGLASS HIGH ELASTICITY TWO - WAY STRETCH WIDTH 120 MM APPROXIMATELY LENGTH /ROLL 12-13 METER | PROSTHETICS & ORTHOSIS SUPPLIES
5986 | 4224200035200 | FIXTURE FOR BENDING BANDS, AN ORTHOTICS WORKSHOP TOOL, FOR BRACES AN ORTHOTICS FOR SHAPING OF STEELS AND METALS PLATE | PROSTHETICS & ORTHOSIS SUPPLIES
5987 | 4224200035300 | FLAT SURFORM FILE, AN ORTHOTICS WORKSHOP TOOL, FOR SHAPING OF CASTING AND MODIFICATION PURPOSE | PROSTHETICS & ORTHOSIS SUPPLIES
5988 | 4224200005000 | FLEXIBLE RESIN FOR FLEXIBLE LAMINATION, NET CONTENTS 900 GM APPROXIMATELY | PROSTHETICS & ORTHOSIS SUPPLIES
5989 | 4231155203800 | FOAM ADHESIVE TAPE, WIDTH 25 MM, LENGTH 10 METERS, THICKNESS 4 MM, APPROXIMATELY | PROSTHETICS & ORTHOSIS SUPPLIES
5990 | 4224171200800 | FOAM COVER COSMETIC PURE FLEXIBLE FOAM SLIGHTLY PREFORMED TAN COLOR 30 DEGREES KNEE FLEXION WITH CENTER HOLE PROXIMALLY TO FLAME RESISTANCE FOR MODULAR TRANS - FEMORAL AND HIP DISARTICULATION PROSTHESIS LEFT SIDE WITH CALF CIRCUMFERENCE 44 CM APPROXIMATELY | PROSTHETICS & ORTHOSIS SUPPLIES
5991 | 4224200033000 | FOLD UP POCKET HEX KEY KIT, AN ORTHOTICS WORKSHOP TOOL, STEEL, INCLUDES HOLDER, WRENCH SIZE 2, 5 / 3 / 4 / 5 / 6 / 8 / 10 | PROSTHETICS & ORTHOSIS SUPPLIES
5992 | 4224200110700 | FOOT ADAPTER FOR SACH AND DYNAMIC FOOT FOR CHILDREN WITH M6 THREAD | PROSTHETICS & ORTHOSIS SUPPLIES
5993 | 4224200004600 | FOOT ADAPTER TITANIUM WITH CAP SCREW (FOOT BOLT) FOR ALL DYNAMIC AND SACH FEET BOLT SIZE M10 THREAD FOR BODY WEIGHT UP TO 125 KG | PROSTHETICS & ORTHOSIS SUPPLIES
5994 | 4224200004700 | FOOT ADAPTER TITANIUM WITH CAP SCREW (FOOT BOLT) FOR ALL DYNAMIC AND SACH FEET BOLT SIZE M8 THREAD FOR BODY WEIGHT UP TO 100 KG | PROSTHETICS & ORTHOSIS SUPPLIES
5995 | 4224200010400 | FOOT ADAPTER FOR SACH AND DYNAMIC FOOT FOR CHILDREN WITH M8 THREAD FOR BODY WEIGHT UP TO 60 KG | PROSTHETICS & ORTHOSIS SUPPLIES
5996 | 4224200133600 | FOOT LIGHTWEIGHT CARBON WITH PYRAMID ADAPTER LIGHTWEIGHT WITH FOOTSHELL ROBUST AND DURABLE WITH LOW CLEARANCE WATER AND DUST RESISTANT CONFORMANCE ON UNEVEN TERRAIN FOR SAFE STANDING AND WALKING THE HEEL FOAM OFFERS A COMFORTABLE AND SAVE HEEL STRIKE TOE INSERT PRE - INSTALLED IN THE FOOTSHELL SERVES TO EXTEND MULTIPLE CADENCE MAXIMUM BODY WEIGHT: 125 KG FOOT ASSORTED SIZE | PROSTHETICS & ORTHOSIS SUPPLIES
5997 | 4224200150600 | FOOT SACH (SOLID ANKLE CUSHION HEEL) PEDIATRIC SHAPED TOES WEIGHING UP TO 45 KG. LEFT SIZE 12 | PROSTHETICS & ORTHOSIS SUPPLIES
5998 | 4224200150700 | FOOT SACH (SOLID ANKLE CUSHION HEEL) PEDIATRIC SHAPED TOES WEIGHING UP TO 45 KG. LEFT SIZE 13 | PROSTHETICS & ORTHOSIS SUPPLIES
5999 | 4224200151000 | FOOT SACH (SOLID ANKLE CUSHION HEEL) PEDIATRIC SHAPED TOES WEIGHING UP TO 45 KG. LEFT SIZE 14 | PROSTHETICS & ORTHOSIS SUPPLIES
6000 | 4224200151100 | FOOT SACH (SOLID ANKLE CUSHION HEEL) PEDIATRIC SHAPED TOES WEIGHING UP TO 45 KG. LEFT SIZE 15 | PROSTHETICS & ORTHOSIS SUPPLIES
6001 | 4224200151200 | FOOT SACH (SOLID ANKLE CUSHION HEEL) PEDIATRIC SHAPED TOES WEIGHING UP TO 45 KG. LEFT SIZE 16 | PROSTHETICS & ORTHOSIS SUPPLIES
6002 | 4224200151300 | FOOT SACH (SOLID ANKLE CUSHION HEEL) PEDIATRIC SHAPED TOES WEIGHING UP TO 45 KG. LEFT SIZE 17 | PROSTHETICS & ORTHOSIS SUPPLIES
6003 | 4224200149100 | FOOT SACH (SOLID ANKLE CUSHION HEEL) PEDIATRIC SHAPED TOES WEIGHING UP TO 45 KG. LEFT SIZE 18 | PROSTHETICS & ORTHOSIS SUPPLIES
6004 | 4224200149300 | FOOT SACH (SOLID ANKLE CUSHION HEEL) PEDIATRIC SHAPED TOES WEIGHING UP TO 45 KG. LEFT SIZE 19 | PROSTHETICS & ORTHOSIS SUPPLIES
6005 | 4224200149500 | FOOT SACH (SOLID ANKLE CUSHION HEEL) PEDIATRIC SHAPED TOES WEIGHING UP TO 45 KG. LEFT SIZE 20 | PROSTHETICS & ORTHOSIS SUPPLIES
6006 | 4224200149700 | FOOT SACH (SOLID ANKLE CUSHION HEEL) PEDIATRIC SHAPED TOES WEIGHING UP TO 45 KG. LEFT SIZE 21 | PROSTHETICS & ORTHOSIS SUPPLIES
6007 | 4224200149900 | FOOT SACH (SOLID ANKLE CUSHION HEEL) PEDIATRIC SHAPED TOES WEIGHING UP TO 45 KG. RIGHT SIZE 18 | PROSTHETICS & ORTHOSIS SUPPLIES
6008 | 4224200150100 | FOOT SACH (SOLID ANKLE CUSHION HEEL) PEDIATRIC SHAPED TOES WEIGHING UP TO 45 KG. RIGHT SIZE 19 | PROSTHETICS & ORTHOSIS SUPPLIES
6009 | 4224200150800 | FOOT SACH (SOLID ANKLE CUSHION HEEL) PEDIATRIC SHAPED TOES WEIGHING UP TO 45 KG. RIGHT SIZE 12 | PROSTHETICS & ORTHOSIS SUPPLIES
6010 | 4224200150900 | FOOT SACH (SOLID ANKLE CUSHION HEEL) PEDIATRIC SHAPED TOES WEIGHING UP TO 45 KG. RIGHT SIZE 13 | PROSTHETICS & ORTHOSIS SUPPLIES
6011 | 4224200151400 | FOOT SACH (SOLID ANKLE CUSHION HEEL) PEDIATRIC SHAPED TOES WEIGHING UP TO 45 KG. RIGHT SIZE 14 | PROSTHETICS & ORTHOSIS SUPPLIES
6012 | 4224200151500 | FOOT SACH (SOLID ANKLE CUSHION HEEL) PEDIATRIC SHAPED TOES WEIGHING UP TO 45 KG. RIGHT SIZE 15 | PROSTHETICS & ORTHOSIS SUPPLIES
6013 | 4224200151600 | FOOT SACH (SOLID ANKLE CUSHION HEEL) PEDIATRIC SHAPED TOES WEIGHING UP TO 45 KG. RIGHT SIZE 16 | PROSTHETICS & ORTHOSIS SUPPLIES
6014 | 4224200151700 | FOOT SACH (SOLID ANKLE CUSHION HEEL) PEDIATRIC SHAPED TOES WEIGHING UP TO 45 KG. RIGHT SIZE 17 | PROSTHETICS & ORTHOSIS SUPPLIES
6015 | 4224200150300 | FOOT SACH (SOLID ANKLE CUSHION HEEL) PEDIATRIC SHAPED TOES WEIGHING UP TO 45 KG. RIGHT SIZE 20 | PROSTHETICS & ORTHOSIS SUPPLIES
6016 | 4225170700900 | FOOT, DROP SYSTEM, CUFF STRAP, LARGE | PROSTHETICS & ORTHOSIS SUPPLIES
6017 | 4225170700800 | FOOT, DROP SYSTEM, CUFF STRAP, MEDIUM | PROSTHETICS & ORTHOSIS SUPPLIES
6018 | 4225170700700 | FOOT, DROP, SYSTEM, CUFF STRAP, SMALL | PROSTHETICS & ORTHOSIS SUPPLIES
6019 | 4224200151800 | "PROSTHETIC FOOT, DYNAMIC, PEDIATRIC, FOR USERS IN MOBILITY GRADES 1 - 2, THE FOOT HAS ASSEMBLED TITANIUM ADAPTER AND IS APPROVED FOR A BODY WEIGHT OF UP TO 50 KG, NATURAL, FOR CHILDREN, RIGHT, SIZE 18" | PROSTHETICS & ORTHOSIS SUPPLIES
6020 | 4224200151900 | "PROSTHETIC FOOT, DYNAMIC, PEDIATRIC, FOR USERS IN MOBILITY GRADES 1 - 2, THE FOOT HAS ASSEMBLED TITANIUM ADAPTER AND IS APPROVED FOR A BODY WEIGHT OF UP TO 50 KG, NATURAL, FOR CHILDREN, RIGHT, SIZE 19" | PROSTHETICS & ORTHOSIS SUPPLIES
6021 | 4224200152000 | "PROSTHETIC FOOT, DYNAMIC, PEDIATRIC, FOR USERS IN MOBILITY GRADES 1 - 2, THE FOOT HAS ASSEMBLED TITANIUM ADAPTER AND IS APPROVED FOR A BODY WEIGHT OF UP TO 50 KG, NATURAL, FOR CHILDREN, RIGHT, SIZE 20" | PROSTHETICS & ORTHOSIS SUPPLIES
6022 | 4224200152100 | "PROSTHETIC FOOT, DYNAMIC, PEDIATRIC, FOR USERS IN MOBILITY GRADES 1 - 2, THE FOOT HAS ASSEMBLED TITANIUM ADAPTER AND IS APPROVED FOR A BODY WEIGHT OF UP TO 50 KG, NATURAL, FOR CHILDREN, RIGHT, SIZE 21" | PROSTHETICS & ORTHOSIS SUPPLIES
6023 | 4224200152200 | "PROSTHETIC FOOT, DYNAMIC, PEDIATRIC, FOR USERS IN MOBILITY GRADES 1 - 2, THE FOOT HAS ASSEMBLED TITANIUM ADAPTER AND IS APPROVED FOR A BODY WEIGHT OF UP TO 50 KG, NATURAL, FOR CHILDREN, LEFT, SIZE 18" | PROSTHETICS & ORTHOSIS SUPPLIES
6024 | 4224200152300 | "PROSTHETIC FOOT, DYNAMIC, PEDIATRIC, FOR USERS IN MOBILITY GRADES 1 - 2, THE FOOT HAS ASSEMBLED TITANIUM ADAPTER AND IS APPROVED FOR A BODY WEIGHT OF UP TO 50 KG, NATURAL, FOR CHILDREN, LEFT, SIZE 19" | PROSTHETICS & ORTHOSIS SUPPLIES
6025 | 4224200152400 | "PROSTHETIC FOOT, DYNAMIC, PEDIATRIC, FOR USERS IN MOBILITY GRADES 1 - 2, THE FOOT HAS ASSEMBLED TITANIUM ADAPTER AND IS APPROVED FOR A BODY WEIGHT OF UP TO 50 KG, NATURAL, FOR CHILDREN, LEFT, SIZE 20" | PROSTHETICS & ORTHOSIS SUPPLIES
6026 | 4224200152500 | "PROSTHETIC FOOT, DYNAMIC, PEDIATRIC, FOR USERS IN MOBILITY GRADES 1 - 2, THE FOOT HAS ASSEMBLED TITANIUM ADAPTER AND IS APPROVED FOR A BODY WEIGHT OF UP TO 50 KG, NATURAL, FOR CHILDREN, LEFT, SIZE 21" | PROSTHETICS & ORTHOSIS SUPPLIES
6027 | 4224200152600 | "PROSTHETIC FOOT, DYNAMIC, PEDIATRIC, FOR USERS IN MOBILITY GRADES 1 - 2, THE FOOT HAS ASSEMBLED TITANIUM ADAPTER AND IS APPROVED FOR A BODY WEIGHT OF UP TO 50 KG, NATURAL, FOR CHILDREN, RIGHT, SIZE 14" | PROSTHETICS & ORTHOSIS SUPPLIES
6028 | 4224200149200 | "PROSTHETIC FOOT, DYNAMIC, PEDIATRIC, FOR USERS IN MOBILITY GRADES 1 - 2, THE FOOT HAS ASSEMBLED TITANIUM ADAPTER AND IS APPROVED FOR A BODY WEIGHT OF UP TO 50 KG, NATURAL, FOR CHILDREN, RIGHT, SIZE 15" | PROSTHETICS & ORTHOSIS SUPPLIES
6029 | 4224200149400 | "PROSTHETIC FOOT, DYNAMIC, PEDIATRIC, FOR USERS IN MOBILITY GRADES 1 - 2, THE FOOT HAS ASSEMBLED TITANIUM ADAPTER AND IS APPROVED FOR A BODY WEIGHT OF UP TO 50 KG, NATURAL, FOR CHILDREN, RIGHT, SIZE 16" | PROSTHETICS & ORTHOSIS SUPPLIES
6030 | 4224200149600 | "PROSTHETIC FOOT, DYNAMIC, PEDIATRIC, FOR USERS IN MOBILITY GRADES 1 - 2, THE FOOT HAS ASSEMBLED TITANIUM ADAPTER AND IS APPROVED FOR A BODY WEIGHT OF UP TO 50 KG, NATURAL, FOR CHILDREN, RIGHT, SIZE 17" | PROSTHETICS & ORTHOSIS SUPPLIES
6031 | 4224200149800 | "PROSTHETIC FOOT, DYNAMIC, PEDIATRIC, FOR USERS IN MOBILITY GRADES 1 - 2, THE FOOT HAS ASSEMBLED TITANIUM ADAPTER AND IS APPROVED FOR A BODY WEIGHT OF UP TO 50 KG, NATURAL, FOR CHILDREN, LEFT, SIZE 14" | PROSTHETICS & ORTHOSIS SUPPLIES
6032 | 4224200150000 | "PROSTHETIC FOOT, DYNAMIC, PEDIATRIC, FOR USERS IN MOBILITY GRADES 1 - 2, THE FOOT HAS ASSEMBLED TITANIUM ADAPTER AND IS APPROVED FOR A BODY WEIGHT OF UP TO 50 KG, NATURAL, FOR CHILDREN, LEFT, SIZE 15" | PROSTHETICS & ORTHOSIS SUPPLIES
6033 | 4224200150200 | "PROSTHETIC FOOT, DYNAMIC, PEDIATRIC, FOR USERS IN MOBILITY GRADES 1 - 2, THE FOOT HAS ASSEMBLED TITANIUM ADAPTER AND IS APPROVED FOR A BODY WEIGHT OF UP TO 50 KG, NATURAL, FOR CHILDREN, LEFT, SIZE 16" | PROSTHETICS & ORTHOSIS SUPPLIES
6034 | 4224200150400 | "PROSTHETIC FOOT, DYNAMIC, PEDIATRIC, FOR USERS IN MOBILITY GRADES 1 - 2, THE FOOT HAS ASSEMBLED TITANIUM ADAPTER AND IS APPROVED FOR A BODY WEIGHT OF UP TO 50 KG, NATURAL, FOR CHILDREN, LEFT, SIZE 17" | PROSTHETICS & ORTHOSIS SUPPLIES
6035 | 4224171319300 | "FOOT, IMPRESSION, FOR TAKING FOOTPRINTS, FOR ORTHOPEDIC DEVICES, FOR FABRICATING INSOLES, THICKNESS, 50 MM APPROXIMATELY" | PROSTHETICS & ORTHOSIS SUPPLIES
6036 | 4224200133500 | "MICROPROCESSOR FOOT AND ANKLE, COMPLETE PROSTHETIC FOOT SYSTEM, OFFERS A HIGH LEVEL OF SECURITY ALONG WITH INCREASED ADAPTABILITY AND A MORE NATURAL MOTION SEQUENCE, THE UNIQUE 4-AXIS DESIGN DURING FOOT ROLLOVER, THE FOUR AXES CAUSE THE ANKLE JOINT TO PLANTAR FLEX (FOOT LOWERING), HIS ENABLES A MORE EVEN AND MORE NATURAL GAIT PATTERN WHILE PREVENTING TIRING COMPENSATING MOVEMENTS WITH HYDRAULIC REAL-TIME CONTROL, THEREFORE, ADJUSTS ITSELF IMMEDIATELY TO THE USER#S WALKING SPEED AND GROUND CONDITIONS, CONTROLLED BY APP, MAXIMUM BODY WEIGHT 125 KG APPROXIMATELY, FOOT ASSORTED SIZES" | PROSTHETICS & ORTHOSIS SUPPLIES
6037 | 4224200145500 | "PROSTHETIC FOOT, SACH (SOLID ANKLE CUSHION HEEL), HAS A NATURAL SHAPE, SHAPED TOES, AND A SANDAL TOE, DESIGNED FOR USE IN MODULAR AND EXOSKELETAL PROSTHESIS, BODY WEIGHT OF UP TO 125 KG., MEN, 10 MM TOES, LEFT, SIZE 22" | PROSTHETICS & ORTHOSIS SUPPLIES
6038 | 4224200145600 | "PROSTHETIC FOOT, SACH (SOLID ANKLE CUSHION HEEL), HAS A NATURAL SHAPE, SHAPED TOES, AND A SANDAL TOE, DESIGNED FOR USE IN MODULAR AND EXOSKELETAL PROSTHESIS, BODY WEIGHT OF UP TO 125 KG., MEN, 10 MM TOES, LEFT, SIZE 23" | PROSTHETICS & ORTHOSIS SUPPLIES
6039 | 4224200145700 | "PROSTHETIC FOOT, SACH (SOLID ANKLE CUSHION HEEL), HAS A NATURAL SHAPE, SHAPED TOES, AND A SANDAL TOE, DESIGNED FOR USE IN MODULAR AND EXOSKELETAL PROSTHESIS, BODY WEIGHT OF UP TO 125 KG., MEN, 10 MM TOES, LEFT, SIZE 24" | PROSTHETICS & ORTHOSIS SUPPLIES
6040 | 4224200145800 | "PROSTHETIC FOOT, SACH (SOLID ANKLE CUSHION HEEL), HAS A NATURAL SHAPE, SHAPED TOES, AND A SANDAL TOE, DESIGNED FOR USE IN MODULAR AND EXOSKELETAL PROSTHESIS, BODY WEIGHT OF UP TO 125 KG., MEN, 10 MM TOES, LEFT, SIZE 25" | PROSTHETICS & ORTHOSIS SUPPLIES
6041 | 4224200145900 | "PROSTHETIC FOOT, SACH (SOLID ANKLE CUSHION HEEL), HAS A NATURAL SHAPE, SHAPED TOES, AND A SANDAL TOE, DESIGNED FOR USE IN MODULAR AND EXOSKELETAL PROSTHESIS, BODY WEIGHT OF UP TO 125 KG., MEN, 10 MM TOES, LEFT, SIZE 26" | PROSTHETICS & ORTHOSIS SUPPLIES
6042 | 4224200146000 | "PROSTHETIC FOOT, SACH (SOLID ANKLE CUSHION HEEL), HAS A NATURAL SHAPE, SHAPED TOES, AND A SANDAL TOE, DESIGNED FOR USE IN MODULAR AND EXOSKELETAL PROSTHESIS, BODY WEIGHT OF UP TO 125 KG., MEN, 10 MM TOES, LEFT, SIZE 27" | PROSTHETICS & ORTHOSIS SUPPLIES
6043 | 4224200146100 | "PROSTHETIC FOOT, SACH (SOLID ANKLE CUSHION HEEL), HAS A NATURAL SHAPE, SHAPED TOES, AND A SANDAL TOE, DESIGNED FOR USE IN MODULAR AND EXOSKELETAL PROSTHESIS, BODY WEIGHT OF UP TO 125 KG., MEN, 10 MM TOES, LEFT, SIZE 28" | PROSTHETICS & ORTHOSIS SUPPLIES
6044 | 4224200146200 | "PROSTHETIC FOOT, SACH (SOLID ANKLE CUSHION HEEL), HAS A NATURAL SHAPE, SHAPED TOES, AND A SANDAL TOE, DESIGNED FOR USE IN MODULAR AND EXOSKELETAL PROSTHESIS, BODY WEIGHT OF UP TO 125 KG., MEN, 10 MM TOES, RIGHT, SIZE 21" | PROSTHETICS & ORTHOSIS SUPPLIES
6045 | 4224200146300 | "PROSTHETIC FOOT, SACH (SOLID ANKLE CUSHION HEEL), HAS A NATURAL SHAPE, SHAPED TOES, AND A SANDAL TOE, DESIGNED FOR USE IN MODULAR AND EXOSKELETAL PROSTHESIS, BODY WEIGHT OF UP TO 125 KG., MEN, 10 MM TOES, RIGHT, SIZE 22" | PROSTHETICS & ORTHOSIS SUPPLIES
6046 | 4224200146400 | "PROSTHETIC FOOT, SACH (SOLID ANKLE CUSHION HEEL), HAS A NATURAL SHAPE, SHAPED TOES, AND A SANDAL TOE, DESIGNED FOR USE IN MODULAR AND EXOSKELETAL PROSTHESIS, BODY WEIGHT OF UP TO 125 KG., MEN, 10 MM TOES, RIGHT, SIZE 23" | PROSTHETICS & ORTHOSIS SUPPLIES
6047 | 4224200146500 | "PROSTHETIC FOOT, SACH (SOLID ANKLE CUSHION HEEL), HAS A NATURAL SHAPE, SHAPED TOES, AND A SANDAL TOE, DESIGNED FOR USE IN MODULAR AND EXOSKELETAL PROSTHESIS, BODY WEIGHT OF UP TO 125 KG., MEN, 10 MM TOES, RIGHT, SIZE 24" | PROSTHETICS & ORTHOSIS SUPPLIES
6048 | 4224200146600 | "PROSTHETIC FOOT, SACH (SOLID ANKLE CUSHION HEEL), HAS A NATURAL SHAPE, SHAPED TOES, AND A SANDAL TOE, DESIGNED FOR USE IN MODULAR AND EXOSKELETAL PROSTHESIS, BODY WEIGHT OF UP TO 125 KG., MEN, 10 MM TOES, RIGHT, SIZE 25" | PROSTHETICS & ORTHOSIS SUPPLIES
6049 | 4224200146700 | "PROSTHETIC FOOT, SACH (SOLID ANKLE CUSHION HEEL), HAS A NATURAL SHAPE, SHAPED TOES, AND A SANDAL TOE, DESIGNED FOR USE IN MODULAR AND EXOSKELETAL PROSTHESIS, BODY WEIGHT OF UP TO 125 KG., MEN, 10 MM TOES, RIGHT, SIZE 26" | PROSTHETICS & ORTHOSIS SUPPLIES
6050 | 4224200146800 | "PROSTHETIC FOOT, SACH (SOLID ANKLE CUSHION HEEL), HAS A NATURAL SHAPE, SHAPED TOES, AND A SANDAL TOE, DESIGNED FOR USE IN MODULAR AND EXOSKELETAL PROSTHESIS, BODY WEIGHT OF UP TO 125 KG., MEN, 10 MM TOES, RIGHT, SIZE 27" | PROSTHETICS & ORTHOSIS SUPPLIES
6051 | 4224200146900 | "PROSTHETIC FOOT, SACH (SOLID ANKLE CUSHION HEEL), HAS A NATURAL SHAPE, SHAPED TOES, AND A SANDAL TOE, DESIGNED FOR USE IN MODULAR AND EXOSKELETAL PROSTHESIS, BODY WEIGHT OF UP TO 125 KG., MEN, 10 MM TOES, RIGHT, SIZE 28" | PROSTHETICS & ORTHOSIS SUPPLIES
6052 | 4224200147000 | "PROSTHETIC FOOT, SINGLE AXIS, 10 MM HEEL HEIGHT APPROXIMATELY, NATURAL SHAPE, SMOOTH SURFACE, AND SHAPED TOES SUITABLE FOR TRANSFEMORAL FITTINGS, BODY WEIGHT OF UP TO 100 KG MEN, LEFT, SIZE 22" | PROSTHETICS & ORTHOSIS SUPPLIES
6053 | 4224200147100 | "PROSTHETIC FOOT, SINGLE AXIS, 10 MM HEEL HEIGHT APPROXIMATELY, NATURAL SHAPE, SMOOTH SURFACE, AND SHAPED TOES SUITABLE FOR TRANSFEMORAL FITTINGS, BODY WEIGHT OF UP TO 100 KG MEN, LEFT, SIZE 23" | PROSTHETICS & ORTHOSIS SUPPLIES
6054 | 4224200147200 | "PROSTHETIC FOOT, SINGLE AXIS, 10 MM HEEL HEIGHT APPROXIMATELY, NATURAL SHAPE, SMOOTH SURFACE, AND SHAPED TOES SUITABLE FOR TRANSFEMORAL FITTINGS, BODY WEIGHT OF UP TO 100 KG MEN, LEFT, SIZE 24" | PROSTHETICS & ORTHOSIS SUPPLIES
6055 | 4224200147300 | "PROSTHETIC FOOT, SINGLE AXIS, 10 MM HEEL HEIGHT APPROXIMATELY, NATURAL SHAPE, SMOOTH SURFACE, AND SHAPED TOES SUITABLE FOR TRANSFEMORAL FITTINGS, BODY WEIGHT OF UP TO 100 KG MEN, LEFT, SIZE 25" | PROSTHETICS & ORTHOSIS SUPPLIES
6056 | 4224200147400 | "PROSTHETIC FOOT, SINGLE AXIS, 10 MM HEEL HEIGHT APPROXIMATELY, NATURAL SHAPE, SMOOTH SURFACE, AND SHAPED TOES SUITABLE FOR TRANSFEMORAL FITTINGS, BODY WEIGHT OF UP TO 100 KG MEN, LEFT, SIZE 26" | PROSTHETICS & ORTHOSIS SUPPLIES
6057 | 4224200147500 | "PROSTHETIC FOOT, SINGLE AXIS, 10 MM HEEL HEIGHT APPROXIMATELY, NATURAL SHAPE, SMOOTH SURFACE, AND SHAPED TOES SUITABLE FOR TRANSFEMORAL FITTINGS, BODY WEIGHT OF UP TO 100 KG MEN, LEFT, SIZE 27" | PROSTHETICS & ORTHOSIS SUPPLIES
6058 | 4224200147600 | "PROSTHETIC FOOT, SINGLE AXIS, 10 MM HEEL HEIGHT APPROXIMATELY, NATURAL SHAPE, SMOOTH SURFACE, AND SHAPED TOES SUITABLE FOR TRANSFEMORAL FITTINGS, BODY WEIGHT OF UP TO 100 KG MEN, LEFT, SIZE 28" | PROSTHETICS & ORTHOSIS SUPPLIES
6059 | 4224200147700 | "PROSTHETIC FOOT, SINGLE AXIS, 10 MM HEEL HEIGHT APPROXIMATELY, NATURAL SHAPE, SMOOTH SURFACE, AND SHAPED TOES SUITABLE FOR TRANSFEMORAL FITTINGS, BODY WEIGHT OF UP TO 100 KG MEN, RIGHT, SIZE 21" | PROSTHETICS & ORTHOSIS SUPPLIES
6060 | 4224200147800 | "PROSTHETIC FOOT, SINGLE AXIS, 10 MM HEEL HEIGHT APPROXIMATELY, NATURAL SHAPE, SMOOTH SURFACE, AND SHAPED TOES SUITABLE FOR TRANSFEMORAL FITTINGS, BODY WEIGHT OF UP TO 100 KG MEN, RIGHT, SIZE 22" | PROSTHETICS & ORTHOSIS SUPPLIES
6061 | 4224200147900 | "PROSTHETIC FOOT, SINGLE AXIS, 10 MM HEEL HEIGHT APPROXIMATELY, NATURAL SHAPE, SMOOTH SURFACE, AND SHAPED TOES SUITABLE FOR TRANSFEMORAL FITTINGS, BODY WEIGHT OF UP TO 100 KG MEN, RIGHT, SIZE 23" | PROSTHETICS & ORTHOSIS SUPPLIES
6062 | 4224200148000 | "PROSTHETIC FOOT, SINGLE AXIS, 10 MM HEEL HEIGHT APPROXIMATELY, NATURAL SHAPE, SMOOTH SURFACE, AND SHAPED TOES SUITABLE FOR TRANSFEMORAL FITTINGS, BODY WEIGHT OF UP TO 100 KG MEN, RIGHT, SIZE 24" | PROSTHETICS & ORTHOSIS SUPPLIES
6063 | 4224200148100 | "PROSTHETIC FOOT, SINGLE AXIS, 10 MM HEEL HEIGHT APPROXIMATELY, NATURAL SHAPE, SMOOTH SURFACE, AND SHAPED TOES SUITABLE FOR TRANSFEMORAL FITTINGS, BODY WEIGHT OF UP TO 100 KG MEN, RIGHT, SIZE 25" | PROSTHETICS & ORTHOSIS SUPPLIES
6064 | 4224200148200 | "PROSTHETIC FOOT, SINGLE AXIS, 10 MM HEEL HEIGHT APPROXIMATELY, NATURAL SHAPE, SMOOTH SURFACE, AND SHAPED TOES SUITABLE FOR TRANSFEMORAL FITTINGS, BODY WEIGHT OF UP TO 100 KG MEN, RIGHT, SIZE 26" | PROSTHETICS & ORTHOSIS SUPPLIES
6065 | 4224200148300 | "PROSTHETIC FOOT, SINGLE AXIS, 10 MM HEEL HEIGHT APPROXIMATELY, NATURAL SHAPE, SMOOTH SURFACE, AND SHAPED TOES SUITABLE FOR TRANSFEMORAL FITTINGS, BODY WEIGHT OF UP TO 100 KG MEN, RIGHT, SIZE 27" | PROSTHETICS & ORTHOSIS SUPPLIES
6066 | 4224200148400 | "PROSTHETIC FOOT, SINGLE AXIS, 10 MM HEEL HEIGHT APPROXIMATELY, NATURAL SHAPE, SMOOTH SURFACE, AND SHAPED TOES SUITABLE FOR TRANSFEMORAL FITTINGS, BODY WEIGHT OF UP TO 100 KG MEN, RIGHT, SIZE 28" | PROSTHETICS & ORTHOSIS SUPPLIES
6067 | 4224200117000 | "KNEE ANKLE FOOT ORTHOSIS (KAFO), FREE WALK OR EQUAL, FREE SWING PHASE SECURE STANCE PHASE, SMOOTH GAIT PATTERN, LIGHTWEIGHT, THIN, AND STABLE, SUITABLE FOR A WEIGHT OF UP TO 120 KILOGRAMS, UNILATERAL JOINT BAR, ASSORTED SIZE AND SIDE" | PROSTHETICS & ORTHOSIS SUPPLIES
6068 | 4224170114900 | "BUNION PROTECTOR WITH METATARSAL PAD, GEL, WITH ELASTIC FABRIC, THIS IS MADE OF AN HYPOALLERGENIC FABRIC WHICH IS VERY ELASTIC AND SOFT IF INCORPORATES A LARGE PROTECTIVE GEL PAD THAT COVERS THE BUNION AND THE METATARSAL AREA DAMPING AND UPLOADING OF THE METATARSAL HEADS, PREVENTS FRICTION AND CHAFING, PROVIDES A CONSTANT MASSAGE ON SOFT TISSUES AND JOINTS, LATERAL DISCHARGE OF HALLUX VALGUS, PROTECTS THE BUNION FORM FRICTION AND LATERAL PRESSURES, HALLUX VALGUS, BUNION WITH RELIEF OF THE METATARSAL ZONE, METATARSAL OVERLOADS, METATARSAL CALLUSES, ASSORTED SIZE" | PROSTHETICS & ORTHOSIS SUPPLIES
6069 | 4224170114800 | "METATARSAL PAD, GEL, PROTECTIVE, ELASTIC BAND, WITH ELASTIC FABRIC, EASY TO USE IN ALL TYPES OF FOOTWEAR, ITS HEART - SHAPED GEL DESIGN ENSURES CUSHIONING THE METATARSAL PART CLOSEST TO THE TOES, THE STITCHING BETWEEN THE FIRST AND SECOND TOE CAN BE UNSEEN DAMPING AND UNLOADING OF THE METATARSAL HEADS, PREVENTS FRICTION AND CHAFING, RELIEVES THE IMPACT ON THE METATARSALS CAUSED BY WALKING AND IMMEDIATELY REDUCES PAIN, PROVIDES A CONSTANT MASSAGE ON SOFT TISSUES AND JOINTS, RELIEF OF THE METATARSAL ZONE, METATARSAL OVERLOADS, METATARSAL CALLUSES, ASSORTED SIZE" | PROSTHETICS & ORTHOSIS SUPPLIES
6070 | 4224200134500 | "HYDRAULIC KNEE, GEOMETRIC LOCK STANCE FLEXION CAN BE ADJUSTED MIMICKING KNEE FLEXION DURING EARLY STANCE MID SWING SHORTENING - FOR BETTER TOE CLEARANCE SWING CONTROL ADJUSTMENT TO ACCOMMODATE TO CHANGES IN WALKING SPEED APPLICABLE TO LONG TF OR KD USERS ENHANCED STABILITY OVER 4 - BAR SYSTEMS, FOR AMPUTEES TRANSFEMORAL AND KNEE DISARTICULATION AMPUTEES MULTI SPEED WALKERS MODERATE TO HIGH IMPACT MAX. USER WEIGHT 100 KG, LEVEL: K3 AND K4" | PROSTHETICS & ORTHOSIS SUPPLIES
6071 | 4224200220400 | "CUSTOM MADE, MICROPROCESSOR CONTROLLED MULTI ARTICULATING, TRANSRADIAL AND WRIST DISARTICULATION, GRIP COMPLIANT WITH PROPORTIONAL CONTROL, INDIVIDUALLY MOTORIZED DIGITS WITH COMPLIANT GRIP AND STALL-OUT ABILITY, MANUALLY ROTATABLE THUMB THAT CAN BE POSITIONED BETWEEN LATERAL AND GRIP, OPPOSITIONAL MODE FOR CREATING DIFFERENT GRIP POSITIONS, APP CONTROL, 12 DIFFERENT AUTOMATED GRIP OPTIONS AVAILABLE, ANTI DROP SAFETY FEATURE, MULTIPLE COVERING, INCREASES CARRY LOAD, GRIPS THAT ARE USED IN CERTAIN AREAS OR CERTAIN ACTIVITIES CAN BE PROGRAMMED, NATURAL LOOK, TOUCH SCREEN, ABLE TO WITHSTAND HEAVIER LOADS, INCLUDES PATIENT ASSESSMENT, MEASURING, INCLUDES ALL REQUIRED MATERIALS/COMPONENTS TO FABRICATE PROSTHESIS, DELIVERY, FITTING BY CERTIFIED ORTHOTIST IN MULTIPLE CLINICS AND DIFFERENT REGIONS WITH FOLLOW UP (APPENDIX A )" | PROSTHETICS & ORTHOSIS SUPPLIES
6072 | 4224200033700 | HACKSAW TO CUT METAL, AN ORTHOTICS WORKSHOP TOOL, STEEL, WITH PLASTIC HANDLE | PROSTHETICS & ORTHOSIS SUPPLIES
6073 | 4224200035400 | "HALF-ROUND SURFORM FILE, AN ORTHOTICS WORKSHOP TOOL, FOR SHAPING OF CASTING AND MODIFICATION PURPOSE" | PROSTHETICS & ORTHOSIS SUPPLIES
6074 | 4224200033600 | HAND BEVERLY SHEAR, AN ORTHOTICS WORKSHOP TOOL, FOR CUTTING METAL PLATES | PROSTHETICS & ORTHOSIS SUPPLIES
6075 | 4224171316700 | HARNESS FOR BELOW ELBOW PROSTHESIS WITH HARNESS RING AND PERLON CABLE FOR ADULT, COMPLETE | PROSTHETICS & ORTHOSIS SUPPLIES
6076 | 4224171316600 | HARNESS FOR BELOW ELBOW PROSTHESIS WITH HARNESS RING AND PERLON CABLE WITH TRIPLE PULL STRAPS FOR ADULT, COMPLETE | PROSTHETICS & ORTHOSIS SUPPLIES
6077 | 4618230600000 | HARNESS, PAVLIK WITH SOFT INNER LINING AND HOOK - AND - LOOP FASTENERS FOR SECURE ADJUSTMENT, SIZE LARGE | PROSTHETICS & ORTHOSIS SUPPLIES
6078 | 4224170201000 | HARNESS, PAVLIK WITH SOFT INNER LINING AND HOOK - AND - LOOP FASTENERS FOR SECURE ADJUSTMENT, SIZE MEDIUM | PROSTHETICS & ORTHOSIS SUPPLIES
6079 | 4224170201100 | HARNESS, PAVLIK WITH SOFT INNER LINING AND HOOK - AND - LOOP FASTENERS FOR SECURE ADJUSTMENT, SIZE SMALL | PROSTHETICS & ORTHOSIS SUPPLIES
6080 | 4221150900300 | "HELMET, FLEXIBLE PROTECTIVE, FABRICATED FROM A FLEXIBLE PLASTIC WITH ANTI - BACTERIAL PADDING, SIZE 43 - 46 CM, APPROXIMATELY" | PROSTHETICS & ORTHOSIS SUPPLIES
6081 | 4221150900900 | "HELMET, FLEXIBLE PROTECTIVE, FABRICATED FROM A FLEXIBLE PLASTIC WITH ANTI - BACTERIAL PADDING, SIZE 45 - 51 CM, APPROXIMATELY" | PROSTHETICS & ORTHOSIS SUPPLIES
6082 | 4221150900400 | "HELMET, FLEXIBLE PROTECTIVE, FABRICATED FROM A FLEXIBLE PLASTIC WITH ANTI - BACTERIAL PADDING, SIZE 46 - 48 CM, APPROXIMATELY" | PROSTHETICS & ORTHOSIS SUPPLIES
6083 | 4221150901000 | "HELMET, FLEXIBLE PROTECTIVE, FABRICATED FROM A FLEXIBLE PLASTIC WITH ANTI - BACTERIAL PADDING, SIZE 51 - 53 CM, APPROXIMATELY" | PROSTHETICS & ORTHOSIS SUPPLIES
6084 | 4221150900500 | "HELMET, FLEXIBLE PROTECTIVE, FABRICATED FROM A FLEXIBLE PLASTIC WITH ANTI - BACTERIAL PADDING, SIZE 53 - 56 CM, APPROXIMATELY" | PROSTHETICS & ORTHOSIS SUPPLIES
6085 | 4221150900600 | "HELMET, FLEXIBLE PROTECTIVE, FABRICATED FROM A FLEXIBLE PLASTIC WITH ANTI - BACTERIAL PADDING, SIZE 56 - 58 CM, APPROXIMATELY" | PROSTHETICS & ORTHOSIS SUPPLIES
6086 | 4221150900700 | "HELMET, FLEXIBLE PROTECTIVE, FABRICATED FROM A FLEXIBLE PLASTIC WITH ANTI - BACTERIAL PADDING, SIZE 58 - 61 CM, APPROXIMATELY" | PROSTHETICS & ORTHOSIS SUPPLIES
6087 | 4221150901100 | "HELMET, FLEXIBLE PROTECTIVE, FABRICATED FROM A FLEXIBLE PLASTIC WITH ANTI - BACTERIAL PADDING, SIZE 61 - 64 CM, APPROXIMATELY" | PROSTHETICS & ORTHOSIS SUPPLIES
6088 | 4221150900800 | "HELMET, FLEXIBLE PROTECTIVE, FABRICATED FROM A FLEXIBLE PLASTIC WITH ANTI - BACTERIAL PADDING, SIZE 64 - 66 CM, APPROXIMATELY" | PROSTHETICS & ORTHOSIS SUPPLIES
6089 | 4224150700500 | "HIP ABDUCTION BRACE PEDIATRIC ADJUSTABLE POLYPROPYLENE LIGHTWEIGHT WITH ALUMINUM ADJUSTMENT SCREW ALLOWS ABDUCTION 40 TO 180 DEGREE, SOFT LINING, SIZE EXTRA SMALL" | PROSTHETICS & ORTHOSIS SUPPLIES
6090 | 4224150700600 | "HIP ABDUCTION BRACE PEDIATRIC ADJUSTABLE POLYPROPYLENE LIGHTWEIGHT WITH ALUMINUM ADJUSTMENT SCREW ALLOWS ABDUCTION 40 TO 180 DEGREE, SOFT LINING, SIZE LARGE" | PROSTHETICS & ORTHOSIS SUPPLIES
6091 | 4224150700700 | "HIP ABDUCTION BRACE PEDIATRIC ADJUSTABLE POLYPROPYLENE LIGHTWEIGHT WITH ALUMINUM ADJUSTMENT SCREW ALLOWS ABDUCTION 40 TO 180 DEGREE, SOFT LINING, SIZE MEDIUM" | PROSTHETICS & ORTHOSIS SUPPLIES
6092 | 4224150700800 | "HIP ABDUCTION BRACE PEDIATRIC ADJUSTABLE POLYPROPYLENE LIGHTWEIGHT WITH ALUMINUM ADJUSTMENT SCREW ALLOWS ABDUCTION 40 TO 180 DEGREE, SOFT LINING, SIZE SMALL" | PROSTHETICS & ORTHOSIS SUPPLIES
6093 | 4224150700900 | "HIP ABDUCTION BRACE PEDIATRIC ADJUSTABLE POLYPROPYLENE LIGHTWEIGHT WITH ALUMINUM ADJUSTMENT SCREW ALLOWS ABDUCTION 40 TO 180 DEGREE, SOFT LINING, SIZE EXTRA LARGE" | PROSTHETICS & ORTHOSIS SUPPLIES
6094 | 4224170201400 | "HIP BRACE, JOINT STABILIZER, ADULT, ADJUSTABLE HIP ROM, RESTRICTS MOVEMENT, PREVENTION AND TREATMENT OF TEP LOOSENING INSTABILITY OF THE HIP JOINT, SIZE LARGE, LEFT" | PROSTHETICS & ORTHOSIS SUPPLIES
6095 | 4224170201500 | "HIP BRACE, JOINT STABILIZER, ADULT, ADJUSTABLE HIP ROM, RESTRICTS MOVEMENT, PREVENTION AND TREATMENT OF TEP LOOSENING INSTABILITY OF THE HIP JOINT, SIZE LARGE, RIGHT" | PROSTHETICS & ORTHOSIS SUPPLIES
6096 | 4224170201800 | "HIP BRACE, JOINT STABILIZER, ADULT, ADJUSTABLE HIP ROM, RESTRICTS MOVEMENT, PREVENTION AND TREATMENT OF TEP LOOSENING INSTABILITY OF THE HIP JOINT, SIZE MEDIUM, LEFT" | PROSTHETICS & ORTHOSIS SUPPLIES
6097 | 4224170201600 | "HIP BRACE, JOINT STABILIZER, ADULT, ADJUSTABLE HIP ROM, RESTRICTS MOVEMENT, PREVENTION AND TREATMENT OF TEP LOOSENING INSTABILITY OF THE HIP JOINT, SIZE MEDIUM, RIGHT" | PROSTHETICS & ORTHOSIS SUPPLIES
6098 | 4224170201300 | "HIP BRACE, JOINT STABILIZER, ADULT, ADJUSTABLE HIP ROM, RESTRICTS MOVEMENT, PREVENTION AND TREATMENT OF TEP LOOSENING INSTABILITY OF THE HIP JOINT, SIZE SMALL, LEFT" | PROSTHETICS & ORTHOSIS SUPPLIES
6099 | 4224170201700 | "HIP BRACE, JOINT STABILIZER, ADULT, ADJUSTABLE HIP ROM, RESTRICTS MOVEMENT, PREVENTION AND TREATMENT OF TEP LOOSENING INSTABILITY OF THE HIP JOINT, SIZE SMALL, RIGHT" | PROSTHETICS & ORTHOSIS SUPPLIES
6100 | 4224200131800 | "PROSTHETICS HIP JOINT SYSTEM, COMBINATION WITH THE MICROPROCESSOR, KNEE JOINT AND THE CORRESPONDING SYSTEM COMPONENTS, FLEXION ANGLE 130 DEGREE, MAXIMUM BODY WEIGHT 100 KG, LEFT" | PROSTHETICS & ORTHOSIS SUPPLIES
6101 | 4224200131900 | "PROSTHETICS HIP JOINT SYSTEM, COMBINATION WITH THE MICROPROCESSOR, KNEE JOINT AND THE CORRESPONDING SYSTEM COMPONENTS, FLEXION ANGLE 130 DEGREE, MAXIMUM BODY WEIGHT 100 KG, RIGHT" | PROSTHETICS & ORTHOSIS SUPPLIES
6102 | 4224151008300 | "THERMOPLASTIC MATERIAL, HOMOGENEOUS, WITH HIGH RIGIDITY, WORKING TEMPERATURE, 165 DEGREES, CAUCASIAN COLOR, 2000 X 1000 X 2 MM, APPROXIMATELY" | PROSTHETICS & ORTHOSIS SUPPLIES
6103 | 4412210902700 | "HOOK AND LOOP, WIDTH 30 MM APPROXIMATELY, LENGTH 400 MM APPROXIMATELY, SKIN COLOR/WHITE" | PROSTHETICS & ORTHOSIS SUPPLIES
6104 | 4412210900700 | "HOOK AND PILE CLOSURE WITH LOOP, WIDTH 25 MM APPROXIMATELY, LENGTH 380 MM APPROXIMATELY, BLUE, VELCRO OR EQUIVALENT" | PROSTHETICS & ORTHOSIS SUPPLIES
6105 | 4412210900800 | "HOOK AND PILE CLOSURE WITH LOOP, WIDTH 25 MM APPROXIMATELY, LENGTH 380 MM APPROXIMATELY, RED, VELCRO OR EQUIVALENT" | PROSTHETICS & ORTHOSIS SUPPLIES
6106 | 4412210900900 | "HOOK AND PILE CLOSURE WITH LOOP, WIDTH 25 MM APPROXIMATELY, LENGTH 380 MM APPROXIMATELY, WHITE, VELCRO OR EQUIVALENT" | PROSTHETICS & ORTHOSIS SUPPLIES
6107 | 4412210901000 | "HOOK AND PILE CLOSURE WITH LOOP, WIDTH 30 MM APPROXIMATELY, LENGTH 380 MM APPROXIMATELY, BLUE, VELCRO OR EQUIVALENT" | PROSTHETICS & ORTHOSIS SUPPLIES
6108 | 4412210901100 | "HOOK AND PILE CLOSURE WITH LOOP, WIDTH 30 MM APPROXIMATELY, LENGTH 380 MM APPROXIMATELY, RED, VELCRO OR EQUIVALENT" | PROSTHETICS & ORTHOSIS SUPPLIES
6109 | 4412210901200 | "HOOK AND PILE CLOSURE WITH LOOP, WIDTH 30 MM APPROXIMATELY, LENGTH 380 MM APPROXIMATELY, WHITE, VELCRO OR EQUIVALENT" | PROSTHETICS & ORTHOSIS SUPPLIES
6110 | 4412210901300 | "HOOK AND PILE CLOSURE WITH LOOP, WIDTH 35 MM APPROXIMATELY, LENGTH 380 MM APPROXIMATELY, BLUE, VELCRO OR EQUIVALENT" | PROSTHETICS & ORTHOSIS SUPPLIES
6111 | 4412210901500 | "HOOK AND PILE CLOSURE WITH LOOP, WIDTH 35 MM APPROXIMATELY, LENGTH 380 MM APPROXIMATELY, RED, VELCRO OR EQUIVALENT" | PROSTHETICS & ORTHOSIS SUPPLIES
6112 | 4412210901400 | "HOOK AND PILE CLOSURE WITH LOOP, WIDTH 35 MM APPROXIMATELY, LENGTH 380 MM APPROXIMATELY, WHITE, VELCRO OR EQUIVALENT" | PROSTHETICS & ORTHOSIS SUPPLIES
6113 | 4224152002600 | "HOOK AND PILE CLOSURE, W=50 MM APPROXIMATELY, SALMON (VELCRO) ROLL 25 M APPROXIMATELY" | PROSTHETICS & ORTHOSIS SUPPLIES
6114 | 4412210901600 | "HOOK AND PILE CLOSURE, WIDTH 20 MM APPROXIMATELY, BLUE, VELCRO OR EQUIVALENT, ROLL 25 METERS APPROXIMATELY" | PROSTHETICS & ORTHOSIS SUPPLIES
6115 | 4412210900300 | "HOOK AND PILE CLOSURE, WIDTH 20 MM APPROXIMATELY, SALMON (VELCRO OR EQUIVALENT), ROLL 25 METERS APPROXIMATELY" | PROSTHETICS & ORTHOSIS SUPPLIES
6116 | 4412210900400 | "HOOK AND PILE CLOSURE, WIDTH 20 MM APPROXIMATELY, WHITE (VELCRO OR EQUIVALENT), ROLL 25 METERS APPROXIMATELY" | PROSTHETICS & ORTHOSIS SUPPLIES
6117 | 4412210901900 | "HOOK AND PILE CLOSURE, WIDTH 25 MM APPROXIMATELY, BLUE, VELCRO OR EQUIVALENT, ROLL 25 METERS APPROXIMATELY" | PROSTHETICS & ORTHOSIS SUPPLIES
6118 | 4412210900500 | "HOOK AND PILE CLOSURE, WIDTH 25 MM APPROXIMATELY, SALMON (VELCRO OR EQUIVALENT), ROLL 25 METERS APPROXIMATELY" | PROSTHETICS & ORTHOSIS SUPPLIES
6119 | 4412210900600 | "HOOK AND PILE CLOSURE, WIDTH 25 MM APPROXIMATELY, WHITE (VELCRO OR EQUIVALENT), ROLL 25 METERS APPROXIMATELY" | PROSTHETICS & ORTHOSIS SUPPLIES
6120 | 4412210902200 | "HOOK AND PILE CLOSURE, WIDTH 30 MM APPROXIMATELY, BLUE, VELCRO OR EQUIVALENT, ROLL 25 METER APPROXIMATELY" | PROSTHETICS & ORTHOSIS SUPPLIES
6121 | 4224152002400 | "HOOK AND PILE CLOSURE, WIDTH 30 MM APPROXIMATELY, SALMON (VELCRO OR EQUIVALENT), ROLL 25 METERS APPROXIMATELY" | PROSTHETICS & ORTHOSIS SUPPLIES
6122 | 4224152002500 | "HOOK AND PILE CLOSURE, WIDTH 30 MM APPROXIMATELY, WHITE (VELCRO OR EQUIVALENT), ROLL 25 METERS APPROXIMATELY" | PROSTHETICS & ORTHOSIS SUPPLIES
6123 | 4224152002700 | "HOOK AND PILE CLOSURE, WIDTH 50 MM APPROXIMATELY, WHITE (VELCRO OR EQUIVALENT), ROLL 25 METERS APPROXIMATELY" | PROSTHETICS & ORTHOSIS SUPPLIES
6124 | 4412210902000 | "HOOK AND PILE, CLOSURE, WIDTH 25 MM APPROXIMATELY, DARK BROWN, (VELCRO OR EQUIVALENT), ROLL 25 METERS APPROXIMATELY" | PROSTHETICS & ORTHOSIS SUPPLIES
6125 | 4412210902900 | "HOOK AND LOOP, WIDTH 50 MM APPROXIMATELY, LENGTH, 400 MM APPROXIMATELY, COLOR, SKIN, COLOR/WHITE" | PROSTHETICS & ORTHOSIS SUPPLIES
6126 | 4224200122600 | "HYPEREXTENSION SPINAL ORTHOSIS, CONTINUOUS HEIGHT ADJUSTMENT, WATERPROOF, UP TO SIZE 150 CM" | PROSTHETICS & ORTHOSIS SUPPLIES
6127 | 4618220704800 | "ANKLE IMMOBILIZER, POLYETHYLENE DESIGN WITH OPEN HEEL PROTECTING MALLEOLUS FOR IMMOBILIZATION OF THE ANKLE ADJUSTMENT USING FOREFOOT ANKLE AND VELCRO, ASSORTED SIZE" | PROSTHETICS & ORTHOSIS SUPPLIES
6128 | 4618160903200 | "SILICONE INSOLES, FULL LENGTH, DUAL DENSITY PROVIDES CUSHIONING TO HEEL AND METATARSAL HEADS PAIR, PAIR, SIZE 36" | PROSTHETICS & ORTHOSIS SUPPLIES
6129 | 4618160903000 | "SILICONE INSOLES, FULL LENGTH, DUAL DENSITY PROVIDES CUSHIONING TO HEEL AND METATARSAL HEADS PAIR, PAIR, SIZE 38" | PROSTHETICS & ORTHOSIS SUPPLIES
6130 | 4618160902800 | "SILICONE INSOLES, FULL LENGTH, DUAL DENSITY PROVIDES CUSHIONING TO HEEL AND METATARSAL HEADS PAIR, PAIR, SIZE 40" | PROSTHETICS & ORTHOSIS SUPPLIES
6131 | 4618160902700 | "SILICONE INSOLES, FULL LENGTH, DUAL DENSITY PROVIDES CUSHIONING TO HEEL AND METATARSAL HEADS PAIR, PAIR, SIZE 42" | PROSTHETICS & ORTHOSIS SUPPLIES
6132 | 4618160903100 | "SILICONE INSOLES, FULL LENGTH, DUAL DENSITY PROVIDES CUSHIONING TO HEEL AND METATARSAL HEADS PAIR, PAIR, SIZE 44" | PROSTHETICS & ORTHOSIS SUPPLIES
6133 | 4618160903300 | "SILICONE INSOLES, FULL LENGTH, DUAL DENSITY PROVIDES CUSHIONING TO HEEL AND METATARSAL HEADS PAIR, PAIR, SIZE 46" | PROSTHETICS & ORTHOSIS SUPPLIES
6134 | 4618160903900 | "3/4 INSOLE, ADJUSTABLE ARCH HEIGHT, SIZE 37-38" | PROSTHETICS & ORTHOSIS SUPPLIES
6135 | 4618160904000 | "3/4 INSOLE, ADJUSTABLE ARCH HEIGHT, SIZE 39-40" | PROSTHETICS & ORTHOSIS SUPPLIES
6136 | 4618160904100 | "3/4 INSOLE, ADJUSTABLE ARCH HEIGHT, SIZE 41-42" | PROSTHETICS & ORTHOSIS SUPPLIES
6137 | 4618160904200 | "3/4 INSOLE, ADJUSTABLE ARCH HEIGHT, SIZE 43-44" | PROSTHETICS & ORTHOSIS SUPPLIES
6138 | 4618160904300 | "3/4 INSOLE, ADJUSTABLE ARCH HEIGHT, SIZE 45-48" | PROSTHETICS & ORTHOSIS SUPPLIES
6139 | 4618160904500 | "3/4 RIGID INSOLE, PEDIATRIC, SIZE 21-22" | PROSTHETICS & ORTHOSIS SUPPLIES
6140 | 4618160904600 | "3/4 RIGID INSOLE, PEDIATRIC, SIZE 23-24" | PROSTHETICS & ORTHOSIS SUPPLIES
6141 | 4618160904700 | "3/4 RIGID INSOLE, PEDIATRIC, SIZE 25" | PROSTHETICS & ORTHOSIS SUPPLIES
6142 | 4618160904800 | "3/4 RIGID INSOLE, PEDIATRIC, SIZE 26" | PROSTHETICS & ORTHOSIS SUPPLIES
6143 | 4618160904900 | "3/4 RIGID INSOLE, PEDIATRIC, SIZE 27-28" | PROSTHETICS & ORTHOSIS SUPPLIES
6144 | 4618160905000 | "3/4 RIGID INSOLE, PEDIATRIC, SIZE 31-32" | PROSTHETICS & ORTHOSIS SUPPLIES
6145 | 4618160905100 | "3/4 RIGID INSOLE, PEDIATRIC, SIZE 33-34" | PROSTHETICS & ORTHOSIS SUPPLIES
6146 | 4618160905200 | "3/4 RIGID INSOLE, PEDIATRIC, SIZE 35" | PROSTHETICS & ORTHOSIS SUPPLIES
6147 | 4618160905300 | "3/4 RIGID INSOLE, PEDIATRIC, SIZE 36" | PROSTHETICS & ORTHOSIS SUPPLIES
6148 | 4224171300600 | "ISCHIAL BAND STEEL, 320 MM LENGTH APPROXIMATELY, 35 MM WIDTH APPROXIMATELY, 2 MM THICK APPROXIMATELY" | PROSTHETICS & ORTHOSIS SUPPLIES
6149 | 4224200020600 | "ORTHOTIC ANKLE JOINT, WITH DORSIFLEXION EFFECT .INDEPENDENTLY ADJUSTABLE PLANTAR FLEXION RESIST INDEPENDENTLY ADJUSTABLE RANGE OF MOTION INDEPENDENTLY ADJUSTABLE DORSIFLEXION RESIST INDEPENDENTLY ADJUSTABLE ANKLE ALIGNMENT, MEDIAL/LATERAL CONTROL MOTION LIMITING RESIST DORSIFLEXION AND/OR PLANTAR FLEXION, ASSORTED SIZE" | PROSTHETICS & ORTHOSIS SUPPLIES
6150 | 4224200115000 | "ORTHOTIC KNEE JOINT, OFFSET, FREE MOTION WITH 180 DEGREE EXTENSION STOP POSTERIOR OFFSET PROVIDES MEDIOLATERAL KNEE STABILITY DOES NOT LIMIT FUNCTIONAL KNEE FLEXION RANGE OF MOTION VARUS/VALGUS CONTOURS AVAILABLE INFANT SIZE S AVAILABLE ALUMINUM ROUNDED ALUMINUM SQUARED STAINLESS STEEL AND TITANIUM UPRIGHTS AVAILABLE PROVIDE STABILITY DURING THE STANCE PHASE OF GAIT ALLOW UNRESTRICTED FLEXION THROUGH RANGE OF MOTION POSTERIOR OFFSET PROVIDES LOAD RESPONSE STABILITY MEDIAL/LATERAL CONTROL GENU RECURVATUM" | PROSTHETICS & ORTHOSIS SUPPLIES
6151 | 4224200020400 | "ORTHOTIC ANKLE JOINT, ANKLE ADJUSTABLE DORSIFLEXION ASSIST, PROVIDES RESISTANCE TO PLANTAR FLEXION, MOTION PROVIDES ASSISTANCE TO DORSIFLEXION, MOTION ANKLE JOINTS AND UPRIGHTS ARE AVAILABLE IN STAINLESS STEEL AND ALUMINUM, STIRRUPS ARE STAINLESS STEEL, MEDIAL/LATERAL CONTROL MOTION, LIMITING ASSIST DORSIFLEXION, ANKLE JOINTS, COMPONENTS AND ACCESSORIES FOR INCLUSION IN AN ORTHOSIS TO PROVIDE CONTROLLED DORSIFLEXION ASSIST/ PLANTARFLEXION RESIST" | PROSTHETICS & ORTHOSIS SUPPLIES
6152 | 4224200136500 | "ORTHOTIC ANKLE JOINT, ANKLE FLEXIBLE SYSTEM, FULL RANGE OF OPTIONS, FOR THERMOPLASTIC ORTHOSIS POSTERIOR, STOP INCLUDED FLEXIBLE ANKLE JOINT SYSTEM, IDEAL FOR MAXIMUM FUNCTIONAL STRETCH, PROVIDES MEDIOLATERAL CONTROL LIMITS MOTION, MEDIAL/LATERAL CONTROL MOTION, LIMITING ASSIST DORSIFLEXION AND/OR PLANTAR FLEXION" | PROSTHETICS & ORTHOSIS SUPPLIES
6153 | 4224200021300 | "ORTHOTIC ANKLE JOINT, NYLON, FUNCTIONS AS A FREE MOTION JOINT, COST - EFFECTIVE, PROVIDES MEDIOLATERAL CONTROL CAN BE CONFIGURED TO LIMIT MOTION WHEN COMBINED WITH A POSTERIOR, STOP STRONGER THAN POLYPROPYLENE VERSION, MEDIAL/LATERAL CONTROL MOTION, LIMITING ASSIST DORSIFLEXION AND/OR PLANTAR FLEXION" | PROSTHETICS & ORTHOSIS SUPPLIES
6154 | 4224200021200 | "ORTHOTIC ANKLE JOINT, POLYPROPYLENE, FUNCTIONS AS A FREE MOTION JOINT, AVAILABLE IN NATURAL AND BLACK, COST - EFFECTIVE, PROVIDES MEDIOLATERAL CONTROL CAN BE CONFIGURED TO LIMIT MOTION WHEN COMBINED WITH A POSTERIOR STOP, MEDIAL/LATERAL CONTROL MOTION LIMITING ASSIST DORSIFLEXION AND/OR PLANTAR FLEXION" | PROSTHETICS & ORTHOSIS SUPPLIES
6155 | 4224200020000 | "ORTHOTIC KNEE JOINT, AUTOMATIC ANGLED LEVER LOCK, AUTOMATICALLY ENGAGES WHEN THE JOINT REACHES FULL EXTENSION, OPTIONAL ANTERIOR, PULL CABLE TO DISENGAGE BOTH LOCKS SIMULTANEOUSLY, ALUMINUM ROUNDED, STAINLESS STEEL, AND TITANIUM UPRIGHTS AVAILABLE, MODULAR DESIGN PROVIDE STABILITY DURING THE STANCE, PHASE OF GAIT, MEDIAL/LATERAL CONTROL, GENU RECURVATUM PROFOUND QUADRICEP INSTABILITY" | PROSTHETICS & ORTHOSIS SUPPLIES
6156 | 4224200114600 | "ORTHOTIC KNEE JOINT, LEVER LOCK SYSTEM AXIS OF MOTION POSTERIOR TO UPRIGHT, ALUMINUM ROUNDED, ALUMINUM SQUARED, STAINLESS STEEL, AND TITANIUM UPRIGHTS AVAILABLE, VARUS/VALGUS CONTOURS, AVAILABLE CAN BE COMBINED WITH LEVER RELEASE KIT, PROVIDE STABILITY, DURING THE STANCE PHASE OF GAIT LEVER LOCKS, AUTOMATICALLY AT FULL EXTENSION, POSTERIOR OFFSET PROVIDES LOAD RESPONSE, STABILITY CONVENIENT, UNLOCKING WHEN COMBINED WITH LEVER RELEASE KIT, MEDIAL/LATERAL CONTROL," | PROSTHETICS & ORTHOSIS SUPPLIES
6157 | 4224200114700 | "ORTHOTIC KNEE JOINT, FREE MOTION, 180 DEGREE EXTENSION, STOP UNRESTRICTED FLEXION THROUGH FULL RANGE OF MOTION, ALUMINUM ROUNDED, ALUMINUM SQUARED, STAINLESS STEEL, AND TITANIUM UPRIGHTS AVAILABLE UNRESTRICTED FLEXION THROUGH FULL RANGE OF MOTION, MEDIAL/LATERAL CONTROL GENU RECURVATUM" | PROSTHETICS & ORTHOSIS SUPPLIES
6158 | 4224200114500 | "ORTHOTIC KNEE JOINT, LEVER LOCK, SPRING LOADED LEVER SYSTEM, AUTOMATIC LOCKING, ALUMINUM ROUNDED, ALUMINUM SQUARED, STAINLESS STEEL AND TITANIUM UPRIGHTS, AVAILABLE VARUS/VALGUS CONTOURS, AVAILABLE CAN BE COMBINED WITH LEVER RELEASE KIT, PROVIDE STABILITY DURING THE STANCE PHASE OF GAIT, AUTOMATIC LOCKING, CONVENIENT UNLOCKING WHEN COMBINED WITH LEVER RELEASE KIT, GENU RECURVATUM, MEDIAL/LATERAL CONTROL, PROFOUND QUADRICEP INSTABILITY" | PROSTHETICS & ORTHOSIS SUPPLIES
6159 | 4224200114900 | "ORTHOTIC KNEE JOINT, LEVER LOCK SYSTEM, INCREASE/DECREASE KNEE EXTENSION IN 6 DEGREE INTERVALS, KNEE LOCKS WHEN SET EXTENSION IS METAL ALUMINUM, ROUNDED, AND STAINLESS STEEL UPRIGHTS AVAILABLE CAN BE COMBINED WITH LEVER, RELEASE KIT VARYING DEGREES OF KNEE EXTENSION OPTIMAL FOR PERSONS THAT CANNOT REACH, FULL KNEE EXTENSION, MEDIAL/LATERAL CONTROL GENU RECURVATUM PROFOUND QUADRICEP INSTABILITY STATIC POSITIONING FLEXURE CONTRACTURE" | PROSTHETICS & ORTHOSIS SUPPLIES
6160 | 4224200115700 | "ORTHOTIC KNEE JOINT, RATCHET, LOCK, PROMOTES FULL KNEE EXTENSION THROUGH INCREMENTAL RANGE OF KNEE FLEXION, SECURE SEMI - AUTOMATIC LOCKING MECHANISM, ALUMINUM ROUNDED, STAINLESS STEEL AND TITANIUM UPRIGHTS AVAILABLE, PROVIDE STABILITY DURING THE FLEXION STAGE OF THE KNEE, DISTINCTIVE ANTERIOR LOW PROFILE LOCKING MECHANISMS LOCK CAN BE QUICKLY AND EASILY DISENGAGED, MEDIAL LATERAL INSTABILITY, STATIC PROGRESSIVE POSITIONING RANGE OF MOTION LIMITING" | PROSTHETICS & ORTHOSIS SUPPLIES
6161 | 4224200114300 | "ORTHOTIC KNEE JOINT, RING LOCK, RING LOCK EXTENDED, LOCKING SURFACE DROP, LOCK ALUMINUM ROUNDED, ALUMINUM SQUARED, STAINLESS STEEL, AND TITANIUM UPRIGHTS AVAILABLE, STRONGEST RING LOCK KNEE JOINT, PROVIDES STABILITY DURING THE STANCE PHASE OF GAIT, MEDIAL/LATERAL CONTROL, GENU RECURVATUM, PROFOUND QUADRICEP INSTABILITY" | PROSTHETICS & ORTHOSIS SUPPLIES
6162 | 4224200115500 | "ORTHOTIC KNEE JOINT, RING LOCK, AXIS OF MOTION, POSTERIOR TO UPRIGHT POSTERIOR, OFFSET PROVIDES, MEDIOLATERAL, KNEE STABILITY, PROVIDES ANTERIO-POSTERIOR STABILITY, WITH LOCK ENGAGED, VARUS/VALGUS CONTOURS, AVAILABLE IN FANT SIZE S, AVAILABLE ALUMINUM ROUNDED, ALUMINUM SQUARED, STAINLESS STEEL, AND TITANIUM UPRIGHTS AVAILABLE, PROVIDE STABILITY, DURING THE STANCE PHASE OF GAIT, MEDIAL/LATERAL CONTROL, GENU RECURVATUM, PROFOUND QUADRICEP, INSTABILITY" | PROSTHETICS & ORTHOSIS SUPPLIES
6163 | 4224200114400 | "ORTHOTIC KNEE JOINT, RING LOCK, RING LOCKDROP, LOCK NO PROTRUSION, WHEN FLEXED ALUMINUM ROUNDED, ALUMINUM SQUARED, STAINLESS STEEL, AND TITANIUM UPRIGHTS, AVAILABLE, INFANT SIZE S, AVAILABLE VARUS/VALGUS CONTOURS, AVAILABLE, NO PROTRUSION WHEN FLEXED, PROVIDES STABILITY, DURING THE STANCE PHASE OF GAIT, MEDIAL/LATERAL CONTROL, GENU RECURVATUM, PROFOUND QUADRICEP INSTABILITY" | PROSTHETICS & ORTHOSIS SUPPLIES
6164 | 4224200020200 | "ORTHOTIC KNEE JOINT, STANCE, CONTROL, LOCKS THE KNEE, DURING STANCE PHASE, AND ALLOWS FREE KNEE MOTION, DURING SWING, RESISTS KNEE FLEXION, AT ANY ANGLE, POSITIVE LOCK, ENGAGED AT FULL EXTENSION, ALUMINUM ROUNDED, STAINLESS STEEL, AND TITANIUM UPRIGHTS, AVAILABLE, PROVIDE KNEE STABILITY, EVEN IF FULL EXTENSION IS NOT REACHED, MODULAR DESIGN, DURABLE, ACTIVE BUT RESISTIVE FLEXION, AT KNEE QUADRICEP, WEAKNESS, LACK OF KNEE CONTROL, KNEE FLEXURE CONTRACTURE, GENU RECURVATUM" | PROSTHETICS & ORTHOSIS SUPPLIES
6165 | 4224200115300 | "ORTHOTIC KNEE JOINT, TRIGGER LOCK SPRING LOADED LEVER SYSTEM, AUTOMATICALLY ENGAGED LOCK, ALUMINUM ROUNDED, ALUMINUM SQUARED, STAINLESS STEEL AND TITANIUM UPRIGHTS, AVAILABLE TRIGGER LOCK RELEASE SYSTEM PROVIDE STABILITY DURING THE STANCE PHASE OF GAIT, TRIGGER ALLOWS THE JOINT TO BE UNLOCKED WITHOUT BENDING MEDIAL/LATERAL CONTROL, GENU RECURVATUM, PROFOUND QUADRICEP INSTABILITY" | PROSTHETICS & ORTHOSIS SUPPLIES
6166 | 4224200133400 | "ORTHOTIC KNEE JOINT, ANKLE, MODULAR SYSTEM, JOINT BODY, DOUBLE ACTION FUNCTION, INTERCHANGEABLE FUNCTION MODULES, ADJUSTABLE TO REHABILITATION, PROCESS, ENERGY RETURN, FUNCTION, CONTINUOUSLY ADJUSTABLE, CONTROL OF PLANTAR FLEXION, AND DORSAL EXTENSION, FOR PARTIAL OR TOTAL PARALYSIS, OF THE LEG MUSCLES, MAINLY IN CASE OF NEUROLOGICAL DISEASES, SUCH AS: INCOMPLETE SPINAL CORD, INJURY (ISC), TRAUMATIC BRAIN INJURY, INFANTILE, CEREBRAL PALSY, AND STROKE" | PROSTHETICS & ORTHOSIS SUPPLIES
6167 | 4224200115100 | "ORTHOTIC KNEE JOINT, RING, LOCK, ADJUSTABLE EXTENSION STOP IN 6 DEGREE INTERVALS, ADJUSTABLE FLEXION, STOP IN 19 DEGREE INTERVALS, (A AND B), OR 23.75 DEGREE INTERVALS, (C SIZE) ALUMINUM, ROUNDED, AND STAINLESS STEEL, UPRIGHTS AVAILABLE, PROVIDE STABILITY, DURING THE STANCE PHASE OF GAIT, ADJUSTABLE EXTENSION TO RESTRICT, FULL LEG EXTENSION, MEDIAL LATERAL INSTABILITY, STATIC PROGRESSIVE POSITIONING, RANGE OF MOTION LIMITING" | PROSTHETICS & ORTHOSIS SUPPLIES
6168 | 4224200020800 | "DORSIFLEXION ASSIST FLEXURE JOINT, PROVIDES MOTION, ASSIST POWER SIMILAR TO TRADITIONAL DORSI-ASSIST ANKLE JOINTS, ASSORTED DUROMETER AND SIZE" | PROSTHETICS & ORTHOSIS SUPPLIES
6169 | 4920151900000 | "TIBIAL TWISTER KIT, ADJUSTMENT OVER THE LOWER LIMB, FEMORAL - TIBIAL ROTATION IS CORRECTED BY THE ACTION OF A TORSION ELEMENT, PLACED IN REVERSE ROTATION CORRECTION TREATMENT OF ROTATIONAL DISORDERS OF FEMUR AND TIBIA, KIT TWISTER BILATERAL ADJUSTABLE BELT WITH HIP ANKLE JOINT WITH CLAMP FOR BINDING TO THE FOOTWEAR, CALF ADJUSTMENT AND RING OF HEIGHT FIXATION, CABLE EASY TO CUT AND ADJUST TO PATIENT LENGTH" | PROSTHETICS & ORTHOSIS SUPPLIES
6170 | 4224200011000 | "TRANSFEMORAL PROSTHESIS COMPONENT KIT, MODULAR, CONSISTING OF LIGHTWEIGHT SINGLE AXIS KNEE JOINT WITH LOCK, ROTATABLE SOCKET ADAPTER WITH PYRAMID RECEIVER, TUBE ADAPTER, AND COSMETIC FOAM, FOR LOW ACTIVITY, MAXIMUM WEIGHT 100 KG" | PROSTHETICS & ORTHOSIS SUPPLIES
6171 | 4224200139500 | "TRANSFEMORAL PROSTHESIS COMPONENT KIT, INCLUDING : DYNAMIC FOOT WITH PYRAMID, MEDIUM DENSITY HEEL AND RESEMBLES THE NATURAL FOOT SHAPE WITH SMOOTH SURFACE AND SANDAL TOE, TUBE ADAPTER AND TUBE CLAMP ADAPTER ""TITANIUM"", MODULAR KNEE JOINT ""TITANIUM"", POLYCENTRIC, WITH INTEGRATED EXTENSION ASSIST ""FOUR BAR"" SWING PHASE SETTINGS CAN BE CONTINUOUSLY ADJUSTED THROUGH THE AXIS FRICTION AND EXTENSION ASSIST, KNEE FLEXION ANGLE 110 DEGREE, MAXIMUM WEIGHT OF THE KNEE JOINT : 445 GRAMS APPROXIMATELY, FOR BODY WEIGHT UP TO 100 KG, LAMINATION ANCHOR WITH PYRAMID RECEIVER, ROTATABLE, FOAM COVER, PERLON COSMETIC STOCKINGS, INTERNAL SOFT SOCKET, SIZE AND SIDE WILL BE SPECIFY WHEN ORDERED FOR EACH PATIENT INDIVIDUAL" | PROSTHETICS & ORTHOSIS SUPPLIES
6172 | 4224200139900 | "CUSTOM MADE, TRANSFEMORAL PROSTHESIS COMPONENT KIT, INCLUDING LIGHTWEIGHT CARBON FOOT WITH PYRAMID AND COMFORTABLE ROLLOVER CHARACTERISTICS, FOOTSHELL WITH COSMESIS CONNECTION CAP, MULTI-AXIAL MOBILITY, SHOCK ABSORPTION, PROGRESSIVE SPRING CHARACTERISTICS, TUBE ADAPTER AND TUBE CLAMP ADAPTER ""TITANIUM"", MODULAR POLYCENTRIC, KNEE JOINT WITH HYDRAULIC SWING PHASE CONTROL, FLEXION ANGLE OF 175 DEGREE, KNEE JOINT WEIGHT 850 GRAMS APPROX, ROTATION ADAPTER FOR MODULAR PROSTHESIS, WITH PYRAMID, STAINLESS STEEL, HEIGHT 22 MM, BODY WEIGHT UP TO 150 KG, ADAPTER (DOUBLE), FOUR TITANIUM ADJUSTMENT SCREWS FOR CONNECTION BETWEEN TWOPYRAMID ADAPTERS, LAMINATION ANCHOR WITH PYRAMID ROTATABLE STAINLESS STEEL, HEIGHT 2 MM, FOAM COVER, COSMETIC STOCKINGS, SEALING LINER WITH 2 SEALING RING, CUSHION, ANTIBACTERIAL AND SKINFRIENDLY, SIZE AND SIDE WILL BE SPECIFY, INCLUDES PATIENT ASSESSMENT AT CUSTOMERS PREMISES, MEASURING, INCLUDES ALL MATERIALS/COMPONENTS TO FABRICATE PROSTHESIS, DELIVERY, FITTING BY C | PROSTHETICS & ORTHOSIS SUPPLIES
6173 | 4224200137000 | "CUSTOM MADE, TRANSFEMORAL PROSTHESIS, SACH FOOT WITH TOES, FOOT ADAPTER, TUBE CLAMP ADAPTER, TUBE ADAPTER, LAMINATION ANCHOR WITH PYRAMID, ROTATABLE, FOAM COVER, PERLON COSMETIC STOCKINGS OR EQUIVALENT, INTERNAL SOFT SOCKET OR DERMA SEAL DOUBLE FORTE, ALL COMPONENTS FROM STAINLESS STEEL, SIZE AND SIDE WILL BE SPECIFY, INCLUDES - PATIENT ASSESSMENT AT CUSTOMERS PREMISES, MEASURING, INCLUDES ALL REQUIRED MATERIALS/COMPONENTS TO FABRICATE PROSTHESIS, DELIVERY, FITTING BY CERTIFIED ORTHOTIST IN MULTIPLE CLINICS AND DIFFERENT REGIONS WITH FOLLOW UP (APPENDIX C)" | PROSTHETICS & ORTHOSIS SUPPLIES
6174 | 4224200139600 | "CUSTOM MADE, TRANSFEMORAL PROSTHESIS, DYNAMIC FOOT WITH PYRAMID WITH INNER FLEXIBLE FOOT, DORSAL REINFORCEMENT MEDIUM DENSITY HEEL AND RESEMBLES THE NATURAL FOOT SHAPE WITH SMOOTH SURFACE AND SANDAL TOE, TUBE ADAPTER AND TUBE CLAMP ADAPTER ""TITANIUM"", MODULAR KNEE JOINT ""TITANIUM"", POLYCENTRIC, WITH INTEGRATED EXTENSION ASSIST ""4 BAR"" SWING PHASE SETTINGS, KNEE FLEXION ANGLE 110 DEGREE, MAXIMUM WEIGHT OF THE KNEE JOINT WEIGHT 445 G APPROX, FOR BODY WEIGHT UP TO 100 KG., LAMINATION ANCHOR WITH PYRAMID RECEIVER, ROTATABLE, FOAM COVER, COSMETIC STOCKINGS, INTERNAL SOFT SOCKET, SIZE AND SIDE WILL BE SPECIFY WHEN ORDERED FOR EACH PATIENT INDIVIDUAL. INCLUDES - PATIENT ASSESSMENT AT CUSTOMERS PREMISES, MEASURING, SIZE AND SIDE WILL BE SPECIFY, INCLUDES ALL REQUIRED MATERIALS/COMPONENTS TO FABRICATE PROSTHESIS, DELIVERY, FITTING BY CERTIFIED ORTHOTIST IN MULTIPLE CLINICS AND DIFFERENT REGIONS WITH FOLLOW UP (APPENDIX C)" | PROSTHETICS & ORTHOSIS SUPPLIES
6175 | 4224200137700 | "TRANSFEMORAL PROSTHESIS, DYNAMIC FOOT WITH PYRAMID WITH INNER FLEXIBLE FOOT, DORSAL REINFORCEMENT MEDIUM DENSITY HEEL AND RESEMBLES THE NATURAL FOOT SHAPE WITH SMOOTH SURFACE AND SANDAL TOE, TUBE CLAMP ADAPTER, TUBE ADAPTER, LAMINATION ANCHOR WITH PYRAMID, ROTATABLE, FOAM COVER, PERLON COSMETIC STOCKINGS, INTERNAL SOFT SOCKET OR DERMA SEAL DOUBLE FORTE, ALL COMPONENTS FROM STAINLESS STEEL, SIZE AND SIDE WILL BE SPECIFY WHEN ORDERED FOR EACH PATIENT INDIVIDUAL" | PROSTHETICS & ORTHOSIS SUPPLIES
6176 | 4224200137800 | "CUSTOM MADE, TRANSFEMORAL PROSTHESIS, DYNAMIC FOOT WITH PYRAMID WITH INNER FLEXIBLE FOOT, DORSAL REINFORCEMENT MEDIUM DENSITY HEEL AND RESEMBLES THE NATURAL FOOT SHAPE WITH SMOOTH SURFACE AND SANDAL TOE, TUBE CLAMP ADAPTER, TUBE ADAPTER, LAMINATION ANCHOR WITH PYRAMID, ROTATABLE, FOAM COVER, PERLON COSMETIC STOCKINGS, INTERNAL SOFT SOCKET OR DERMA SEAL DOUBLE FORTE, ALL COMPONENTS FROM STAINLESS STEEL, SIZE AND SIDE WILL BE SPECIFY WHEN ORDERED FOR EACH PATIENT INDIVIDUAL. INCLUDES - PATIENT ASSESSMENT AT CUSTOMERS PREMISES, MEASURING, INCLUDES ALL REQUIRED MATERIALS/COMPONENTS TO FABRICATE PROSTHESIS, DELIVERY, FITTING BY CERTIFIED ORTHOTIST IN MULTIPLE CLINICS AND DIFFERENT REGIONS WITH FOLLOW UP, (APPENDIX C)" | PROSTHETICS & ORTHOSIS SUPPLIES
6177 | 4224200137900 | "TRANSFEMORAL PROSTHESIS KIT, DYNAMIC FOOT WITH PYRAMID WITH INNER FLEXIBLE FOOT, DORSAL REINFORCEMENT MEDIUM DENSITY HEEL AND RESEMBLES THE NATURAL FOOT SHAPE WITH SMOOTH SURFACE AND SANDAL TOE, TUBE CLAMP ADAPTER, TUBE ADAPTER, LAMINATION ANCHOR WITH PYRAMID, ROTATABLE, FOAM COVER, PERLON COSMETIC STOCKINGS, INTERNAL SOFT SOCKET OR DERMA SEAL DOUBLE FORTE, ALL COMPONENTS FROM TITANIUM, SIZE AND SIDE WILL BE SPECIFY WHEN ORDERED FOR EACH PATIENT INDIVIDUAL" | PROSTHETICS & ORTHOSIS SUPPLIES
6178 | 4224200138000 | "CUSTOM MADE, TRANSFEMORAL PROSTHESIS, DYNAMIC FOOT WITH PYRAMID WITH INNER FLEXIBLE FOOT, DORSAL REINFORCEMENT MEDIUM DENSITY HEEL AND RESEMBLES THE NATURAL FOOT SHAPE WITH SMOOTH SURFACE AND SANDAL TOE, TUBE CLAMP ADAPTER, TUBE ADAPTER, LAMINATION ANCHOR WITH PYRAMID, ROTATABLE, FOAM COVER, PERLON COSMETIC STOCKINGS, INTERNAL SOFT SOCKET OR DERMA SEAL DOUBLE FORTE, ALL COMPONENTS FROM TITANIUM, SIZE AND SIDE WILL BE SPECIFY WHEN ORDERED FOR EACH PATIENT INDIVIDUAL. INCLUDES - PATIENT ASSESSMENT AT CUSTOMERS PREMISES, MEASURING, INCLUDES ALL REQUIRED MATERIALS/COMPONENTS TO FABRICATE PROSTHESIS, DELIVERY, FITTING BY CERTIFIED ORTHOTIST IN MULTIPLE CLINICS AND DIFFERENT REGIONS WITH FOLLOW UP (APPENDIX C)" | PROSTHETICS & ORTHOSIS SUPPLIES
6179 | 4224151800800 | "TRANSFEMORAL PROSTHESIS KIT, MULTIAXIAL FOOT WITH PYRAMID, DIVIDED HEEL, SPACER SMOOTH TRANSITION FROM STANCE PHASE TO SWING PHASE, MODULAR POLYCENTRIC KNEE JOINT ""ALUMINUM"" WITH PNEUMATIC SWING PHASE CONTROL, KNEE FLEXION ANGLE 170 DEGREE AND THE LIGHT WEIGHT AND HIGH COMFORT, STANCE PHASE IS SECURED DUE TO THE 4-AXIS JOINT DESIGN, TUBE ADAPTER AND COSMETIC FOAM. WEIGHT OF KNEE JOINT: 790 GRAMS APPROXIMATELY, FOR BODY WEIGHT UP TO 100 KG., LAMINATION ANCHOR WITH PYRAMID RECEIVER, ROTATABLE, FOAM COVER, PERLON COSMETIC STOCKINGS OR EQUIVALENT, SEALING LINER WITH TWO SEALING RING HEIGHTS, WITHOUT DISTAL CONNECTION, ANTI-BACTERIAL AND SKIN-FRIENDLY LINER, SIZE AND SIDE WILL BE SPECIFY WHEN ORDERED FOR EACH PATIENT INDIVIDUAL" | PROSTHETICS & ORTHOSIS SUPPLIES
6180 | 4224151800900 | "CUSTOM MADE, TRANSFEMORAL PROSTHESIS, MULTIAXIAL FOOT WITH PYRAMID, DIVIDED HEEL, SPACER SMOOTH TRANSITION FROM STANCE PHASE TO SWING PHASE, MODULAR POLYCENTRIC KNEE JOINT ""ALUMINUM"" WITH PNEUMATIC SWING PHASE CONTROL, KNEE FLEXION ANGLE 170 DEGREE AND THE LIGHT WEIGHT AND HIGH COMFORT, STANCE PHASE IS SECURED DUE TO THE 4-AXIS JOINT DESIGN, TUBE ADAPTER AND COSMETIC FOAM. WEIGHT OF KNEE JOINT: 790 GRAMS APPROXIMATELY, FOR BODY WEIGHT UP TO 100 KG., LAMINATION ANCHOR WITH PYRAMID RECEIVER, ROTATABLE, FOAM COVER, PERLON COSMETIC STOCKINGS OR EQUIVALENT, SEALING LINER WITH TWO SEALING RING HEIGHTS, WITHOUT DISTAL CONNECTION, ANTI-BACTERIAL AND SKIN-FRIENDLY LINER, SIZE AND SIDE WILL BE SPECIFY WHEN ORDERED FOR EACH PATIENT INDIVIDUAL. INCLUDES - PATIENT ASSESSMENT AT CUSTOMERS PREMISES, MEASURING, INCLUDES ALL REQUIRED MATERIALS/COMPONENTS TO FABRICATE PROSTHESIS, DELIVERY, FITTING BY CERTIFIED ORTHOTIST IN MULTIPLE CLINICS AND DIFFERENT REGIONS WITH FOLLOW UP (APPENDIX C)" | PROSTHETICS & ORTHOSIS SUPPLIES
6181 | 4224200139700 | "CUSTOM MADE, TRANSFEMORAL PROSTHESIS, MULTIAXIAL FOOT WITH PYRAMID, DIVIDED HEEL, SPACER SMOOTH TRANSITION FROM STANCE PHASE, TUBE CLAMP ADAPTER ""TITANIUM"" MODULAR MONOCENTRIC KNEE JOINT WITH ROTARY HYDRAULICS, BODY WEIGHT UP TO 150 KG, WATERPROOF, INTEGRATED MANUAL LOCK, INCLUDING TUBE ADAPTER DIAMETER 34MM, KNEE JOINT WEIGHT 1250 GR APPROX, ROTATION ADAPTER FOR MODULAR PROSTHESIS, WITH PYRAMID, STAINLESS STEEL, HEIGHT: 22 MM, ROTATION: MAX. 360 DEGREE, BODY WEIGHT UP TO 150 KG, ADAPTER (DOUBLE), TITANIUM WITH FOUR EACH ADJUSTMENT SCREWS FOR CONNECTION BETWEEN TWO PYRAMID ADAPTERS, LAMINATION ANCHOR WITH PYRAMID ROTATABLE, STAINLESS STEEL, HEIGHT 2 MM, FOAM COVER, COSMETIC STOCKINGS, SEALING LINER WITH TWO SEALING RING, CUSHION, ANTIBACTERIAL AND SKINFRIENDLY, SIZE AND SIDE WILL BE SPECIFY WHEN ORDERED, INCLUDES PATIENT ASSESSMENT AT CUSTOMERS PREMISES, MEASURING, INCLUDES ALL MATERIALS/COMPONENTS TO FABRICATE PROSTHESIS, DELIVERY, FITTING BY CERTIFIED ORTHOTIST IN MULTIPLE CLINICS | PROSTHETICS & ORTHOSIS SUPPLIES
6182 | 4224200139800 | "CUSTOM MADE, TRANSFEMORAL PROSTHESIS, MULTIAXIAL FOOT WITH PYRAMID, DIVIDED HEEL, SPACER SMOOTH TRANSITION FROM STANCE PHASE TO SWING PHASE, TUBE CLAMP ADAPTER ""TITANIUM"" MODULAR MONOCENTRIC KNEE JOINT WITH ROTARY HYDRAULICS, BODY WEIGHT OF UP TO 150 KG, WATERPROOF, INTEGRATED MANUAL LOCK, INCLUDING TUBE ADAPTER DIAMETER 34MM, MAXIMUM MAXIMUM, WEIGHT OF THE KNEE JOINT: 1250 GRAMS APPROX., ROTATION ADAPTER FOR MODULAR PROSTHESIS, WITH PYRAMID, STAINLESS STEEL, SYSTEM HEIGHT: 22 MM, ROTATION: MAX. 360 DEGREE, FOR BODY WEIGHT UP TO 150 KG, ADAPTER (DOUBLE), TITANIUM ABOVE AND BELOW WITH FOUR EACH ADJUSTMENT SCREWS FOR CONNECTION BETWEEN TWOPYRAMID ADAPTERS, LAMINATION ANCHOR WITH PYRAMID ROTATABLE, STAINLESS STEEL, SYSTEM HEIGHT: 2 MM, FOAM COVER, COSMETIC STOCKINGS, SEALING LINER WITH TWO SEALING RING HEIGHTS, WITHOUT DISTAL CONNECTION, ANTI-BACTERIAL AND SKIN-FRIENDLY, SIZE AND SIDE WILL BE SPECIFY WHEN ORDERED FOR EACH PATIENT INDIVIDUAL" | PROSTHETICS & ORTHOSIS SUPPLIES
6183 | 4224200138500 | "TRANSFEMORAL PROSTHESIS, MULTIAXIAL FOOT WITH PYRAMID, DIVIDED HEEL, SPACER SMOOTH TRANSITION FROM STANCE PHASE TO SWING PHASE, TUBE CLAMP ADAPTER, TUBE ADAPTER, , LAMINATION ANCHOR WITH PYRAMID, ROTATABLE, FOAM COVER, COSMETIC STOCKINGS, ALL COMPONENTS FROM STAINLESS STEEL, SHUTTLE LOCK WITH DISTAL ADJUSTABLE PYRAMID COMPLETE SET, TO CONNECTION BETWEEN THE LINER AND PROSTHESIS, SYSTEM HEIGHT: 25 MM APPROXIMATELY, LAMINATION DUMMY SET WITH SCREW AND SILICONE LINER SOCKET WITH DISTAL CONNECTION, WITH HIGH SHOCK ABSORPTION, ANTI-BACTERIAL PROPERTIES AND SKIN-FRIENDLY, SIZE AND SIDE WILL BE SPECIFY WHEN ORDERED FOR EACH PATIENT INDIVIDUAL" | PROSTHETICS & ORTHOSIS SUPPLIES
6184 | 4224200138800 | "CUSTOM MADE, TRANSFEMORAL PROSTHESIS, MULTIAXIAL FOOT WITH PYRAMID, DIVIDED HEEL, SPACER SMOOTH TRANSITION FROM STANCE PHASE TO SWING PHASE, TUBE CLAMP ADAPTER, TUBE ADAPTER, , LAMINATION ANCHOR WITH PYRAMID, ROTATABLE, FOAM COVER, COSMETIC STOCKINGS, ALL COMPONENTS FROM TITANIUM, SHUTTLE LOCK WITH DISTAL ADJUSTABLE PYRAMID COMPLETE SET, SYSTEM HEIGHT: 25 MM APPROXIMATELY INCLUDING LAMINATION DUMMY SET WITH SCREW AND SILICONE LINER SOCKET WITH DISTAL CONNECTION, WITH HIGH SHOCK ABSORPTION, WITH ANTI-BACTERIAL AND SKIN-FRIENDLY, SIZE AND SIDE WILL BE SPECIFY WHEN ORDERED FOR EACH PATIENT INDIVIDUAL. INCLUDES - PATIENT ASSESSMENT AT CUSTOMERS PREMISES, MEASURING, INCLUDES ALL REQUIRED MATERIALS/COMPONENTS TO FABRICATE PROSTHESIS, DELIVERY, FITTING BY CERTIFIED ORTHOTIST IN MULTIPLE CLINICS AND DIFFERENT REGIONS WITH FOLLOW UP (APPENDIX C)" | PROSTHETICS & ORTHOSIS SUPPLIES
6185 | 4224200138700 | "TRANSFEMORAL PROSTHESIS, MULTIAXIAL FOOT WITH PYRAMID, DIVIDED HEEL, SPACER SMOOTH TRANSITION FROM STANCE PHASE TO SWING PHASE, TUBE CLAMP ADAPTER, TUBE ADAPTER, , LAMINATION ANCHOR WITH PYRAMID, ROTATABLE, FOAM COVER, COSMETIC STOCKINGS, ALL COMPONENTS FROM TITANIUM, SHUTTLE LOCK WITH DISTAL ADJUSTABLE PYRAMID COMPLETE SET, SYSTEM HEIGHT: 25 MM APPROXIMATELY INCLUDING LAMINATION DUMMY SET WITH SCREW AND SILICONE LINER SOCKET WITH DISTAL CONNECTION, WITH HIGH SHOCK ABSORPTION, WITH ANTI-BACTERIAL AND SKIN-FRIENDLY, SIZE AND SIDE WILL BE SPECIFY WHEN ORDERED FOR EACH PATIENT INDIVIDUAL" | PROSTHETICS & ORTHOSIS SUPPLIES
6186 | 4224200138600 | "CUSTOM MADE, TRANSFEMORAL PROSTHESIS, MULTIAXIAL FOOT WITH PYRAMID, DIVIDED HEEL, SPACER SMOOTH TRANSITION FROM STANCE PHASE TO SWING PHASE, TUBE CLAMP ADAPTER, TUBE ADAPTER, LAMINATION ANCHOR WITH PYRAMID, ROTATABLE, FOAM COVER, COSMETIC STOCKINGS, ALL COMPONENTS FROM STAINLESS STEEL, SHUTTLE LOCK WITH DISTAL ADJUSTABLE PYRAMID COMPLETE SET, HEIGHT: 25 MM APPROXIMATELY, LAMINATION DUMMY SET WITH SCREW AND SILICONE LINER SOCKET WITH DISTAL CONNECTION, WITH HIGH SHOCK ABSORPTION, THE ANTI-BACTERIAL AND SKIN-FRIENDLY, SIZE AND SIDE WILL BE SPECIFY WHEN ORDERED FOR EACH PATIENT INDIVIDUAL. INCLUDES - PATIENT ASSESSMENT AT CUSTOMERS PREMISES, MEASURING, INCLUDES ALL REQUIRED MATERIALS/COMPONENTS TO FABRICATE PROSTHESIS, DELIVERY, FITTING BY CERTIFIED ORTHOTIST IN MULTIPLE CLINICS AND DIFFERENT REGIONS WITH FOLLOW UP (APPENDIX C)" | PROSTHETICS & ORTHOSIS SUPPLIES
6187 | 4224200138200 | "CUSTOM MADE, TRANSFEMORAL PROSTHESIS, CARBON FOOT, FOOTSHELL WITH COSMESIS CONNECTION CAP AND FOOT ADAPTER, TUBE CLAMP ADAPTER, TUBE ADAPTER, , LAMINATION ANCHOR WITH PYRAMID, ROTATABLE, FOAM COVER, COSMETIC STOCKINGS, ALL COMPONENTS FROM STAINLESS STEEL, SHUTTLE LOCK WITH DISTAL ADJUSTABLE PYRAMID COMPLETE SET, HEIGHT: 25 MM APPROXIMATELY, LAMINATION DUMMY SET WITH SCREW AND SILICONE LINER SOCKET WITH DISTAL CONNECTION, WITH HIGH SHOCK ABSORPTION, ANTIBACTERIAL AND SKIN-FRIENDLY, SIZE AND SIDE WILL BE SPECIFY WHEN ORDERED FOR EACH PATIENT INDIVIDUAL, INCLUDES - PATIENT ASSESSMENT AT CUSTOMERS PREMISES, MEASURING, INCLUDES ALL REQUIRED MATERIALS/COMPONENTS TO FABRICATE PROSTHESIS, DELIVERY, FITTING BY CERTIFIED ORTHOTIST IN MULTIPLE CLINICS AND DIFFERENT REGIONS WITH FOLLOW UP (APPENDIX C)" | PROSTHETICS & ORTHOSIS SUPPLIES
6188 | 4224200138400 | "CUSTOM MADE, TRANSFEMORAL PROSTHESIS, CARBON FOOT, FOOTSHELL WITH COSMESIS CONNECTION CAP AND FOOT ADAPTER, TUBE CLAMP ADAPTER, TUBE ADAPTER, , LAMINATION ANCHOR WITH PYRAMID, ROTATABLE, FOAM COVER, COSMETIC STOCKINGS, ALL COMPONENTS FROM TITANIUM, SHUTTLE LOCK WITH DISTAL ADJUSTABLE PYRAMID COMPLETE SET, HEIGHT: 25 MM APPROXIMATELY, LAMINATION DUMMY SET WITH SCREW AND SILICONE LINER SOCKET WITH DISTAL CONNECTION, WITH HIGH SHOCK ABSORPTION, ANTIBACTERIAL AND SKIN-FRIENDLY, SIZE AND SIDE WILL BE SPECIFY WHEN ORDERED FOR EACH PATIENT INDIVIDUAL, INCLUDES - PATIENT ASSESSMENT AT CUSTOMERS PREMISES, MEASURING, INCLUDES ALL REQUIRED MATERIALS/COMPONENTS TO FABRICATE PROSTHESIS, DELIVERY, FITTING BY CERTIFIED ORTHOTIST IN MULTIPLE CLINICS AND DIFFERENT REGIONS WITH FOLLOW UP (APPENDIX C)" | PROSTHETICS & ORTHOSIS SUPPLIES
6189 | 4224200138100 | "CUSTOM MADE, TRANSFEMORAL PROSTHESIS, PROSTHETIC CARBON FOOT, FOOTSHELL WITH COSMESIS CONNECTION CAP AND FOOT ADAPTER, TUBE CLAMP ADAPTER, TUBE ADAPTER, LAMINATION ANCHOR WITH PYRAMID, ROTATABLE, FOAM COVER, COSMETIC STOCKINGS, ALL COMPONENTS FROM STAINLESS STEEL, SHUTTLE LOCK WITH DISTAL ADJUSTABLE PYRAMID COMPLETE SET, HEIGHT: 25 MM APPROXIMATELY. INCLUDING LAMINATION DUMMY SET WITH SCREW AND SILICONE LINER SOCKET WITH DISTAL CONNECTION, WITH HIGH SHOCK ABSORPTION, ANTI-BACTERIAL AND SKIN FRIENDLY, SIZE AND SIDE WILL BE SPECIFY WHEN ORDERED FOR EACH PATIENT INDIVIDUAL" | PROSTHETICS & ORTHOSIS SUPPLIES
6190 | 4224200138300 | "TRANSFEMORAL PROSTHESIS, CARBON FOOT, FOOTSHELL WITH COSMESIS CONNECTION CAP AND FOOT ADAPTER, TUBE CLAMP ADAPTER, TUBE ADAPTER, LAMINATION ANCHOR WITH PYRAMID, ROTATABLE, FOAM COVER, COSMETIC STOCKINGS, ALL COMPONENTS FROM TITANIUM, SHUTTLE LOCK WITH DISTAL ADJUSTABLE PYRAMID COMPLETE SET, TO CONNECTION BETWEEN THE LINER AND PROSTHESIS, SYSTEM HEIGHT: 25 MM APPROXIMATELY. INCLUDING LAMINATION DUMMY SET WITH SCREW AND SILICONE LINER SOCKET WITH DISTAL CONNECTION, WITH HIGH SHOCK ABSORPTION, ANTI-BACTERIAL AND SKIN-FRIENDLY, SIZE AND SIDE WILL BE SPECIFY WHEN ORDERED FOR EACH PATIENT INDIVIDUAL" | PROSTHETICS & ORTHOSIS SUPPLIES
6191 | 4224151800600 | "TRANSFEMORAL PROSTHESIS, CARBON FOOT, FOOTSHELL WITH COSMESIS CONNECTION CAP AND FOOT, MODULAR POLYCENTRIC KNEE JOINT ""ALUMINUM"" WITH PNEUMATIC SWING PHASE CONTROL, KNEE FLEXION ANGLE 170 DEGREE AND THE LIGHT WEIGHT AND HIGH COMFORT, STANCE PHASE IS SECURED DUE TO THE 4-AXIS JOINT DESIGN, TUBE ADAPTER AND COSMETIC FOAM, KNEE JOINT WEIGHT:UP TO 800 GRAMS APPROXIMATELY, FOR BODY WEIGHT UP TO 100 KG, LAMINATION ANCHOR WITH PYRAMID RECEIVER, ROTATABLE, FOAM COVER, COSMETIC STOCKINGS, SEALING LINER WITH TWO SEALING RING HEIGHTS, WITHOUT DISTAL CONNECTION, ANTI-BACTERIAL AND SKIN-FRIENDLY, SIZE AND SIDE WILL BE SPECIFY WHEN ORDERED FOR EACH PATIENT INDIVIDUAL" | PROSTHETICS & ORTHOSIS SUPPLIES
6192 | 4224151800700 | "CUSTOM MADE, TRANSFEMORAL PROSTHESIS, CARBON FOOT, FOOTSHELL WITH COSMESIS CONNECTION CAP AND FOOT, MODULAR POLYCENTRIC KNEE JOINT ""ALUMINUM"" WITH PNEUMATIC SWING PHASE CONTROL, KNEE FLEXION ANGLE 170 DEGREE AND THE LIGHT WEIGHT AND HIGH COMFORT, STANCE PHASE IS SECURED DUE TO THE 4-AXIS JOINT DESIGN, TUBE ADAPTER AND COSMETIC FOAM, WEIGHT OF THE KNEE JOINT UP TO 800 GRAMS, FOR BODY WEIGHT UP TO 100 KG, LAMINATION ANCHOR WITH PYRAMID RECEIVER, ROTATABLE, FOAM COVER, COSMETIC STOCKINGS, SEALING LINER WITH TWO SEALING RING HEIGHTS, WITHOUT DISTAL CONNECTION, ANTIBACTERIAL AND SKIN-FRIENDLY, SIZE AND SIDE WILL BE SPECIFY WHEN ORDERED FOR EACH PATIENT INDIVIDUAL, INCLUDES - PATIENT ASSESSMENT AT CUSTOMERS PREMISES, MEASURING, INCLUDES ALL REQUIRED MATERIALS/COMPONENTS TO FABRICATE PROSTHESIS, DELIVERY, FITTING BY CERTIFIED ORTHOTIST IN MULTIPLE CLINICS AND DIFFERENT REGIONS WITH FOLLOW UP (APPENDIX C)" | PROSTHETICS & ORTHOSIS SUPPLIES
6193 | 4224200136900 | "TRANSFEMORAL PROSTHESIS, SACH FOOT WITH TOES, FOOT ADAPTER, TUBE CLAMP ADAPTER, TUBE ADAPTER, LAMINATION ANCHOR WITH PYRAMID, ROTATABLE, FOAM COVER, COSMETIC STOCKINGS, INTERNAL SOFT SOCKET OR DERMA SEAL DOUBLE FORTE, ALL COMPONENTS FROM STAINLESS STEEL SIZE AND SIDE WILL BE SPECIFY WHEN ORDERED FOR EACH PATIENT INDIVIDUAL" | PROSTHETICS & ORTHOSIS SUPPLIES
6194 | 4224200138900 | "TRANSFEMORAL PROSTHESIS, SINGLE AXIS FOOT WITH TOES, SINGLE AXIS FOOT ADAPTER ""ALUMINUM"" WITH CONNECTION CAP, TUBE ADAPTER ""ALUMINUM"", MODULAR LIGHTWEIGHT SINGLE AXIS KNEE JOINT WITH LOCK, THE UPPER JOINT SECTION WITH PYRAMID ADAPTER AND LOWER JOINT SECTION WITH TUBE CLAMP ARE CONNECTED THROUGH THE KNEE AXIS, KNEE FLEXION ANGLE 155 DEGREE, MAXIMUM WEIGHT OF THE KNEE JOINT: 290 GRAMS, APPROXIMATELY, FOR BODY WEIGHT UP TO 150 KG., LAMINATION ANCHOR WITH PYRAMID RECEIVER, ROTATABLE, FOAM COVER, PERLON COSMETIC STOCKINGS, INTERNAL SOFT SOCKET SIZE AND SIDE WILL BE SPECIFY WHEN ORDERED FOR EACH PATIENT INDIVIDUAL" | PROSTHETICS & ORTHOSIS SUPPLIES
6195 | 4224200139000 | "CUSTOM MADE, TRANSFEMORAL PROSTHESIS, SINGLE AXIS FOOT WITH TOES, SINGLE AXIS FOOT ADAPTER ""ALUMINUM"" WITH CONNECTION CAP, TUBE ADAPTER ""ALUMINUM"", MODULAR LIGHTWEIGHT SINGLE AXIS KNEE JOINT, WITH LOCK, THE UPPER JOINT SECTION WITH PYRAMID ADAPTER AND LOWER JOINT SECTION WITH TUBE CLAMP ARE CONNECTED THROUGH THE KNEE AXIS, KNEE FLEXION ANGLE 155 DEGREE, MAXIMUM WEIGHT OF THE KNEE JOINT: 290 GRAMS APPROXIMATELY, FOR BODY WEIGHT UP TO 150 KG., LAMINATION ANCHOR WITH PYRAMID RECEIVER, ROTATABLE, FOAM COVER, PERLON COSMETIC STOCKINGS, INTERNAL SOFT SOCKET, SIZE AND SIDE WILL BE SPECIFY WHEN ORDERED FOR EACH PATIENT INDIVIDUAL, INCLUDES - PATIENT ASSESSMENT AT CUSTOMERS PREMISES, MEASURING, INCLUDES ALL REQUIRED MATERIALS/COMPONENTS TO FABRICATE PROSTHESIS, DELIVERY, FITTING BY CERTIFIED ORTHOTIST IN MULTIPLE CLINICS AND DIFFERENT REGIONS WITH FOLLOW UP (APPENDIX C)" | PROSTHETICS & ORTHOSIS SUPPLIES
6196 | 4224200139100 | "TRANSFEMORAL PROSTHESIS, SINGLE AXIS FOOT WITH TOES, SINGLE AXIS FOOT ADAPTER ""STAINLESS STEEL"" WITH CONNECTION CAP, TUBE ADAPTER AND TUBE CLAMP ADAPTER ""STAINLESS STEEL"", MODULAR MONOCENTRIC KNEE JOINT TITANIUM WITH FRICTION BRAKE, WITH EXTENSION ASSIST AND PROTECTIVE SLEEVE, LOAD-DEPENDENT BRAKE TO CONTROL THE SWING PHASE, THE AXIS FRICTION AND THE SPRING FORCE OF THE EXTENSION ASSIST ARE ADJUSTABLE KNEE FLEXION ANGLE 150 DEGREE, MAXIMUM WEIGHT OF THE KNEE JOINT: 490 GRAMS, APPROXIMATELY, FOR BODY WEIGHT UP TO 100 KG., LAMINATION ANCHOR WITH PYRAMID RECEIVER, ROTATABLE, FOAM COVER, PERLON COSMETIC STOCKINGS, INTERNAL SOFT SOCKET SIZE AND SIDE WILL BE SPECIFY WHEN ORDERED FOR EACH PATIENT INDIVIDUAL" | PROSTHETICS & ORTHOSIS SUPPLIES
6197 | 4224200139200 | "CUSTOM MADE, TRANSFEMORAL PROSTHESIS, SINGLE AXIS FOOT WITH TOES, SINGLE AXIS FOOT ADAPTER ""STAINLESS STEEL"" WITH CONNECTION CAP, TUBE ADAPTER, AND TUBE CLAMP ADAPTER ""STAINLESS STEEL"" MODULAR MONOCENTRIC KNEE JOINT TITANIUM WITH FRICTION BRAKE, WITH EXTENSION ASSIST AND PROTECTIVE SLEEVE, LOAD-DEPENDENT BRAKE TO CONTROL THE SWING PHASE, THE AXIS FRICTION AND THE SPRING FORCE OF THE EXTENSION ASSIST ARE ADJUSTABLE, KNEE FLEXION ANGLE 150 DEGREE, MAXIMUM WEIGHT OF THE KNEE JOINT: 490 GRAMS APPROXIMATELY, FOR BODY WEIGHT UP TO 100 KG., LAMINATION ANCHOR WITH PYRAMID RECEIVER, ROTATABLE, FOAM COVER, PERLON COSMETIC STOCKINGS, INTERNAL SOFT SOCKET, SIZE AND SIDE WILL BE SPECIFY WHEN ORDERED FOR EACH PATIENT INDIVIDUAL, INCLUDES - PATIENT ASSESSMENT AT CUSTOMERS PREMISES, MEASURING, INCLUDES ALL REQUIRED MATERIALS/COMPONENTS TO FABRICATE PROSTHESIS, DELIVERY, FITTING BY CERTIFIED ORTHOTIST IN MULTIPLE CLINICS AND DIFFERENT REGIONS WITH FOLLOW UP (APPENDIX C)" | PROSTHETICS & ORTHOSIS SUPPLIES
6198 | 4224200139300 | "TRANSFEMORAL PROSTHESIS, SINGLE AXIS FOOT WITH TOES, SINGLE AXIS FOOT ADAPTER ""TITANIUM"" WITH CONNECTION CAP, TUBE ADAPTER, AND TUBE CLAMP ADAPTER ""TITANIUM"", MODULAR KNEE JOINT ""TITANIUM"", POLYCENTRIC WITH INTEGRATED EXTENSION ASSIST ""FOUR BAR"" SWING PHASE SETTINGS CAN BE CONTINUOUSLY ADJUSTED THROUGH THE AXIS FRICTION AND EXTENSION ASSIST, THE EXTENSION STOP ALLOWS ADJUSTMENT OF THE INSTANTANEOUS CENTER OF ROTATION, KNEE FLEXION ANGLE 110 DEGREE, MAXIMUM WEIGHT OF THE KNEE JOINT: 445 GRAMS, APPROXIMATELY, FOR BODY WEIGHT UP TO 100 KG., LAMINATION ANCHOR WITH PYRAMID RECEIVER, ROTATABLE, FOAM COVER, PERLON COSMETIC STOCKINGS, INTERNAL SOFT SOCKET SIZE AND SIDE WILL BE SPECIFY WHEN ORDERED FOR EACH PATIENT INDIVIDUAL" | PROSTHETICS & ORTHOSIS SUPPLIES
6199 | 4224200139400 | "CUSTOM MADE, TRANSFEMORAL PROSTHESIS, SINGLE AXIS FOOT WITH TOES, SINGLE AXIS FOOT ADAPTER ""TITANIUM"" WITH CONNECTION CAP, TUBE ADAPTER, AND TUBE CLAMP ADAPTER ""TITANIUM"", MODULAR KNEE JOINT ""TITANIUM"", POLYCENTRIC WITH INTEGRATED EXTENSION ASSIST ""FOUR BAR"" SWING PHASE SETTINGS CAN BE CONTINUOUSLY ADJUSTED THROUGH THE AXIS FRICTION AND EXTENSION ASSIST, THE EXTENSION STOP ALLOWS ADJUSTMENT OF THE INSTANTANEOUS CENTER OF ROTATION, KNEE FLEXION ANGLE 110 DEGREE, KNEE JOINT WEIGHT UP TO 450 GRAMS, FOR BODY WEIGHT UP TO 100 KG., LAMINATION ANCHOR WITH PYRAMID RECEIVER, ROTATABLE, FOAM COVER, COSMETIC STOCKINGS OR ANY EQUIVALENT, INTERNAL SOFT SOCKET SIZE AND SIDE WILL BE SPECIFY WHEN ORDERED FOR EACH PATIENT INDIVIDUAL, INCLUDES - PATIENT ASSESSMENT AT CUSTOMERS PREMISES, MEASURING, INCLUDES ALL REQUIRED MATERIALS/COMPONENTS TO FABRICATE PROSTHESIS, DELIVERY, FITTING BY CERTIFIED ORTHOTIST IN MULTIPLE CLINICS AND DIFFERENT REGIONS WITH FOLLOW UP (APPENDIX C)" | PROSTHETICS & ORTHOSIS SUPPLIES
6200 | 4224200137500 | "TRANSFEMORAL PROSTHESIS, SINGLE AXIS FOOT WITH TOES, SINGLE AXIS FOOT ADAPTER CONNECTION CAP, TUBE CLAMP ADAPTER, TUBE ADAPTER, LAMINATION ANCHOR WITH PYRAMID, ROTATABLE, FOAM COVER, COSMETIC STOCKINGS, INTERNAL SOFT SOCKET OR DERMA SEAL DOUBLE FORTE, ALL COMPONENTS FROM TITANIUM SIZE AND SIDE WILL BE SPECIFY WHEN ORDERED FOR EACH PATIENT INDIVIDUAL" | PROSTHETICS & ORTHOSIS SUPPLIES
6201 | 4224200137600 | "CUSTOM MADE, TRANSFEMORAL PROSTHESIS, SINGLE AXIS FOOT WITH TOES, SINGLE AXIS FOOT ADAPTER CONNECTION CAP, TUBE CLAMP ADAPTER, TUBE ADAPTER, LAMINATION ANCHOR WITH PYRAMID, ROTATABLE, FOAM COVER, COSMETIC STOCKINGS, INTERNAL SOFT SOCKET OR DERMA SEAL DOUBLE FORTE, ALL COMPONENTS FROM TITANIUM, SIZE AND SIDE WILL BE SPECIFY WHEN ORDERED FOR EACH PATIENT INDIVIDUAL, INCLUDES - PATIENT ASSESSMENT AT CUSTOMERS PREMISES, MEASURING, INCLUDES ALL REQUIRED MATERIALS/COMPONENTS TO FABRICATE PROSTHESIS, DELIVERY, FITTING BY CERTIFIED ORTHOTIST IN MULTIPLE CLINICS AND DIFFERENT REGIONS WITH FOLLOW UP (APPENDIX C)" | PROSTHETICS & ORTHOSIS SUPPLIES
6202 | 4224200137300 | "TRANSFEMORAL PROSTHESIS, SINGLE AXIS FOOT WITH TOES, SINGLE AXIS FOOT ADAPTER WITH CONNECTION CAP, TUBE CLAMP ADAPTER, TUBE ADAPTER, LAMINATION ANCHOR WITH PYRAMID, ROTATABLE, FOAM COVER, PERLON COSMETIC STOCKINGS, INTERNAL SOFT SOCKET OR DERMA SEAL DOUBLE FORTE, ALL COMPONENTS FROM STAINLESS STEEL, SIZE AND SIDE WILL BE SPECIFY WHEN ORDERED FOR EACH PATIENT INDIVIDUAL" | PROSTHETICS & ORTHOSIS SUPPLIES
6203 | 4224200137400 | "CUSTOM MADE, TRANSFEMORAL PROSTHESIS, SINGLE AXIS FOOT WITH TOES, SINGLE AXIS FOOT ADAPTER WITH CONNECTION CAP, TUBE CLAMP ADAPTER, TUBE ADAPTER, LAMINATION ANCHOR WITH PYRAMID, ROTATABLE, FOAM COVER, PERLON COSMETIC STOCKINGS, INTERNAL SOFT SOCKET OR DERMA SEAL DOUBLE FORTE, ALL COMPONENTS FROM STAINLESS STEEL, SIZE AND SIDE WILL BE SPECIFY WHEN ORDERED FOR EACH PATIENT INDIVIDUAL, INCLUDES - PATIENT ASSESSMENT AT CUSTOMERS PREMISES MEASURING, INCLUDES ALL REQUIRED MATERIALS/COMPONENTS TO FABRICATE PROSTHESIS DELIVERY FITTING BY CERTIFIED ORTHOTIST IN MULTIPLE CLINICS AND DIFFERENT REGIONS WITH FOLLOW UP (APPENDIX C)" | PROSTHETICS & ORTHOSIS SUPPLIES
6204 | 4224170642700 | "SOFT PADDING KIT, FOR AFO, INTERFACE, BETWEEN ORTHOSIS AND TIBIAL CREST COMFORT AND RELIEF OF POTENTIAL DISCOMFORT FROM BONY PROMINENCES, AN EXTRA PAD IS INCLUDED TO ALLOW REPLACEMENT WHILE WASHING, ASSORTED SIZE AND SIDE" | PROSTHETICS & ORTHOSIS SUPPLIES
6205 | 4224200010200 | "ORTHOTIC KNEE JOINT, POSTERIOR OFFSET RING LOCK, KNEE JOINT STAINLESS STEEL, MEDIAL AND LATERAL STRAIGHT WITH ROUND EDGE ALUMINUM UPRIGHTS, SIZE 3/16 INCHES X 1/2 INCHES, APPROXIMATELY, CHILD SET" | PROSTHETICS & ORTHOSIS SUPPLIES
6206 | 4224200148500 | "ORTHOTIC KNEE JOINT, SINGLE AXIS, CHILDREN, MODULAR KNEE JOINT WITH INDIVIDUALLY ADJUSTABLE EXTENSION, ASSIST MECHANISM TO CONTROL THE SWING PHASE, MAXIMUM BODY WEIGHT 45 KG, ALUMINUM, MAXIMUM KNEE FLEXION ANGLE 145 DEGREES, KNEE CENTER TO PROXIMAL CONNECTION, 18 MM APPROXIMATELY" | PROSTHETICS & ORTHOSIS SUPPLIES
6207 | 4224200117500 | "ORTHOTIC KNEE JOINTS WITH WEDGE LOCK AND PULL, RELEASE CABLE, LIGHT, AND STURDY, MODULAR JOINT SYSTEM, VERSATILE IN APPLICATION, EASY MAINTENANCE, YOU CAN EASILY DISASSEMBLE ALL COMPONENTS FOR MAINTENANCE PURPOSES AND REPLACE THEM IF NECESSARY, PAIR" | PROSTHETICS & ORTHOSIS SUPPLIES
6208 | 4224200136700 | "CUSTOM MADE, PROSTHETIC KNEE, MICROPROCESSOR CONTROLLED SYSTEM, TRANSFEMORAL AND KNEE DISARTICULATION, HIGH RESISTANCE OUTPUT, STUMBLE RECOVERY, BATTERY LIFE UP TO 3 DAYS, CARBON FOOT, ANGLE SENSOR MEASURING KNEE ANGLE, ROBUST SENSOR, NO NEED FOR CALIBRATION, LOAD CELLS IN ANTERIOR AND POSTERIOR, MEASURING LOAD FROM HEEL STRIKE TO TOE OFF, KINEMATIC SENSOR, SECURE KNEELING AT UP TO 45 DEGREE ABDUCTION ANGLE, KNEE IMMEDIATE ADAPT TO USERS MOTIONS, LASTLY IT ENABLES EASY SWING INITIATION, MINIMAL INTERNAL FRICTION, MANUAL EXTENSION LOCK ADDED AT THE SIDE, COVERS AND MATERIALS ARE RATED IP34, CONTROLLED BY APP, MORE NATURAL GAIT AND MOVEMENT, LESS ENERGY CONSUMPTION AND MORE MOBILITY, KNEE CAN WITHSTAND CONDENSATION, WATERPROOF, USER CAN CHANGE SETTINGS, POSSIBILITY TO MONITOR PROGRESS, WEIGHT 135 KG, K-LEVEL: K3 AND K4, INCLUDES ALL REQUIRED MATERIALS/COMPONENTS TO FABRICATE PROSTHESIS, DELIVERY, FITTING BY CERTIFIED ORTHOTIST IN MULTIPLE CLINICS AND DIFFERENT REGIONS WITH FOLLOW UP (AP | PROSTHETICS & ORTHOSIS SUPPLIES
6209 | 4618150500100 | KNEE SLEEVES, DERMA PROTECTION AND DERMA PROFLEX ARE MADE FROM A COPOLYMER GEL KNEE SLEEVES, PROVIDE INCREASED SUSPENSION BETWEEN SOCKET AND SKIN WHILE THEIR ELASTICITY ALLOWS A GOOD RANGE OF MOTION AT THE KNEE JOINT, CAN BE USED AS PRIMARY SUSPENSION OR WITH A VALVE OR THE HARMONY SYSTEM, THE COPOLYMER GEL IS MOLDED WITH A MEDICAL MINERAL OIL WHICH HAS A BENEFICIAL EFFECT ON THE SKIN DURING WEAR THE OIL, SLOWLY DIFFUSES FROM THE GEL THUS LUBRICATING AND MOISTURIZING THE SKIN OR EQUIVALENT, SIZE: 1 | PROSTHETICS & ORTHOSIS SUPPLIES
6210 | 4618150500200 | KNEE SLEEVES, DERMA PROTECTION AND DERMA PROFLEX ARE MADE FROM A COPOLYMER GEL KNEE SLEEVES, PROVIDE INCREASED SUSPENSION BETWEEN SOCKET AND SKIN WHILE THEIR ELASTICITY ALLOWS A GOOD RANGE OF MOTION AT THE KNEE JOINT, CAN BE USED AS PRIMARY SUSPENSION OR WITH A VALVE OR THE HARMONY SYSTEM, THE COPOLYMER GEL IS MOLDED WITH A MEDICAL MINERAL OIL WHICH HAS A BENEFICIAL EFFECT ON THE SKIN DURING WEAR THE OIL, SLOWLY DIFFUSES FROM THE GEL THUS LUBRICATING AND MOISTURIZING THE SKIN OR EQUIVALENT, SIZE: 2 | PROSTHETICS & ORTHOSIS SUPPLIES
6211 | 4618150500300 | KNEE SLEEVES, DERMA PROTECTION AND DERMA PROFLEX ARE MADE FROM A COPOLYMER GEL KNEE SLEEVES, PROVIDE INCREASED SUSPENSION BETWEEN SOCKET AND SKIN WHILE THEIR ELASTICITY ALLOWS A GOOD RANGE OF MOTION AT THE KNEE JOINT, CAN BE USED AS PRIMARY SUSPENSION OR WITH A VALVE OR THE HARMONY SYSTEM, THE COPOLYMER GEL IS MOLDED WITH A MEDICAL MINERAL OIL WHICH HAS A BENEFICIAL EFFECT ON THE SKIN DURING WEAR THE OIL, SLOWLY DIFFUSES FROM THE GEL THUS LUBRICATING AND MOISTURIZING THE SKIN OR EQUIVALENT, SIZE: 3 | PROSTHETICS & ORTHOSIS SUPPLIES
6212 | 4618150500400 | KNEE SLEEVES, DERMA PROTECTION AND DERMA PROFLEX ARE MADE FROM A COPOLYMER GEL KNEE SLEEVES, PROVIDE INCREASED SUSPENSION BETWEEN SOCKET AND SKIN WHILE THEIR ELASTICITY ALLOWS A GOOD RANGE OF MOTION AT THE KNEE JOINT, CAN BE USED AS PRIMARY SUSPENSION OR WITH A VALVE OR THE HARMONY SYSTEM, THE COPOLYMER GEL IS MOLDED WITH A MEDICAL MINERAL OIL WHICH HAS A BENEFICIAL EFFECT ON THE SKIN DURING WEAR THE OIL, SLOWLY DIFFUSES FROM THE GEL THUS LUBRICATING AND MOISTURIZING THE SKIN OR EQUIVALENT, SIZE: 4 | PROSTHETICS & ORTHOSIS SUPPLIES
6213 | 4224180000400 | KNIGHT TAYLOR TLSO, EXTRA LARGE | PROSTHETICS & ORTHOSIS SUPPLIES
6214 | 4224180000300 | KNIGHT TAYLOR TLSO, LARGE | PROSTHETICS & ORTHOSIS SUPPLIES
6215 | 4224180000200 | KNIGHT TAYLOR TLSO, MEDIUM | PROSTHETICS & ORTHOSIS SUPPLIES
6216 | 4224180000100 | KNIGHT TAYLOR TLSO, SMALL | PROSTHETICS & ORTHOSIS SUPPLIES
6217 | 4214280205700 | LADIES BEST WILLOW CALF SKIN BURGUNDY | PROSTHETICS & ORTHOSIS SUPPLIES
6218 | 4224171400100 | LADIES BEST WILLOW, CALF SKIN, BLUE | PROSTHETICS & ORTHOSIS SUPPLIES
6219 | 4224171400200 | LADIES BEST WILLOW, CALF SKIN, WHITE | PROSTHETICS & ORTHOSIS SUPPLIES
6220 | 4224200008000 | "LAMINATION ANCHOR WITH PYRAMID ADAPTER, ROTATABLE, STAINLESS STEEL, CONNECT THE PROSTHETIC SOCKET TO THE DISTAL PROSTHETIC COMPONENTS, SYSTEM HEIGHT: 44 MM, WEIGHT: UP TO 160 GRAMS, FOR BODY WEIGHT UP TO 150 KG." | PROSTHETICS & ORTHOSIS SUPPLIES
6221 | 4224200007300 | LAMINATION ANCHOR WITH PYRAMID RECEIVER ALUMINUM USED IN TRANSTIBIAL AND TRANSFEMORAL PROSTHESIS FOR CHILDREN AND IS LAMINATED INTO THE SOCKET SYSTEM HEIGHT: 35 MM FOR BODY WEIGHT UP TO 45 KG. | PROSTHETICS & ORTHOSIS SUPPLIES
6222 | 4224200007500 | LAMINATION ANCHOR WITH PYRAMID ROTATABLE STAINLESS STEEL SYSTEM HEIGHT: 2 MM WEIGHT: UP TO 170 GRAMS APPROXIMATELY FOR BODY WEIGHT UP TO 150 KG. | PROSTHETICS & ORTHOSIS SUPPLIES
6223 | 4224200007600 | LAMINATION ANCHOR WITH PYRAMID ROTATABLE STAINLESS STEEL USED TO CONNECT THE PROSTHETIC SOCKET TO THE DISTAL PROSTHETIC COMPONENTS SYSTEM HEIGHT: 3 MM APPROXIMATELY WEIGHT: UP TO 180 GRAMS FOR BODY WEIGHT UP TO 125 KG. | PROSTHETICS & ORTHOSIS SUPPLIES
6224 | 4224200007700 | LAMINATION ANCHOR WITH THREADED CONNECTOR STAINLESS STEEL SYSTEM HEIGHT: 8 MM WEIGHT: UP TO 100 GRAMS FOR BODY WEIGHT UP TO 125 KG. | PROSTHETICS & ORTHOSIS SUPPLIES
6225 | 4224200010500 | LAMINATION ANCHOR, PEDIATRIC, WITH PYRAMID FOR TRANSTIBIAL AND TRANSFEMORAL | PROSTHETICS & ORTHOSIS SUPPLIES
6226 | 4224200007800 | LAMINATION DUMMY, FOR ANCHORS, CE MARK OR EQUIVALENT | PROSTHETICS & ORTHOSIS SUPPLIES
6227 | 4224200007900 | LAMINATION DUMMY, FOR ROTATION ADAPTER, CE MARK OR EQUIVALENT | PROSTHETICS & ORTHOSIS SUPPLIES
6228 | 4224200005100 | LAMINATION RESIN FOR RIGID LAMINATION 80: 20 NET CONTENTS 900 GRAMS APPROXIMATELY | PROSTHETICS & ORTHOSIS SUPPLIES
6229 | 4224200008900 | LAMINATION RING FOR MYOQUICK DISCONNECT HAND SIZE 8 1/4 INCHES APPROXIMATELY | PROSTHETICS & ORTHOSIS SUPPLIES
6230 | 4224200009000 | LAMINATION RING, FOR BABY HAND | PROSTHETICS & ORTHOSIS SUPPLIES
6231 | 4224200008800 | LAMINATION RING, FOR MYOQUICK DISCONNECT HAND, SIZE 7 INCHES | PROSTHETICS & ORTHOSIS SUPPLIES
6232 | 4224200031600 | "LASTING PLIERS, AN ORTHOTICS WORKSHOP TOOL, JAW WIDTH 8-10 MM APPROXIMATELY, LENGTH 180-220 MM APPROXIMATELY" | PROSTHETICS & ORTHOSIS SUPPLIES
6233 | 4224200034300 | LEATHER DRIVE PUNCH KIT, AN ORTHOTICS WORKSHOP TOOL, TOOL STEEL, 13 PARTS, Ø 2, 3, 4, 5, 6, 8, 10, 11, 13, 14, 16, 19 AND 20 MM | PROSTHETICS & ORTHOSIS SUPPLIES
6234 | 4224200118800 | "PROSTHETIC FOOT, LIGHTWEIGHT, CARBON WITH COMFORTABLE ROLLOVER CHARACTERISTICS INCLUDES THE FOOTSHELL WITH COSMESIS CONNECTION CAP SMOOTH TRANSITION FROM STANCE PHASE TO SWING PHASE MULTI - AXIAL MOBILITY TO COMPENSATE FOR UNEVEN SURFACES AND COMFORTABLE WALKING UPHILL AND ON INCLINES GOOD ENERGY RETURN IN THE FOREFOOT AND HEEL GOOD SHOCK ABSORPTION PROGRESSIVE SPRING CHARACTERISTICS SAFETY: CONTROLLED PLANTAR FLEXION OF UP TO 12 DEGREE VERY GOOD IN - /EVERSION AND PRO - SUPINATION GOOD INITIATION OF KNEE FLEXION, LEFT, SIZE 24" | PROSTHETICS & ORTHOSIS SUPPLIES
6235 | 4224200118900 | "PROSTHETIC FOOT, LIGHTWEIGHT, CARBON WITH COMFORTABLE ROLLOVER CHARACTERISTICS INCLUDES THE FOOTSHELL WITH COSMESIS CONNECTION CAP SMOOTH TRANSITION FROM STANCE PHASE TO SWING PHASE MULTI - AXIAL MOBILITY TO COMPENSATE FOR UNEVEN SURFACES AND COMFORTABLE WALKING UPHILL AND ON INCLINES GOOD ENERGY RETURN IN THE FOREFOOT AND HEEL GOOD SHOCK ABSORPTION PROGRESSIVE SPRING CHARACTERISTICS SAFETY: CONTROLLED PLANTAR FLEXION OF UP TO 12 DEGREE VERY GOOD IN - /EVERSION AND PRO - SUPINATION GOOD INITIATION OF KNEE FLEXION, LEFT, SIZE 25" | PROSTHETICS & ORTHOSIS SUPPLIES
6236 | 4224200119000 | "PROSTHETIC FOOT, LIGHTWEIGHT, CARBON WITH COMFORTABLE ROLLOVER CHARACTERISTICS INCLUDES THE FOOTSHELL WITH COSMESIS CONNECTION CAP SMOOTH TRANSITION FROM STANCE PHASE TO SWING PHASE MULTI - AXIAL MOBILITY TO COMPENSATE FOR UNEVEN SURFACES AND COMFORTABLE WALKING UPHILL AND ON INCLINES GOOD ENERGY RETURN IN THE FOREFOOT AND HEEL GOOD SHOCK ABSORPTION PROGRESSIVE SPRING CHARACTERISTICS SAFETY: CONTROLLED PLANTAR FLEXION OF UP TO 12 DEGREE VERY GOOD IN - /EVERSION AND PRO - SUPINATION GOOD INITIATION OF KNEE FLEXION, LEFT, SIZE 26" | PROSTHETICS & ORTHOSIS SUPPLIES
6237 | 4224200119100 | "PROSTHETIC FOOT, LIGHTWEIGHT, CARBON WITH COMFORTABLE ROLLOVER CHARACTERISTICS INCLUDES THE FOOTSHELL WITH COSMESIS CONNECTION CAP SMOOTH TRANSITION FROM STANCE PHASE TO SWING PHASE MULTI - AXIAL MOBILITY TO COMPENSATE FOR UNEVEN SURFACES AND COMFORTABLE WALKING UPHILL AND ON INCLINES GOOD ENERGY RETURN IN THE FOREFOOT AND HEEL GOOD SHOCK ABSORPTION PROGRESSIVE SPRING CHARACTERISTICS SAFETY: CONTROLLED PLANTAR FLEXION OF UP TO 12 DEGREE VERY GOOD IN - /EVERSION AND PRO - SUPINATION GOOD INITIATION OF KNEE FLEXION, LEFT, SIZE 27" | PROSTHETICS & ORTHOSIS SUPPLIES
6238 | 4224200119200 | "PROSTHETIC FOOT, LIGHTWEIGHT, CARBON WITH COMFORTABLE ROLLOVER CHARACTERISTICS INCLUDES THE FOOTSHELL WITH COSMESIS CONNECTION CAP SMOOTH TRANSITION FROM STANCE PHASE TO SWING PHASE MULTI - AXIAL MOBILITY TO COMPENSATE FOR UNEVEN SURFACES AND COMFORTABLE WALKING UPHILL AND ON INCLINES GOOD ENERGY RETURN IN THE FOREFOOT AND HEEL GOOD SHOCK ABSORPTION PROGRESSIVE SPRING CHARACTERISTICS SAFETY: CONTROLLED PLANTAR FLEXION OF UP TO 12 DEGREE VERY GOOD IN - /EVERSION AND PRO - SUPINATION GOOD INITIATION OF KNEE FLEXION, LEFT, SIZE 28" | PROSTHETICS & ORTHOSIS SUPPLIES
6239 | 4224200119300 | "PROSTHETIC FOOT, LIGHTWEIGHT, CARBON WITH COMFORTABLE ROLLOVER CHARACTERISTICS INCLUDES THE FOOTSHELL WITH COSMESIS CONNECTION CAP SMOOTH TRANSITION FROM STANCE PHASE TO SWING PHASE MULTI - AXIAL MOBILITY TO COMPENSATE FOR UNEVEN SURFACES AND COMFORTABLE WALKING UPHILL AND ON INCLINES GOOD ENERGY RETURN IN THE FOREFOOT AND HEEL GOOD SHOCK ABSORPTION PROGRESSIVE SPRING CHARACTERISTICS SAFETY: CONTROLLED PLANTAR FLEXION OF UP TO 12 DEGREE VERY GOOD IN - /EVERSION AND PRO - SUPINATION GOOD INITIATION OF KNEE FLEXION, LEFT, SIZE 29" | PROSTHETICS & ORTHOSIS SUPPLIES
6240 | 4224200119500 | "PROSTHETIC FOOT, LIGHTWEIGHT, CARBON WITH COMFORTABLE ROLLOVER CHARACTERISTICS INCLUDES THE FOOTSHELL WITH COSMESIS CONNECTION CAP SMOOTH TRANSITION FROM STANCE PHASE TO SWING PHASE MULTI - AXIAL MOBILITY TO COMPENSATE FOR UNEVEN SURFACES AND COMFORTABLE WALKING UPHILL AND ON INCLINES GOOD ENERGY RETURN IN THE FOREFOOT AND HEEL GOOD SHOCK ABSORPTION PROGRESSIVE SPRING CHARACTERISTICS SAFETY: CONTROLLED PLANTAR FLEXION OF UP TO 12 DEGREE VERY GOOD IN - /EVERSION AND PRO - SUPINATION GOOD INITIATION OF KNEE FLEXION, RIGHT, SIZE 24" | PROSTHETICS & ORTHOSIS SUPPLIES
6241 | 4224200119600 | "PROSTHETIC FOOT, LIGHTWEIGHT, CARBON WITH COMFORTABLE ROLLOVER CHARACTERISTICS INCLUDES THE FOOTSHELL WITH COSMESIS CONNECTION CAP SMOOTH TRANSITION FROM STANCE PHASE TO SWING PHASE MULTI - AXIAL MOBILITY TO COMPENSATE FOR UNEVEN SURFACES AND COMFORTABLE WALKING UPHILL AND ON INCLINES GOOD ENERGY RETURN IN THE FOREFOOT AND HEEL GOOD SHOCK ABSORPTION PROGRESSIVE SPRING CHARACTERISTICS SAFETY: CONTROLLED PLANTAR FLEXION OF UP TO 12 DEGREE VERY GOOD IN - /EVERSION AND PRO - SUPINATION GOOD INITIATION OF KNEE FLEXION, RIGHT, SIZE 25" | PROSTHETICS & ORTHOSIS SUPPLIES
6242 | 4224200119700 | "PROSTHETIC FOOT, LIGHTWEIGHT, CARBON WITH COMFORTABLE ROLLOVER CHARACTERISTICS INCLUDES THE FOOTSHELL WITH COSMESIS CONNECTION CAP SMOOTH TRANSITION FROM STANCE PHASE TO SWING PHASE MULTI - AXIAL MOBILITY TO COMPENSATE FOR UNEVEN SURFACES AND COMFORTABLE WALKING UPHILL AND ON INCLINES GOOD ENERGY RETURN IN THE FOREFOOT AND HEEL GOOD SHOCK ABSORPTION PROGRESSIVE SPRING CHARACTERISTICS SAFETY: CONTROLLED PLANTAR FLEXION OF UP TO 12 DEGREE VERY GOOD IN - /EVERSION AND PRO - SUPINATION GOOD INITIATION OF KNEE FLEXION, RIGHT, SIZE 26" | PROSTHETICS & ORTHOSIS SUPPLIES
6243 | 4224200119800 | "PROSTHETIC FOOT, LIGHTWEIGHT, CARBON WITH COMFORTABLE ROLLOVER CHARACTERISTICS INCLUDES THE FOOTSHELL WITH COSMESIS CONNECTION CAP SMOOTH TRANSITION FROM STANCE PHASE TO SWING PHASE MULTI - AXIAL MOBILITY TO COMPENSATE FOR UNEVEN SURFACES AND COMFORTABLE WALKING UPHILL AND ON INCLINES GOOD ENERGY RETURN IN THE FOREFOOT AND HEEL GOOD SHOCK ABSORPTION PROGRESSIVE SPRING CHARACTERISTICS SAFETY: CONTROLLED PLANTAR FLEXION OF UP TO 12 DEGREE VERY GOOD IN - /EVERSION AND PRO - SUPINATION GOOD INITIATION OF KNEE FLEXION, RIGHT, SIZE 27" | PROSTHETICS & ORTHOSIS SUPPLIES
6244 | 4224200119900 | "PROSTHETIC FOOT, LIGHTWEIGHT, CARBON WITH COMFORTABLE ROLLOVER CHARACTERISTICS INCLUDES THE FOOTSHELL WITH COSMESIS CONNECTION CAP SMOOTH TRANSITION FROM STANCE PHASE TO SWING PHASE MULTI - AXIAL MOBILITY TO COMPENSATE FOR UNEVEN SURFACES AND COMFORTABLE WALKING UPHILL AND ON INCLINES GOOD ENERGY RETURN IN THE FOREFOOT AND HEEL GOOD SHOCK ABSORPTION PROGRESSIVE SPRING CHARACTERISTICS SAFETY: CONTROLLED PLANTAR FLEXION OF UP TO 12 DEGREE VERY GOOD IN - /EVERSION AND PRO - SUPINATION GOOD INITIATION OF KNEE FLEXION, RIGHT, SIZE 28" | PROSTHETICS & ORTHOSIS SUPPLIES
6245 | 4224200120000 | "PROSTHETIC FOOT, LIGHTWEIGHT, CARBON WITH COMFORTABLE ROLLOVER CHARACTERISTICS INCLUDES THE FOOTSHELL WITH COSMESIS CONNECTION CAP SMOOTH TRANSITION FROM STANCE PHASE TO SWING PHASE MULTI - AXIAL MOBILITY TO COMPENSATE FOR UNEVEN SURFACES AND COMFORTABLE WALKING UPHILL AND ON INCLINES GOOD ENERGY RETURN IN THE FOREFOOT AND HEEL GOOD SHOCK ABSORPTION PROGRESSIVE SPRING CHARACTERISTICS SAFETY: CONTROLLED PLANTAR FLEXION OF UP TO 12 DEGREE VERY GOOD IN - /EVERSION AND PRO - SUPINATION GOOD INITIATION OF KNEE FLEXION, RIGHT, SIZE 29" | PROSTHETICS & ORTHOSIS SUPPLIES
6246 | 4224200126800 | "TRANSTIBIAL PROSTHETIC KIT, LIGHTWEIGHT ROBUST AND DURABLE CARBON FOOT, WITH LOW CLEARANCE RESISTANT AGAINST DUST, DIRT, AND SPLASH WATER, THE CARBON SPRING OFFERS A GOOD FOREFOOT STABILITY AND AN EFFICIENT ENERGY RETURN THE HEEL FOAM OFFERS A COMFORTABLE AND SAVE HEEL STRIKE, TOE INSERT PRE-INSTALLED IN THE FOOTSHELL SERVES TO EXTEND THE LENGTH OF THE FOREFOOT SUPPORTING DIFFERENT WALKING SPEEDS, LOW PROFILE FOOTSHELL FOR EASY ACCESS TO ADJUSTMENT SCREWS AND CONVENIENT INSTALLATION, ALIGNMENT MARKS ON THE FOOTSHELL AND CONNECTION CAP ALLOW AN EASY BENCH ALIGNMENT, INCLUDED TITANIUM TUBE ADAPTER, TITANIUM TUBE CLAMP ADAPTER, TITANIUM TRANS-TIBIAL LAMINATION ANCHOR WITH PYRAMID, AND COSMETIC FOAM, LEFT, SIZE 24" | PROSTHETICS & ORTHOSIS SUPPLIES
6247 | 4224200126900 | "TRANSTIBIAL PROSTHETIC KIT, LIGHTWEIGHT ROBUST AND DURABLE CARBON FOOT, WITH LOW CLEARANCE RESISTANT AGAINST DUST, DIRT, AND SPLASH WATER, THE CARBON SPRING OFFERS A GOOD FOREFOOT STABILITY AND AN EFFICIENT ENERGY RETURN THE HEEL FOAM OFFERS A COMFORTABLE AND SAVE HEEL STRIKE, TOE INSERT PRE-INSTALLED IN THE FOOTSHELL SERVES TO EXTEND THE LENGTH OF THE FOREFOOT SUPPORTING DIFFERENT WALKING SPEEDS, LOW PROFILE FOOTSHELL FOR EASY ACCESS TO ADJUSTMENT SCREWS AND CONVENIENT INSTALLATION, ALIGNMENT MARKS ON THE FOOTSHELL AND CONNECTION CAP ALLOW AN EASY BENCH ALIGNMENT, INCLUDED TITANIUM TUBE ADAPTER, TITANIUM TUBE CLAMP ADAPTER, TITANIUM TRANS-TIBIAL LAMINATION ANCHOR WITH PYRAMID, AND COSMETIC FOAM, LEFT, SIZE 25" | PROSTHETICS & ORTHOSIS SUPPLIES
6248 | 4224200127000 | "TRANSTIBIAL PROSTHETIC KIT, LIGHTWEIGHT ROBUST AND DURABLE CARBON FOOT, WITH LOW CLEARANCE RESISTANT AGAINST DUST, DIRT, AND SPLASH WATER, THE CARBON SPRING OFFERS A GOOD FOREFOOT STABILITY AND AN EFFICIENT ENERGY RETURN THE HEEL FOAM OFFERS A COMFORTABLE AND SAVE HEEL STRIKE, TOE INSERT PRE-INSTALLED IN THE FOOTSHELL SERVES TO EXTEND THE LENGTH OF THE FOREFOOT SUPPORTING DIFFERENT WALKING SPEEDS, LOW PROFILE FOOTSHELL FOR EASY ACCESS TO ADJUSTMENT SCREWS AND CONVENIENT INSTALLATION, ALIGNMENT MARKS ON THE FOOTSHELL AND CONNECTION CAP ALLOW AN EASY BENCH ALIGNMENT, INCLUDED TITANIUM TUBE ADAPTER, TITANIUM TUBE CLAMP ADAPTER, TITANIUM TRANS-TIBIAL LAMINATION ANCHOR WITH PYRAMID, AND COSMETIC FOAM, RIGHT, SIZE 24" | PROSTHETICS & ORTHOSIS SUPPLIES
6249 | 4224200127100 | "TRANSTIBIAL PROSTHETIC KIT, LIGHTWEIGHT ROBUST AND DURABLE CARBON FOOT, WITH LOW CLEARANCE RESISTANT AGAINST DUST, DIRT, AND SPLASH WATER, THE CARBON SPRING OFFERS A GOOD FOREFOOT STABILITY AND AN EFFICIENT ENERGY RETURN THE HEEL FOAM OFFERS A COMFORTABLE AND SAVE HEEL STRIKE, TOE INSERT PRE-INSTALLED IN THE FOOTSHELL SERVES TO EXTEND THE LENGTH OF THE FOREFOOT SUPPORTING DIFFERENT WALKING SPEEDS, LOW PROFILE FOOTSHELL FOR EASY ACCESS TO ADJUSTMENT SCREWS AND CONVENIENT INSTALLATION, ALIGNMENT MARKS ON THE FOOTSHELL AND CONNECTION CAP ALLOW AN EASY BENCH ALIGNMENT, INCLUDED TITANIUM TUBE ADAPTER, TITANIUM TUBE CLAMP ADAPTER, TITANIUM TRANS-TIBIAL LAMINATION ANCHOR WITH PYRAMID, AND COSMETIC FOAM, RIGHT, SIZE 25" | PROSTHETICS & ORTHOSIS SUPPLIES
6250 | 4224200127200 | "TRANSTIBIAL PROSTHETIC KIT, LIGHTWEIGHT ROBUST AND DURABLE CARBON FOOT, WITH LOW CLEARANCE RESISTANT AGAINST DUST, DIRT, AND SPLASH WATER, THE CARBON SPRING OFFERS A GOOD FOREFOOT STABILITY AND AN EFFICIENT ENERGY RETURN THE HEEL FOAM OFFERS A COMFORTABLE AND SAVE HEEL STRIKE, TOE INSERT PRE-INSTALLED IN THE FOOTSHELL SERVES TO EXTEND THE LENGTH OF THE FOREFOOT SUPPORTING DIFFERENT WALKING SPEEDS, LOW PROFILE FOOTSHELL FOR EASY ACCESS TO ADJUSTMENT SCREWS AND CONVENIENT INSTALLATION, ALIGNMENT MARKS ON THE FOOTSHELL AND CONNECTION CAP ALLOW AN EASY BENCH ALIGNMENT, INCLUDED TITANIUM TUBE ADAPTER, TITANIUM TUBE CLAMP ADAPTER, TITANIUM TRANS-TIBIAL LAMINATION ANCHOR WITH PYRAMID, AND COSMETIC FOAM, LEFT, SIZE 26" | PROSTHETICS & ORTHOSIS SUPPLIES
6251 | 4224200127300 | "TRANSTIBIAL PROSTHETIC KIT, LIGHTWEIGHT ROBUST AND DURABLE CARBON FOOT, WITH LOW CLEARANCE RESISTANT AGAINST DUST, DIRT, AND SPLASH WATER, THE CARBON SPRING OFFERS A GOOD FOREFOOT STABILITY AND AN EFFICIENT ENERGY RETURN THE HEEL FOAM OFFERS A COMFORTABLE AND SAVE HEEL STRIKE, TOE INSERT PRE-INSTALLED IN THE FOOTSHELL SERVES TO EXTEND THE LENGTH OF THE FOREFOOT SUPPORTING DIFFERENT WALKING SPEEDS, LOW PROFILE FOOTSHELL FOR EASY ACCESS TO ADJUSTMENT SCREWS AND CONVENIENT INSTALLATION, ALIGNMENT MARKS ON THE FOOTSHELL AND CONNECTION CAP ALLOW AN EASY BENCH ALIGNMENT, INCLUDED TITANIUM TUBE ADAPTER, TITANIUM TUBE CLAMP ADAPTER, TITANIUM TRANS-TIBIAL LAMINATION ANCHOR WITH PYRAMID, AND COSMETIC FOAM, LEFT, SIZE 27" | PROSTHETICS & ORTHOSIS SUPPLIES
6252 | 4224200127400 | "TRANSTIBIAL PROSTHETIC KIT, LIGHTWEIGHT ROBUST AND DURABLE CARBON FOOT, WITH LOW CLEARANCE RESISTANT AGAINST DUST, DIRT, AND SPLASH WATER, THE CARBON SPRING OFFERS A GOOD FOREFOOT STABILITY AND AN EFFICIENT ENERGY RETURN THE HEEL FOAM OFFERS A COMFORTABLE AND SAVE HEEL STRIKE, TOE INSERT PRE-INSTALLED IN THE FOOTSHELL SERVES TO EXTEND THE LENGTH OF THE FOREFOOT SUPPORTING DIFFERENT WALKING SPEEDS, LOW PROFILE FOOTSHELL FOR EASY ACCESS TO ADJUSTMENT SCREWS AND CONVENIENT INSTALLATION, ALIGNMENT MARKS ON THE FOOTSHELL AND CONNECTION CAP ALLOW AN EASY BENCH ALIGNMENT, INCLUDED TITANIUM TUBE ADAPTER, TITANIUM TUBE CLAMP ADAPTER, TITANIUM TRANS-TIBIAL LAMINATION ANCHOR WITH PYRAMID, AND COSMETIC FOAM, LEFT, SIZE 28" | PROSTHETICS & ORTHOSIS SUPPLIES
6253 | 4224200127500 | "TRANSTIBIAL PROSTHETIC KIT, LIGHTWEIGHT ROBUST AND DURABLE CARBON FOOT, WITH LOW CLEARANCE RESISTANT AGAINST DUST, DIRT, AND SPLASH WATER, THE CARBON SPRING OFFERS A GOOD FOREFOOT STABILITY AND AN EFFICIENT ENERGY RETURN THE HEEL FOAM OFFERS A COMFORTABLE AND SAVE HEEL STRIKE, TOE INSERT PRE-INSTALLED IN THE FOOTSHELL SERVES TO EXTEND THE LENGTH OF THE FOREFOOT SUPPORTING DIFFERENT WALKING SPEEDS, LOW PROFILE FOOTSHELL FOR EASY ACCESS TO ADJUSTMENT SCREWS AND CONVENIENT INSTALLATION, ALIGNMENT MARKS ON THE FOOTSHELL AND CONNECTION CAP ALLOW AN EASY BENCH ALIGNMENT, INCLUDED TITANIUM TUBE ADAPTER, TITANIUM TUBE CLAMP ADAPTER, TITANIUM TRANS-TIBIAL LAMINATION ANCHOR WITH PYRAMID, AND COSMETIC FOAM, RIGHT, SIZE 26" | PROSTHETICS & ORTHOSIS SUPPLIES
6254 | 4224200127600 | "TRANSTIBIAL PROSTHETIC KIT, LIGHTWEIGHT ROBUST AND DURABLE CARBON FOOT, WITH LOW CLEARANCE RESISTANT AGAINST DUST, DIRT, AND SPLASH WATER, THE CARBON SPRING OFFERS A GOOD FOREFOOT STABILITY AND AN EFFICIENT ENERGY RETURN THE HEEL FOAM OFFERS A COMFORTABLE AND SAVE HEEL STRIKE, TOE INSERT PRE-INSTALLED IN THE FOOTSHELL SERVES TO EXTEND THE LENGTH OF THE FOREFOOT SUPPORTING DIFFERENT WALKING SPEEDS, LOW PROFILE FOOTSHELL FOR EASY ACCESS TO ADJUSTMENT SCREWS AND CONVENIENT INSTALLATION, ALIGNMENT MARKS ON THE FOOTSHELL AND CONNECTION CAP ALLOW AN EASY BENCH ALIGNMENT, INCLUDED TITANIUM TUBE ADAPTER, TITANIUM TUBE CLAMP ADAPTER, TITANIUM TRANS-TIBIAL LAMINATION ANCHOR WITH PYRAMID, AND COSMETIC FOAM, RIGHT, SIZE 27" | PROSTHETICS & ORTHOSIS SUPPLIES
6255 | 4224200127700 | "TRANSTIBIAL PROSTHETIC KIT, LIGHTWEIGHT ROBUST AND DURABLE CARBON FOOT, WITH LOW CLEARANCE RESISTANT AGAINST DUST, DIRT, AND SPLASH WATER, THE CARBON SPRING OFFERS A GOOD FOREFOOT STABILITY AND AN EFFICIENT ENERGY RETURN THE HEEL FOAM OFFERS A COMFORTABLE AND SAVE HEEL STRIKE, TOE INSERT PRE-INSTALLED IN THE FOOTSHELL SERVES TO EXTEND THE LENGTH OF THE FOREFOOT SUPPORTING DIFFERENT WALKING SPEEDS, LOW PROFILE FOOTSHELL FOR EASY ACCESS TO ADJUSTMENT SCREWS AND CONVENIENT INSTALLATION, ALIGNMENT MARKS ON THE FOOTSHELL AND CONNECTION CAP ALLOW AN EASY BENCH ALIGNMENT, INCLUDED TITANIUM TUBE ADAPTER, TITANIUM TUBE CLAMP ADAPTER, TITANIUM TRANS-TIBIAL LAMINATION ANCHOR WITH PYRAMID, AND COSMETIC FOAM, RIGHT, SIZE 28" | PROSTHETICS & ORTHOSIS SUPPLIES
6256 | 4224150902000 | LIMITER, MOTION CONTROL, VARIABLE PLANTAR FLEXION, STOP WITH SOME DAMPING CONSTRUCTED OF STAINLESS STEEL AND URETHANE, EASY TO FABRICATE PLANTARFLEXION STOP MOTION LIMITING | PROSTHETICS & ORTHOSIS SUPPLIES
6257 | 4224171324300 | "GEL LINER, CUSHION, UNIFORM SHAPE, STRETCHABLE, PROVIDES PRESSURE DISTRIBUTION, REDUCE FRICTION, COMFORT, DURABILITY AND OPTIMAL SOCKET FITTING, THICKNESS: 2.5-3 MM, ASSORTED SIZES" | PROSTHETICS & ORTHOSIS SUPPLIES
6258 | 4224171325000 | "GEL LINER, CUSHION, TAPERED SHAPE, STRETCHABLE, PROVIDES PRESSURE DISTRIBUTION, REDUCE FRICTION, COMFORT, DURABILITY AND OPTIMAL SOCKET FITTING, THICKNESS: 6 MM, ASSORTED SIZES" | PROSTHETICS & ORTHOSIS SUPPLIES
6259 | 4224171324400 | "GEL LINER, CUSHION, UNIFORM SHAPE, STRETCHABLE, PROVIDES PRESSURE DISTRIBUTION, REDUCE FRICTION, COMFORT, DURABILITY AND OPTIMAL SOCKET FITTING, THICKNESS: 6 MM, ASSORTED SIZES" | PROSTHETICS & ORTHOSIS SUPPLIES
6260 | 4224171324500 | "GEL LINER, CUSHION, UNIFORM SHAPE, STRETCHABLE, PROVIDES PRESSURE DISTRIBUTION, REDUCE FRICTION, COMFORT, DURABILITY AND OPTIMAL SOCKET FITTING, THICKNESS: 9 MM, ASSORTED SIZES" | PROSTHETICS & ORTHOSIS SUPPLIES
6261 | 4224171323400 | "GEL LINER, LOCKING, UNIFORM SHAPE, STRETCHABLE, PROVIDES PRESSURE DISTRIBUTION, REDUCE FRICTION, COMFORT, DURABILITY AND OPTIMAL SOCKET FITTING, THICKNESS: 2.5-3 MM, ASSORTED SIZES" | PROSTHETICS & ORTHOSIS SUPPLIES
6262 | 4224171324100 | "GEL LINER, LOCKING, TAPERED SHAPE, STRETCHABLE, PROVIDES PRESSURE DISTRIBUTION, REDUCE FRICTION, COMFORT, DURABILITY AND OPTIMAL SOCKET FITTING, THICKNESS: 6 MM, ASSORTED SIZES" | PROSTHETICS & ORTHOSIS SUPPLIES
6263 | 4224171323500 | "GEL LINER, LOCKING, UNIFORM SHAPE, STRETCHABLE, PROVIDES PRESSURE DISTRIBUTION, REDUCE FRICTION, COMFORT, DURABILITY AND OPTIMAL SOCKET FITTING, THICKNESS: 6 MM, ASSORTED SIZES" | PROSTHETICS & ORTHOSIS SUPPLIES
6264 | 4224171323600 | "GEL LINER, LOCKING, UNIFORM SHAPE, STRETCHABLE, PROVIDES PRESSURE DISTRIBUTION, REDUCE FRICTION, COMFORT, DURABILITY AND OPTIMAL SOCKET FITTING, THICKNESS: 9 MM, ASSORTED SIZES" | PROSTHETICS & ORTHOSIS SUPPLIES
6265 | 4224200015800 | LOCK MAGNOFLEX OR EQUIVALENT THE STRAIGHTFORWARD PIN GUIDE ELIMINATES THE ARDUOUS TASK OF SEARCHING FOR THE OPENING IN THE SHUTTLE LOCK 1 - STEP FABRICATION: QUICK AND STRAIGHTFORWARD INTEGRATION INTO THE PROSTHESIS THE OPTIONAL SLIDER PLATE MAKES IT EASIER TO OPTIMIZE THE PROSTHESIS SETTINGS AREA OF APPLICATION: TRANSFEMORAL AND TRANSTIBIAL AMPUTATION SYSTEM HEIGHT: 25 MM MAXIMUM BODY WEIGHT: 125 KG | PROSTHETICS & ORTHOSIS SUPPLIES
6266 | 4224200009300 | LOCK SET FOR SILICONE ARM LINER | PROSTHETICS & ORTHOSIS SUPPLIES
6267 | 4224200134900 | "PROSTHETIC KNEE JOINT, TRANSFEMORAL, LOCKING POSSIBILITY WHEN NEEDED STANCE PHASE STABILITY LOW VOLUNTARY CONTROL REQUIRED MID SWING SHORTENING - FOR BETTER TO CLEARANCE ADJUSTABLE EXTENSION TO OPTIMIZE EXTENSION SPEED MORE SAFETY WHEN NEEDED LESS EFFORT AND MORE CONFIDENCE DURING WALKING LESS RISK OF TRIPS AND FALLS INDIVIDUALLY ADAPTABLE TO INCREASE MOBILITY DURING REHABILITATION PHASE TRANSFEMORAL LOW TO MODERATE IMPACT LEVEL MAXIMUM USER WEIGHT 136 KG K - LEVEL: K 1 AND K 2 2 - IN - 1 FUNCTION 4 - BAR GEOMETRY INTEGRATED EXTENSION SPRING" | PROSTHETICS & ORTHOSIS SUPPLIES
6268 | 4224200031300 | LONG-NOSED PLIERS, AN ORTHOTICS WORKSHOP TOOL, OIL HARDENED, SIDE PIECE WITH PVC COATING, POLISHED HEAD, LENGTH 140-160 MM | PROSTHETICS & ORTHOSIS SUPPLIES
6269 | 4224200011400 | LUBRICANT, TO AID IN DONNING THE PROSTHETIC GLOVE OVER THE INNER HAND, NET CONTENTS 250 GRAMS, APPROXIMATELY | PROSTHETICS & ORTHOSIS SUPPLIES
6270 | 4224200021700 | "MALE INSERT PYRAMID FOR PRONG, STAINLESS STEEL, INSERT HEIGHT 31 MM APPROXIMATELY, WEIGHT UP TO 100 GRAMS, WEIGHT CAPACITY IS UP TO 100 KG" | PROSTHETICS & ORTHOSIS SUPPLIES
6271 | 4224200035800 | "ADJUSTABLE GONIOMETER, MANAGEABLE, AN ORTHOTICS WORKSHOP TOOL, POSITIONING OF THE ROTATING LEVEL USING A HAND WHEEL. SOLE MADE OF ALUMINUM WITH INTEGRATED MAGNETS. ROTATION DISK SCALE IN DEGREES AND MM/M, DIMENSIONS ( L X W X H ) 250 X 20 X 125 MM APPROXIMATELY, WEIGHT 0.370 KG" | PROSTHETICS & ORTHOSIS SUPPLIES
6272 | 4224200600900 | "MECHANICAL HAND, VOLUNTARY OPENING WITH PERLON CABLE THROUGH THE PALM OF THE HAND (INNER PULL) WITH THREADED STUD, 12 X 1.5 MM APPROXIMATELY AND INNER HAND SIZE: 7 1/4, RIGHT SIDE" | PROSTHETICS & ORTHOSIS SUPPLIES
6273 | 4224150202000 | "MICRO HOOK STRIP, SELF - ADHESIVE, USED WITH TERRY CLOTH PADDING FABRIC, WIDTH 50 MM APPROXIMATELY, LENGTH 10 METER APPROXIMATELY, WHITE COLOR" | PROSTHETICS & ORTHOSIS SUPPLIES
6274 | 4224200133900 | "PROSTHETIC FOOT AND ANKLE, MICROPROCESSOR CONTROLLED HYDRAULIC ANKLE VARIABLE RESPONSE CADENCE INCREASE STABILITY DOWN SLOPE, ASSORTED SIDE AND SIZE" | PROSTHETICS & ORTHOSIS SUPPLIES
6275 | 4224200116300 | "MICROPROCESSOR CONTROLLED PROSTHETIC LEG SYSTEM (COMPLETE KIT ), INCLUDING MICROPROCESSOR KNEE PROSTHETIC FOOT ADAPTER, CHARGER AND WIRELESS CONNECTION WITH COMPLETE FITTING ACCESSORIES, INCLUDING FITTING AND TRAINING WITH FULL PROGRAM SYSTEM" | PROSTHETICS & ORTHOSIS SUPPLIES
6276 | 4224200112400 | "CUSTOM MADE, MICROPROCESSOR CONTROLLED PROSTHETIC LEG SYSTEM (COMPLETE KIT ), MICROPROCESSOR KNEE PROSTHETIC FOOT ADAPTER, CHARGER, AND WIRELESS CONNECTION WITH COMPLETE ACCESSORIES INCLUDING PROGRAM TRAINING, THE HYDRAULIC UNIT IS CONTROLLED BY THE MICROPROCESSOR, INCLUDE ADAPTATION USER ADJUSTABLE ACTIVITY MODES, EASY SWING PHASE RELEASE ALSO POSSIBLE WITH SMALL STEPS AND WHEN USING WALKING AIDS, HIGH DEGREE OF SAFETY, CONTROLLED SITTING AND STANDING, SAFE STANDING THANKS TO LOCKED STANCE PHASE OR INTUITIVE STANCE FUNCTION IN ACTIVITY, SMART CONTROL, INTEGRATED BLUETOOTH, KNEE JOINT WEIGHTUP TO 950 GRAMS, USER WEIGHT 120 KG, 3 YEARS WARRANTY INCLUDES SERVICE UNIT FOR USE DURING REPAIRS AND SERVICE INSPECTIONS, SIZE, SIDE AND COLOR WILL BE SPECIFY WHEN ORDERED FOR EACH PATIENT INDIVIDUAL, INCLUDES PATIENT ASSESSMENT AT CUSTOMERS PREMISES, MEASURING, INCLUDES ALL REQUIRED MATERIALS/COMPONENTS TO FABRICATE PROSTHESIS, DELIVERY, FITTING BY CERTIFIED ORTHOTIST IN MULTIPLE CLINICS AND DIF | PROSTHETICS & ORTHOSIS SUPPLIES
6277 | 4224200112500 | "MICROPROCESSOR CONTROLLED PROSTHETIC LEG SYSTEM (COMPLETE KIT ), MICROPROCESSOR KNEE PROSTHETIC FOOT, TUBE ADAPTER, TITANIUM, CHARGER AND WIRELESS CONNECTION WITH COMPLETE ACCESSORIES INCLUDING PROGRAM AND TRAINING, THE STANCE AND SWING PHASE AND USES THE MEASUREMENTS OF AN INTEGRATED SENSOR SYSTEM AS A BASIS TO CONTROL A HYDRAULIC UNIT, THE SENSOR DATA ARE UPDATED AND EVALUATED 100 TIMES PER SECOND, ITEM IS ADAPTED TO THE CURRENT MOTION SITUATION, WEATHERPROOF, CONTROLLED BY APP, ONCE THE BATTERY IS DRAINED THE AUTOMATICALLY SWITCHES TO SAFETY MODE, EMPTY BATTERY MODE PERMITS SAFE WALKING, WALK BACKWARDS CONFIDENTLY WITHOUT SWING PHASE RELEASE, SMART CONTROL THROUGH INTEGRATED BLUETOOTH, KNEE JOINT WEIGHT UP TO 1300 GRAMS, USER WEIGHT 140 KG, 3 YEARS WARRANTY INCLUDES SERVICE UNIT FOR USE DURING REPAIRS AND SERVICE INSPECTIONS, SIZE, SIDE AND COLOR WILL BE SPECIFY WHEN ORDERED FOR EACH PATIENT INDIVIDUAL" | PROSTHETICS & ORTHOSIS SUPPLIES
6278 | 4224200112200 | "MICROPROCESSOR CONTROLLED PROSTHETIC LEG SYSTEM (COMPLETE KIT ), MICROPROCESSOR KNEE PROSTHETIC FOOT ADAPTER, CHARGER, AND WIRELESS CONNECTION WITH COMPLETE ACCESSORIES INCLUDING PROGRAM TRAINING, THE HYDRAULIC UNIT IS CONTROLLED BY THE MICROPROCESSOR, INCLUDE ADAPTATION USER ADJUSTABLE ACTIVITY MODES, EASY SWING PHASE RELEASE ALSO POSSIBLE WITH SMALL STEPS AND WHEN USING WALKING AIDS, HIGH DEGREE OF SAFETY, CONTROLLED SITTING AND STANDING, SAFE STANDING THANKS TO LOCKED STANCE PHASE OR INTUITIVE STANCE FUNCTION IN ACTIVITY, SMART CONTROL, INTEGRATED BLUETOOTH, KNEE JOINT WEIGHTUP TO 950 GRAMS, USER WEIGHT 120 KG, 3 YEARS WARRANTY INCLUDES SERVICE UNIT FOR USE DURING REPAIRS AND SERVICE INSPECTIONS, SIZE, SIDE AND COLOR WILL BE SPECIFY WHEN ORDERED FOR EACH PATIENT INDIVIDUAL" | PROSTHETICS & ORTHOSIS SUPPLIES
6279 | 4224200018700 | "MILLING BLOCK FOR INSOLES (BLUE COLOR), SIZE 2 DIMENSIONS (350X3000X35MM) APPROXIMATELY, FEATURES A MEDIUM HARDNESS AND SOFT HARDNESS ETHYLENE-VINYL ACETATE, (EVA) LAYERS, COMBINED WITH A BOTTOM STIFFENING LAYER" | PROSTHETICS & ORTHOSIS SUPPLIES
6280 | 4224200018600 | "MILLING BLOCK FOR INSOLES (BROWN COLOR), SIZE 2 DIMENSIONS (350X3000X35MM) APPROXIMATELY, FEATURES TWO SOFT ETHYLENE-VINYL ACETATE, (EVA) LAYERS, COMBINED WITH A BOTTOM STIFFENING LAYER" | PROSTHETICS & ORTHOSIS SUPPLIES
6281 | 4224200018900 | "MILLING BLOCK FOR INSOLES (GREEN COLOR), SIZE 2 DIMENSIONS (350X3000X35MM) APPROXIMATELY, FEATURES A MEDIUM DENSITY ETHYLENE-VINYL ACETATE, (EVA) LAYERS, COMBINED WITH A BOTTOM STIFFENING LAYER" | PROSTHETICS & ORTHOSIS SUPPLIES
6282 | 4224200018800 | "MILLING BLOCK FOR INSOLES (RED COLOR), SIZE 2 DIMENSIONS (350X3000X35MM) APPROXIMATELY, FEATURES A FIRM HARDNESS AND MEDIUM-SOFT HARDNESS ETHYLENE-VINYL ACETATE, (EVA) LAYERS, COMBINED WITH A BOTTOM STIFFENING LAYER" | PROSTHETICS & ORTHOSIS SUPPLIES
6283 | 4224150202100 | "MINI NON - SLIP, NORA LUNASOFT OR EQUIVALENT, 840 X 530 MM APPROXIMATELY, SHORE VALUE A 50, BLACK 10 MM APPROXIMATELY" | PROSTHETICS & ORTHOSIS SUPPLIES
6284 | 4224150202200 | "MINI NON - SLIP, NORA LUNASOFT OR EQUIVALENT, 840 X 530 MM APPROXIMATELY, SHORE VALUE A 50, BLACK 4 MM APPROXIMATELY" | PROSTHETICS & ORTHOSIS SUPPLIES
6285 | 4224150202300 | "MINI NON - SLIP, NORA LUNASOFT OR EQUIVALENT, 840 X 530 MM APPROXIMATELY, SHORE VALUE A 50, BLACK 6 MM APPROXIMATELY" | PROSTHETICS & ORTHOSIS SUPPLIES
6286 | 4224150202400 | "MINI NON - SLIP, NORA LUNASOFT OR EQUIVALENT, 840 X 530 MM APPROXIMATELY, SHORE VALUE A 50, BLACK 8 MM APPROXIMATELY" | PROSTHETICS & ORTHOSIS SUPPLIES
6287 | 4215251602400 | MIXING BOWL, PLASTER, 0.5 LITERS | PROSTHETICS & ORTHOSIS SUPPLIES
6288 | 4224200016400 | MIXING TIPS FOR QUICK ADHESIVE | PROSTHETICS & ORTHOSIS SUPPLIES
6289 | 4224200216500 | "PROSTHETIC MODULAR ARM COMPONENTS KIT, FOR LONG ABOVE ELBOW WITH PASSIVE ELBOW LOCK UPPER ARM AND FOREARM ROTATION, SEPARATE FRICTION, WITH PRE-SHAPED FOAM BLOCK, BEIGE, FOREARM CIRCUMFERENCE 300 MM APPROXIMATELY WITH PROXIMALLY ATTACHED CONNECTION FLANGE AND 1 METER APPROXIMATELY COSMETIC STOCKINETTE BEIGE, LEFT" | PROSTHETICS & ORTHOSIS SUPPLIES
6290 | 4224200216700 | "PROSTHETIC MODULAR ARM COMPONENTS KIT, FOR LONG ABOVE ELBOW WITH PASSIVE ELBOW LOCK UPPER ARM AND FOREARM ROTATION, SEPARATE FRICTION, WITH PRE-SHAPED FOAM BLOCK, BEIGE, FOREARM CIRCUMFERENCE 300 MM APPROXIMATELY WITH PROXIMALLY ATTACHED CONNECTION FLANGE AND 1 METER APPROXIMATELY COSMETIC STOCKINETTE BEIGE, RIGHT" | PROSTHETICS & ORTHOSIS SUPPLIES
6291 | 4224200216900 | "PROSTHETIC MODULAR ARM COMPONENTS KIT, FOR SHOULDER DISARTICULATION WITH PASSIVE ELBOW LOCK AND ADAPTER FOR CONNECTION TO A SHOULDER JOINT WITH SHOULDER JOINT, TWO AXES WITH SEPARATE FRICTION, WITH TWO UPPER ARM PARTS, LENGTH 220 MM, APPROXIMATELY AND LAMINATION RING DIAMETER 43 MM, WITH PRE-SHAPED FOAM BLOCK TWO PIECES, BEIGE, FOREARM CIRCUMFERENCE 300 MM AND TWO METERS BEIGE COSMETIC STOCKINETTE, LEFT" | PROSTHETICS & ORTHOSIS SUPPLIES
6292 | 4224200217000 | "PROSTHETIC MODULAR ARM COMPONENTS KIT, FOR SHOULDER DISARTICULATION WITH PASSIVE ELBOW LOCK AND ADAPTER FOR CONNECTION TO A SHOULDER JOINT WITH SHOULDER JOINT, TWO AXES WITH SEPARATE FRICTION, WITH TWO UPPER ARM PARTS, LENGTH 220 MM, APPROXIMATELY AND LAMINATION RING DIAMETER 43 MM, WITH PRE-SHAPED FOAM BLOCK TWO PIECES, BEIGE, FOREARM CIRCUMFERENCE 300 MM AND TWO METERS BEIGE COSMETIC STOCKINETTE, RIGHT" | PROSTHETICS & ORTHOSIS SUPPLIES
6293 | 4224200132200 | "PROSTHETIC MODULAR HIP JOINT OF TITANIUM, WITH INTERNAL EXTENSION ASSIST ADJUSTABLE ABDUCTION FLEXION AND EXTENSION" | PROSTHETICS & ORTHOSIS SUPPLIES
6294 | 4224200129000 | PROSTHETIC MODULAR HYDRAULIC KNEE JOINT FOR CHILDREN ALUMINUM WITH 4 - AXIS - POLYCENTRIC WITH HYDRAULIC SWING PHASE CONTROL OFFERS ENHANCED SAFETY AND MAKES IT EASY TO INITIATE THE SWING PHASE HIGH FLEXION ANGLE OF 150 DEGREE ALLOWS THE CHILD MAXIMUM FREEDOM OF MOVEMENT HYDRAULIC SWING PHASE CONTROL SUPPORTS THE CHILD AT DIFFERENT WALKING SPEEDS FOR BODY WEIGHT UP TO 45 KG MAXIMUM WEIGHT OF THE KNEE JOINT 515 GRAM APPROXIMATELY | PROSTHETICS & ORTHOSIS SUPPLIES
6295 | 4224200128800 | "PROSTHETIC MODULAR KNEE JOINT POLYCENTRIC, ALUMINUM WITH INTEGRATED ROTATION, THE LOWER JOINT SECTION PERMITS ROTATION OF THE PROSTHETIC FOOT, THE FLEXION ANGLE OF APPROXIMATELY 165 DEGREES AND KNEE FLEXION APPROXIMATELY 175 DEGREES, ENABLES CHILDREN A GOOD KNEELING OR SQUATTING POSITION WITH FOOT ROTATED OUTWARD FOR BODY WEIGHT UP TO 35 KG" | PROSTHETICS & ORTHOSIS SUPPLIES
6296 | 4224200116100 | "PROSTHETIC MODULAR KNEE JOINT, LIGHTWEIGHT, MONOCENTRIC WITH HYDRAULIC SWING PHASE CONTROL AND WITH POWERFUL LINEAR HYDRAULICS FOR SWING PHASE CONTROL, PARTICULARLY WELL SUITED FOR HIGHLY ACTIVE USERS, HYDRAULICS FOR SWING PHASE CONTROL ARE ADAPTED TO THE LOWER PENDULUM MASS, THE KNEE JOINT HOUSING HAS A DORSAL RECESS TO ALLOW FOR A LARGER FLEXION ANGLE, FOR LOADING UP TO 75 KG, INCLUDING ROTATABLE SOCKET ADAPTER WITH PYRAMID RECEIVER STAINLESS STEEL, TUBE ADAPTER, AND TUBE CLAMP ADAPTER ALUMINUM AND COSMETIC FOAM COVER, MAXIMUM WEIGHT OF THE KNEE JOINT: 350 GRAMS, APPROXIMATELY" | PROSTHETICS & ORTHOSIS SUPPLIES
6297 | 4224200116200 | "PROSTHETIC MODULAR KNEE JOINT, LIGHTWEIGHT, MONOCENTRIC, WITH HYDRAULIC SWING PHASE CONTROL AND WITH POWERFUL LINEAR HYDRAULICS FOR SWING PHASE CONTROL, PARTICULARLY WELL SUITED FOR HIGHLY ACTIVE USERS. HYDRAULICS FOR SWING PHASE CONTROL ARE ADAPTED TO THE LOWER PENDULUM MASS, THE KNEE JOINT HOUSING HAS A DORSAL RECESS TO ALLOW FOR A LARGER FLEXION ANGLE, FOR LOADING UP TO 150 KG, INCLUDING : ROTATABLE SOCKET ADAPTER WITH PYRAMID RECEIVER STAINLESS STEEL, TUBE ADAPTER AND TUBE CLAMP ADAPTER STAINLESS STEEL, AND COSMETIC FOAM COVER, MAXIMUM WEIGHT OF THE KNEE JOINT : 370 GRAMS APPROXIMATELY" | PROSTHETICS & ORTHOSIS SUPPLIES
6298 | 4224200116000 | "PROSTHETIC MODULAR MONOCENTRIC KNEE JOINT, TITANIUM, WITH FRICTION BRAKE, WITH EXTENSION ASSIST AND PROTECTIVE SLEEVE, LOAD-DEPENDENT BRAKE, TO CONTROL THE SWING PHASE, THE AXIS FRICTION AND THE SPRING FORCE OF THE EXTENSION ASSIST ARE ADJUSTABLE, INCLUDING: ROTATABLE SOCKET ADAPTER WITH PYRAMID RECEIVER, TUBE ADAPTER, PROTECTIVE SLEEVE AND COSMETIC FOAM, MAXIMUM WEIGHT OF THE KNEE JOINT : 370 GRAMS APPROXIMATELY" | PROSTHETICS & ORTHOSIS SUPPLIES
6299 | 4224200113700 | "PROSTHETIC MODULAR MONOCENTRIC KNEE JOINT, WITH ROTARY HYDRAULICS, APPROVED FOR PROSTHESIS WEARERS WITH A BODY WEIGHT OF UP TO 150 KG, BOTH THE STANCE AND THE SWING PHASE ARE CONTROLLED BY THE HYDRAULICS AND WALKING DOWN INCLINES ARE EFFECTIVELY SUPPORTED BY CLOSELY APPROXIMATELY IMITATING A PHYSIOLOGICAL GAIT PATTERN EVEN AT VARIOUS WALKING SPEEDS WATER PROOF CONSTRUCTION, CAN BE USED IN THE SHOWER OR IN THE POOL, INTEGRATED MANUAL LOCK OFFERS IMPROVED SAFETY IN WET AREAS AND MORE COMFORTABLE WHEN STANDING FOR EXTENDED PERIODS, INCLUDING TUBE ADAPTER DIAMETER 34 MM, MAXIMUM WEIGHT OF THE KNEE JOINT 1250 GRAMS, APPROXIMATELY" | PROSTHETICS & ORTHOSIS SUPPLIES
6300 | 4224200113600 | "PROSTHETIC MODULAR POLYCENTRIC KNEE JOINT WITH HYDRAULIC SWING PHASE CONTROL HAS FIVE AXES ARRANGED IN A CIRCULAR FORM WHICH ALLOWS FOR TWO DIFFERENT MODES OF OPERATION: SWING AND STANCE, COMFORT AND SAFETY ARE ENSURED BY CHARACTERISTIC OF THE ELASTIC FLEXION UNIT WHICH SIMULATES THE NATURAL GAIT SWING PHASE HYDRAULICS THAT ARE VERY EASY TO ADJUST WITH EASY INITIATION OF THE SWING PHASE OPTIMUM PROGRESSIVE DAMPING FOR NATURAL MOVEMENT AND COMFORTABLE END POSITION DAMPING FOR A LARGE RANGE OF WALKING SPEEDS CONTROLLED STANCE PHASE FLEXION OF UP TO 15 DEGREE AND THUS COMFORTABLE WALKING WITH HIGH SAFETY EVEN ON ROUGH TERRAIN AND ON INCLINES UP TO 10 DEGREE LOW WEIGHT AND A VERY LARGE FLEXION ANGLE OF 175 DEGREE FOR GREATER FREEDOM OF MOVEMENT HIGH GROUND CLEARANCE IN THE SWING PHASE DUE TO MULTI - AXIAL JOINT DESIGN FLEXION AND EXTENSION MOVEMENT" | PROSTHETICS & ORTHOSIS SUPPLIES
6301 | 4224151800100 | "PROSTHETIC MODULAR POLYCENTRIC KNEE JOINT, WITH PNEUMATIC SWING PHASE CONTROL, ""PYRAMID ADAPTER (10 DEGREE INCLINED)"" WIDE FLEXION ANGLE OF 170 DEGREE AND THE LIGHT WEIGHT AND HIGH COMFORT, STANCE PHASE IS SECURED DUE TO THE 4-AXIS JOINT DESIGN, POWER DUAL-CHAMBER PNEUMATICS WITH INTEGRATED EXTENSION ASSIST SPRING ENSURE HARMONIOUS PENDULUM MOVEMENTS OF THE PROSTHETIC LOWER LEG, EVEN AT HIGHER WALKING SPEEDS, MODERN POLYCENTRIC STRUCTURE RELIABLY STABILIZES THE KNEE JOINT DURING STANCE PHASE AND PROVIDES FOR INCREASED GROUND CLEARANCE DURING THE SWING PHASE, EASY INITIATION OF THE SWING PHASE, HARMONIOUS EXTENSION STOP, FLEXION AND EXTENSION DAMPING ARE INDIVIDUALLY ADJUSTABLE, INCLINED PYRAMID ADAPTER, ROTATABLE SOCKET ADAPTER WITH PYRAMID RECEIVER, TUBE ADAPTER AND COSMETIC FOAM, MAXIMUM WEIGHT OF THE KNEE JOINT: 795 GRAMS, APPROXIMATELY" | PROSTHETICS & ORTHOSIS SUPPLIES
6302 | 4224151800200 | "PROSTHETIC MODULAR POLYCENTRIC KNEE JOINT, WITH PNEUMATIC SWING PHASE CONTROL, ""PYRAMID ADAPTER (10 DEGREE INCLINED)"" WIDE FLEXION ANGLE OF 170 DEGREE AND THE LIGHT WEIGHT AND HIGH COMFORT, STANCE PHASE IS SECURED DUE TO THE 4-AXIS JOINT DESIGN, POWER DUAL-CHAMBER PNEUMATICS WITH INTEGRATED EXTENSION ASSIST SPRING ENSURE HARMONIOUS PENDULUM MOVEMENTS OF THE PROSTHETIC LOWER LEG, EVEN AT HIGHER WALKING SPEEDS, MODERN POLYCENTRIC STRUCTURE RELIABLY STABILIZES THE KNEE JOINT DURING STANCE PHASE AND PROVIDES FOR INCREASED GROUND CLEARANCE DURING THE SWING PHASE, EASY INITIATION OF THE SWING PHASE, HARMONIOUS EXTENSION STOP, FLEXION AND EXTENSION DAMPING ARE INDIVIDUALLY ADJUSTABLE, INCLINED PYRAMID ADAPTER, ROTATABLE SOCKET ADAPTER WITH PYRAMID RECEIVER, TUBE ADAPTER AND COSMETIC FOAM, MAXIMUM WEIGHT OF THE KNEE JOINT: 750 GRAMS, APPROXIMATELY" | PROSTHETICS & ORTHOSIS SUPPLIES
6303 | 4224151800300 | "PROSTHETIC MODULAR POLYCENTRIC KNEE JOINT, WITH PNEUMATIC SWING PHASE CONTROL, ""PYRAMID ADAPTER (10 DEGREE INCLINED)"" WIDE FLEXION ANGLE OF 170 DEGREE AND THE LIGHT WEIGHT AND HIGH COMFORT, STANCE PHASE IS SECURED DUE TO THE 4-AXIS JOINT DESIGN, POWER DUAL-CHAMBER PNEUMATICS WITH INTEGRATED EXTENSION ASSIST SPRING ENSURE HARMONIOUS PENDULUM MOVEMENTS OF THE PROSTHETIC LOWER LEG, EVEN AT HIGHER WALKING SPEEDS, MODERN POLYCENTRIC STRUCTURE RELIABLY STABILIZES THE KNEE JOINT DURING STANCE PHASE AND PROVIDES FOR INCREASED GROUND CLEARANCE DURING THE SWING PHASE, EASY INITIATION OF THE SWING PHASE, HARMONIOUS EXTENSION STOP, FLEXION AND EXTENSION DAMPING ARE INDIVIDUALLY ADJUSTABLE, INCLINED PYRAMID ADAPTER, ROTATABLE SOCKET ADAPTER WITH PYRAMID RECEIVER, TUBE ADAPTER AND COSMETIC FOAM, MAXIMUM WEIGHT OF THE KNEE JOINT: 765 GRAMS, APPROXIMATELY" | PROSTHETICS & ORTHOSIS SUPPLIES
6304 | 4224151800400 | "PROSTHETIC MODULAR POLYCENTRIC KNEE JOINT, WITH PNEUMATIC SWING PHASE CONTROL, ""PYRAMID ADAPTER (10 DEGREE INCLINED)"" WIDE FLEXION ANGLE OF 170 DEGREE AND THE LIGHT WEIGHT AND HIGH COMFORT, STANCE PHASE IS SECURED DUE TO THE 4-AXIS JOINT DESIGN, POWER DUAL-CHAMBER PNEUMATICS WITH INTEGRATED EXTENSION ASSIST SPRING ENSURE HARMONIOUS PENDULUM MOVEMENTS OF THE PROSTHETIC LOWER LEG, EVEN AT HIGHER WALKING SPEEDS, MODERN POLYCENTRIC STRUCTURE RELIABLY STABILIZES THE KNEE JOINT DURING STANCE PHASE AND PROVIDES FOR INCREASED GROUND CLEARANCE DURING THE SWING PHASE, EASY INITIATION OF THE SWING PHASE, HARMONIOUS EXTENSION STOP, FLEXION AND EXTENSION DAMPING ARE INDIVIDUALLY ADJUSTABLE, INCLINED PYRAMID ADAPTER, ROTATABLE SOCKET ADAPTER WITH PYRAMID RECEIVER, TUBE ADAPTER AND COSMETIC FOAM, MAXIMUM WEIGHT OF THE KNEE JOINT: 770 GRAMS, APPROXIMATELY" | PROSTHETICS & ORTHOSIS SUPPLIES
6305 | 4224200217100 | "PROSTHETIC MODULAR SHOULDER UNIT, 2 INDEPENDENT FRICTION CONTROLS FOR FLEXION/EXTENSION AND ABDUCTION/ADDUCTION" | PROSTHETICS & ORTHOSIS SUPPLIES
6306 | 4224200128900 | "PROSTHETIC MODULAR TRANSFEMORAL KIT, PEDIATRIC, INCLUDING POLYCENTRIC KNEE JOINT, CLAMP ADAPTER, COSMETIC FOAM, AND PERLON STOCKINGS OR EQUIVALENT" | PROSTHETICS & ORTHOSIS SUPPLIES
6307 | 4224200128500 | "PROSTHETIC MODULAR TRANSFEMORAL KIT, PEDIATRIC, INCLUDING SINGLE AXIS KNEE JOINT WITH LOCK CLAMP ADAPTER, COSMETIC FOAM, AND PERLON STOCKINGS OR EQUIVALENT" | PROSTHETICS & ORTHOSIS SUPPLIES
6308 | 4224200128300 | "PROSTHETIC MODULAR TRANSFEMORAL KIT, PEDIATRIC, INCLUDING SINGLE AXIS KNEE JOINT, CLAMP ADAPTER, COSMETIC FOAM, AND PERLON STOCKINGS KIT OR EQUIVALENT" | PROSTHETICS & ORTHOSIS SUPPLIES
6309 | 4224200127800 | "PROSTHETIC MODULAR TRANSTIBIAL KIT WITH LAMINATION ANCHOR AND COSMETIC FOAM, CE MARK OR EQUIVALENT" | PROSTHETICS & ORTHOSIS SUPPLIES
6310 | 4224200126700 | "PROSTHETIC MODULAR TRANSTIBIAL KIT, TITANIUM, 34 MM, WITH COSMETIC FOAM MAX WEIGHT 150 KG, CE MARK OR EQUIVALENT" | PROSTHETICS & ORTHOSIS SUPPLIES
6311 | 4224200132300 | "PROSTHETIC MODULAR, HIP JOINT FOR CHILDREN, ALUMINUM ALLOY WITH PROXIMAL SOCKET ATTACHMENT PLATE AND DISTAL TUBE CLAMP (HIP DISARTICULATION)" | PROSTHETICS & ORTHOSIS SUPPLIES
6312 | 4224200128100 | "PROSTHETIC MODULAR, POLYCENTRIC, FOUR BAR LINKAGE KNEE JOINT WITH INTERNAL, EXTENSION ASSIST, TITANIUM" | PROSTHETICS & ORTHOSIS SUPPLIES
6313 | 4224200132100 | "PROSTHETIC MODULAR, SINGLE AXIS HIP JOINT, ALUMINUM WITH MANUAL LOCK, LEFT" | PROSTHETICS & ORTHOSIS SUPPLIES
6314 | 4224200132000 | "PROSTHETIC MODULAR, SINGLE AXIS HIP JOINT, ALUMINUM WITH STRIDE CONTROL AND EXTENSION ASSIST" | PROSTHETICS & ORTHOSIS SUPPLIES
6315 | 4224200127900 | "PROSTHETIC MODULAR, SINGLE AXIS KNEE JOINT, STAINLESS STEEL WITH MANUAL LOCK AND INTERNAL EXTENSION ASSIST" | PROSTHETICS & ORTHOSIS SUPPLIES
6316 | 4224200128000 | "PROSTHETIC MODULAR, SINGLE AXIS KNEE JOINT, TITANIUM, WITH MANUAL LOCK AND INTERNAL EXTENSION ASSIST" | PROSTHETICS & ORTHOSIS SUPPLIES
6317 | 4224200128400 | "PROSTHETIC MODULAR, SINGLE AXIS KNEE JOINT, WITH LOCK FOR CHILDREN, ALUMINUM ALLOY WITH PROXIMAL ADJUSTMENT PYRAMID AND DISTAL TUBE, CLAMP" | PROSTHETICS & ORTHOSIS SUPPLIES
6318 | 4224200129100 | "PROSTHETIC MONOCENTRIC KNEE JOINT, ALUMINUM, KNEE OFFERS TARGETED SUPPORT FOR THE THERAPY PROCESS FOLLOWING AN AMPUTATION THE RIGHT KNEE JOINT FROM THE FIRST STANDING AND WALKING EXERCISES, WITH THE INTERIM PROSTHESIS ALL THE WAY TO THE DEFINITIVE FITTING, IT IS A MONOCENTRIC KNEE JOINT WITH A LOAD - DEPENDENT BRAKE MECHANISM AND AN OPTIONAL LOCKING FUNCTION, THE SWING PHASE IS CONTROLLED BY AN INTEGRATED ADJUSTABLE SPRING EXTENSION ASSIST KNEE FLEXION ANGLE, 130 DEGREES, FOR BODY WEIGHT UP TO 125 KG" | PROSTHETICS & ORTHOSIS SUPPLIES
6319 | 4224200112000 | "PROSTHETIC MULTIAXIAL FOOT WITH DIVIDED HEEL, 3 - D SPACER SMOOTH TRANSITION FROM STANCE PHASE TO SWING PHASE, PHYSIOLOGICAL ROLLOVER AND S - SPRING MULTI - AXIAL MOBILITY TO COMPENSATE FOR UNEVEN SURFACES AND COMFORTABLE WALKING UPHILL AND ON INCLINES ELASTIC FOAM COMPRESSION SPRING ARCH AT HEEL STRIKE OF THE BACK SPRING ARCH AT ROLLOVER, SIZE: 24 CM, RIGHT" | PROSTHETICS & ORTHOSIS SUPPLIES
6320 | 4224200112300 | "PROSTHETIC MULTIAXIAL FOOT WITH DIVIDED HEEL, 3 - D SPACER SMOOTH TRANSITION FROM STANCE PHASE TO SWING PHASE, PHYSIOLOGICAL ROLLOVER AND S - SPRING MULTI - AXIAL MOBILITY TO COMPENSATE FOR UNEVEN SURFACES AND COMFORTABLE WALKING UPHILL AND ON INCLINES ELASTIC FOAM COMPRESSION SPRING ARCH AT HEEL STRIKE OF THE BACK SPRING ARCH AT ROLLOVER, SIZE: 25 CM, LEFT" | PROSTHETICS & ORTHOSIS SUPPLIES
6321 | 4224200112600 | "PROSTHETIC MULTIAXIAL FOOT WITH DIVIDED HEEL, 3 - D SPACER SMOOTH TRANSITION FROM STANCE PHASE TO SWING PHASE, PHYSIOLOGICAL ROLLOVER AND S - SPRING MULTI - AXIAL MOBILITY TO COMPENSATE FOR UNEVEN SURFACES AND COMFORTABLE WALKING UPHILL AND ON INCLINES ELASTIC FOAM COMPRESSION SPRING ARCH AT HEEL STRIKE OF THE BACK SPRING ARCH AT ROLLOVER, SIZE: 25 CM, RIGHT" | PROSTHETICS & ORTHOSIS SUPPLIES
6322 | 4224200112800 | "PROSTHETIC MULTIAXIAL FOOT WITH DIVIDED HEEL, 3 - D SPACER SMOOTH TRANSITION FROM STANCE PHASE TO SWING PHASE, PHYSIOLOGICAL ROLLOVER AND S - SPRING MULTI - AXIAL MOBILITY TO COMPENSATE FOR UNEVEN SURFACES AND COMFORTABLE WALKING UPHILL AND ON INCLINES ELASTIC FOAM COMPRESSION SPRING ARCH AT HEEL STRIKE OF THE BACK SPRING ARCH AT ROLLOVER, SIZE: 26 CM, LEFT" | PROSTHETICS & ORTHOSIS SUPPLIES
6323 | 4224200113000 | "PROSTHETIC MULTIAXIAL FOOT WITH DIVIDED HEEL, 3 - D SPACER SMOOTH TRANSITION FROM STANCE PHASE TO SWING PHASE, PHYSIOLOGICAL ROLLOVER AND S - SPRING MULTI - AXIAL MOBILITY TO COMPENSATE FOR UNEVEN SURFACES AND COMFORTABLE WALKING UPHILL AND ON INCLINES ELASTIC FOAM COMPRESSION SPRING ARCH AT HEEL STRIKE OF THE BACK SPRING ARCH AT ROLLOVER, SIZE: 27 CM, LEFT" | PROSTHETICS & ORTHOSIS SUPPLIES
6324 | 4224200113100 | "PROSTHETIC MULTIAXIAL FOOT WITH DIVIDED HEEL, 3 - D SPACER SMOOTH TRANSITION FROM STANCE PHASE TO SWING PHASE, PHYSIOLOGICAL ROLLOVER AND S - SPRING MULTI - AXIAL MOBILITY TO COMPENSATE FOR UNEVEN SURFACES AND COMFORTABLE WALKING UPHILL AND ON INCLINES ELASTIC FOAM COMPRESSION SPRING ARCH AT HEEL STRIKE OF THE BACK SPRING ARCH AT ROLLOVER, SIZE: 28 CM, LEFT" | PROSTHETICS & ORTHOSIS SUPPLIES
6325 | 4224200107300 | "PROSTHETIC MULTIAXIAL FOOT WITH DIVIDED HEEL, 3 - D SPACER SMOOTH TRANSITION FROM STANCE PHASE TO SWING PHASE, PHYSIOLOGICAL ROLLOVER AND S - SPRING MULTI - AXIAL MOBILITY TO COMPENSATE FOR UNEVEN SURFACES AND COMFORTABLE WALKING UPHILL AND ON INCLINES ELASTIC FOAM COMPRESSION SPRING ARCH AT HEEL STRIKE OF THE BACK SPRING ARCH AT ROLLOVER, SIZE: 28 CM, RIGHT" | PROSTHETICS & ORTHOSIS SUPPLIES
6326 | 4224200113200 | "PROSTHETIC MULTIAXIAL FOOT WITH DIVIDED HEEL, 3 - D SPACER SMOOTH TRANSITION FROM STANCE PHASE TO SWING PHASE, PHYSIOLOGICAL ROLLOVER AND S - SPRING MULTI - AXIAL MOBILITY TO COMPENSATE FOR UNEVEN SURFACES AND COMFORTABLE WALKING UPHILL AND ON INCLINES ELASTIC FOAM COMPRESSION SPRING ARCH AT HEEL STRIKE OF THE BACK SPRING ARCH AT ROLLOVER, SIZE: 29 CM, LEFT" | PROSTHETICS & ORTHOSIS SUPPLIES
6327 | 4224200111700 | "PROSTHETIC MULTIAXIAL FOOT WITH DIVIDED HEEL, 3 - D SPACER SMOOTH TRANSITION FROM STANCE PHASE TO SWING PHASE, PHYSIOLOGICAL ROLLOVER AND S - SPRING MULTI - AXIAL MOBILITY TO COMPENSATE FOR UNEVEN SURFACES AND COMFORTABLE WALKING UPHILL AND ON INCLINES, ELASTIC FOAM COMPRESSION SPRING ARCH AT HEEL STRIKE OF THE BACK SPRING ARCH AT ROLLOVER, SIZE: 24 CM LEFT" | PROSTHETICS & ORTHOSIS SUPPLIES
6328 | 4224200113300 | "PROSTHETIC MULTIAXIAL FOOT WITH DIVIDED HEEL, 3 - D SPACER SMOOTH TRANSITION FROM STANCE PHASE TO SWING PHASE, PHYSIOLOGICAL ROLLOVER AND S - SPRING MULTI - AXIAL MOBILITY TO COMPENSATE FOR UNEVEN SURFACES AND COMFORTABLE WALKING UPHILL AND ON INCLINES, ELASTIC FOAM COMPRESSION SPRING ARCH AT HEEL STRIKE OF THE BACK SPRING ARCH AT ROLLOVER, SIZE: 30 CM LEFT" | PROSTHETICS & ORTHOSIS SUPPLIES
6329 | 4618220704000 | "PROSTHETIC MULTIFUNCTION ANKLE ORTHOSIS, WITH A THREE - PHASE FITTING FOOT POSITIONING IN A SLIGHT PRONATION AND PLANTIGRADE POSITION, INCREASING THE LEVEL OF ACTIVITY, IMPROVING MUSCULAR STABILITY, IMPROVING FUNCTIONAL STABILITY AND MOBILITY, SIZE LARGE" | PROSTHETICS & ORTHOSIS SUPPLIES
6330 | 4618220704100 | "PROSTHETIC MULTIFUNCTION ANKLE ORTHOSIS, WITH A THREE - PHASE FITTING FOOT POSITIONING IN A SLIGHT PRONATION AND PLANTIGRADE POSITION, INCREASING THE LEVEL OF ACTIVITY, IMPROVING MUSCULAR STABILITY, IMPROVING FUNCTIONAL STABILITY AND MOBILITY, SIZE MEDIUM" | PROSTHETICS & ORTHOSIS SUPPLIES
6331 | 4618220704200 | "PROSTHETIC MULTIFUNCTION ANKLE ORTHOSIS, WITH A THREE - PHASE FITTING FOOT POSITIONING IN A SLIGHT PRONATION AND PLANTIGRADE POSITION, INCREASING THE LEVEL OF ACTIVITY, IMPROVING MUSCULAR STABILITY, IMPROVING FUNCTIONAL STABILITY AND MOBILITY, SIZE SMALL" | PROSTHETICS & ORTHOSIS SUPPLIES
6332 | 4224200215300 | "PROSTHETIC MYOELECTRIC WRIST UNIT TO POSITION THE HAND IN ANY DIRECTION WRIST CONNECTION, 40 MM APPROXIMATELY" | PROSTHETICS & ORTHOSIS SUPPLIES
6333 | 4224200012600 | MYOENERGY INTEGRAL BATTERY, FOR ADULT | PROSTHETICS & ORTHOSIS SUPPLIES
6334 | 4224200012400 | MYOENERGY INTEGRAL, FOR CHILDREN | PROSTHETICS & ORTHOSIS SUPPLIES
6335 | 4224200009200 | MYOROTRONIC FOR ELECTRIC WRIST ROTATOR | PROSTHETICS & ORTHOSIS SUPPLIES
6336 | 4224200004900 | NATURAL CALF LINING, 1.1 MM, APPROXIMATELY | PROSTHETICS & ORTHOSIS SUPPLIES
6337 | 4224150402400 | NATURAL LINING HIDES, 1.5 MM, APPROXIMATELY | PROSTHETICS & ORTHOSIS SUPPLIES
6338 | 4224170308600 | NEOPRENE TRANSFEMORAL SUSPENSION SLEEVE, SIZE MEDIUM, LEFT | PROSTHETICS & ORTHOSIS SUPPLIES
6339 | 4224200407900 | NEOPRENE TRANSFEMORAL SUSPENSION SLEEVE, SIZE SMALL, LEFT | PROSTHETICS & ORTHOSIS SUPPLIES
6340 | 4224170500800 | "NIGHT SPLINT ANKLE FOOT ORTHOSIS (AFO), ADULT, PROVIDES AN EFFECTIVE TREATMENT FOR PLANTAR FASCITIS AND ACHILLES TENDON, ADJUSTABLE FROM 10 TO 90 DEGREE, DORSI FLEXION WITH COOL FOAM LINER, SIZE LARGE" | PROSTHETICS & ORTHOSIS SUPPLIES
6341 | 4224170500900 | "NIGHT SPLINT ANKLE FOOT ORTHOSIS (AFO), ADULT, PROVIDES AN EFFECTIVE TREATMENT FOR PLANTAR FASCITIS AND ACHILLES TENDON, ADJUSTABLE FROM 10 TO 90 DEGREE, DORSI FLEXION WITH COOL FOAM LINER, SIZE MEDIUM" | PROSTHETICS & ORTHOSIS SUPPLIES
6342 | 4224150301100 | "NIGHT SPLINT ANKLE FOOT ORTHOSIS (AFO), ADULT, PROVIDES AN EFFECTIVE TREATMENT FOR PLANTAR FASCITIS AND ACHILLES TENDON, ADJUSTABLE FROM 10 TO 90 DEGREE, DORSI FLEXION WITH COOL FOAM LINER, SIZE SMALL" | PROSTHETICS & ORTHOSIS SUPPLIES
6343 | 4224180306300 | NON-INVASIVE HALO FOR CERVICAL STABILIZATION MRI COMPATIBLE, SIZE: UNIVERSAL, ADULT | PROSTHETICS & ORTHOSIS SUPPLIES
6344 | 4618220700400 | "BOOT, ORTHOPEDIC, FEMALE, FULL GRAIN COW/CALF LEATHER, PLAIN FRONTED WITH SEAM FREE VAMPS PADDED COLLARS, BOOT HEIGHT APPROXIMATELY 125 MM, LACE CLOSUER, SOFT PADDING AROUND THE COLLAR FOR A BETTER FIT ; A HIGH AND EXTRA LONG STIFFENER TO SUPPORT THE ANKLE ; FULL GRAIN LEATHER INSOLE; EASILY REMOVABLE AND ADAPTABLE (HARD-WEARING) SOLE. SUFFICIENT TOE-SPRING FOR EASY ROLL-OFF, REMOVABLE PROFILED CORK INLAY ; HIGH TOE-BOX AND STRONG TOE-CAP FOR PROTECTION OF THE TOES ; EXTENDED FACINGS FOR MAXIMUM ACCESSIBILITY; SOFT TONGUE PADDING; FIRM HEEL COUNTER, BLACK, SIZE 35" | PROSTHETICS & ORTHOSIS SUPPLIES
6345 | 4214170000900 | "HEEL OFF-LOADING ORTHOSIS, ULCER PREVENTION, EASY PLACEMENT, COMFORTABLE, BREATHABLE, RELEASES HEEL MALLEUS AND POSSIBLE PRESSURE ON TOES, SOFT STRAPS WITH D-RING/HOOK CLOSURES, EXTRA FOAM PIECE WITH ADHESIVE CAN BE ATTACHED TO SIDE OF BOOT TO PREVENT FOOT ROTATION" | PROSTHETICS & ORTHOSIS SUPPLIES
6346 | 4224200132400 | "ANKLE FOOT ORTHOSIS (AFO), PEDIATRIC, CARBON FIBER, SIZE LARGE, LEFT" | PROSTHETICS & ORTHOSIS SUPPLIES
6347 | 4224200132500 | "ANKLE FOOT ORTHOSIS (AFO), PEDIATRIC, CARBON FIBER, SIZE LARGE, RIGHT" | PROSTHETICS & ORTHOSIS SUPPLIES
6348 | 4224200132600 | "ANKLE FOOT ORTHOSIS (AFO), PEDIATRIC, CARBON FIBER, SIZE MEDIUM, LEFT" | PROSTHETICS & ORTHOSIS SUPPLIES
6349 | 4224200132700 | "ANKLE FOOT ORTHOSIS (AFO), PEDIATRIC, CARBON FIBER, SIZE MEDIUM, RIGHT" | PROSTHETICS & ORTHOSIS SUPPLIES
6350 | 4224200132800 | "ANKLE FOOT ORTHOSIS (AFO), PEDIATRIC, CARBON FIBER, SIZE SMALL, LEFT" | PROSTHETICS & ORTHOSIS SUPPLIES
6351 | 4224200132900 | "ANKLE FOOT ORTHOSIS (AFO), PEDIATRIC, CARBON FIBER, SIZE SMALL, RIGHT" | PROSTHETICS & ORTHOSIS SUPPLIES
6352 | 4618221106900 | "CERVICAL THORACIC LUMBAR SACRAL ORTHOSIS, PROVIDES ANTERIOR, POSTERIOR, LATERAL, AND ROTATIONAL CONTROL (APL AND R), FULLY ADJUSTABLE CONTAINS WASHABLE FOAM LINERS AND A REMOVABLE FOAM LUMBAR PAD, SIZE MEDIUM" | PROSTHETICS & ORTHOSIS SUPPLIES
6353 | 4618221106800 | "CERVICAL THORACIC LUMBAR SACRAL ORTHOSIS, PROVIDES ANTERIOR, POSTERIOR, LATERAL, AND ROTATIONAL CONTROL (APL AND R), FULLY ADJUSTABLE CONTAINS WASHABLE FOAM LINERS AND A REMOVABLE FOAM LUMBAR PAD, SIZE SMALL" | PROSTHETICS & ORTHOSIS SUPPLIES
6354 | 4618170400000 | "CUSTOM MADE HELMETS, CRANIAL REMOULDING, TO TREAT DEFORMATIONAL PLAGIOCEPHALY, BRACHYCEPHALY, SCAPHOCEPHALY, CRANIOSYNOSTOSIS AND OTHER HEAD SHAPE DEFORMATIONS IN INFANTS 3-18 MONTHS OF AGE, MATERIALS INCLUDE SEMI-RIGID/RIGID PLASTIC, HYPO ALLERGENIC FOAM LINERS, MULTIPLE DESIGNS BASED UPON PATIENT NEEDS AND CONDITIONS, MEASUREMENTS TAKEN BY CERTIFIED ORTHOTIST USING LASER SCANNING TECHNOLOGY OR SIMILAR SCANNING TECHNOLOGIES THAT CAN GENERATE 3D REPORTS TO COMPARE HEAD SHAPE CHANGES OVER TIME, CLINICAL SERVICES INCLUDE PATIENT ASSESSMENT AT CUSTOMER#S PREMISES, MEASURING AND SCANNING, FITTING AND ANY FOLLOW-UP ADJUSTMENTS NEEDED BY A CERTIFIED ORTHOTIST, DELIVERY, FITTING BY CERTIFIED ORTHOTIST IN MULTIPLE CLINICS AND DIFFERENT REGIONS (APPENDIX A)" | PROSTHETICS & ORTHOSIS SUPPLIES
6355 | 4618221106500 | ORTHOSIS, CRUCIFORM ANTERIOR SPINAL HYPEREXTENSION (CASH), UNIVERSAL, FOR EXTREMELY, LARGE OR SMALL PATIENT | PROSTHETICS & ORTHOSIS SUPPLIES
6356 | 4224170644200 | "ORTHOSIS, FOOT METATARSAL PAD, BALL OF FOOT, REGULAR, LARGE" | PROSTHETICS & ORTHOSIS SUPPLIES
6357 | 4224170644300 | "ORTHOSIS, FOOT METATARSAL PAD, BALL OF FOOT, REGULAR, MEDIUM" | PROSTHETICS & ORTHOSIS SUPPLIES
6358 | 4618221106100 | "THIGH ORTHOSIS, POLYETHYLENE, SHAPED WITH ISCHIATIC SUPPORT, INTERNAL LINING WITH A PLEASANT TOUCH THAT PREVENTS SLIPPING WHILE PADDING, ADJUSTING TAPES, ADJUSTABLE AND REMOVABLE TERMINALS, FOR FRACTURES OF THE TIBIA AND FIBULA" | PROSTHETICS & ORTHOSIS SUPPLIES
6359 | 4224200117200 | "KNEE ANKLE FOOT ORTHOSIS (KAFO), FREE WALK OR EQUAL, FREE SWING PHASE SECURE STANCE PHASE, SMOOTH GAIT PATTERN, LIGHTWEIGHT, THIN, AND STABLE, SUITABLE FOR A WEIGHT OF UP TO 80 KILOGRAMS, UNILATERAL JOINT BAR, ASSORTED SIDE AND COLOUR" | PROSTHETICS & ORTHOSIS SUPPLIES
6360 | 4222170601000 | P.V.A. BAGS FOR LAMINATION, 1000 X 260 X 50 MM, APPROXIMATELY | PROSTHETICS & ORTHOSIS SUPPLIES
6361 | 4224150300700 | P.V.A. BAGS FOR LAMINATION, 1000 X 300 X 50 MM, APPROXIMATELY | PROSTHETICS & ORTHOSIS SUPPLIES
6362 | 4224171308400 | P.V.A. BAGS FOR LAMINATION, 1300 X 260 X 50 MM, APPROXIMATELY | PROSTHETICS & ORTHOSIS SUPPLIES
6363 | 4224171308300 | P.V.A. BAGS, FOR LAMINATION, 1000 X 190 X 50 MM APPROXIMATELY | PROSTHETICS & ORTHOSIS SUPPLIES
6364 | 4222170601100 | P.V.A. BAGS, FOR LAMINATION, 1300 X 220 X 50MM APPROXIMATELY | PROSTHETICS & ORTHOSIS SUPPLIES
6365 | 4222170600700 | P.V.A. BAGS, FOR LAMINATION, 600 X 110 X 40MM APPROXIMATELY | PROSTHETICS & ORTHOSIS SUPPLIES
6366 | 4222170600800 | P.V.A. BAGS, FOR LAMINATION, 700 X 190 X 50MM APPROXIMATELY | PROSTHETICS & ORTHOSIS SUPPLIES
6367 | 4222170600900 | P.V.A. BAGS, FOR LAMINATION, 700 X 270 X 50MM APPROXIMATELY | PROSTHETICS & ORTHOSIS SUPPLIES
6368 | 4224170601900 | "HEEL PAD SILICONE, COMFORT, NON-COMPRESSIBLE, DUAL DENSITY, WASHABLE, TRANSFERABLE, HYPOALLERGENIC, NON-TOXIC, NON-FLAMMABLE, ODOR FREE, SIZE EXTRA LARGE" | PROSTHETICS & ORTHOSIS SUPPLIES
6369 | 4224170601700 | "HEEL PAD SILICONE, COMFORT, NON-COMPRESSIBLE, DUAL DENSITY, WASHABLE, TRANSFERABLE, HYPOALLERGENIC, NON-TOXIC, NON-FLAMMABLE, ODOR FREE, SIZE LARGE" | PROSTHETICS & ORTHOSIS SUPPLIES
6370 | 4224170601800 | "HEEL PAD SILICONE, COMFORT, NON-COMPRESSIBLE, DUAL DENSITY, WASHABLE, TRANSFERABLE, HYPOALLERGENIC, NON-TOXIC, NON-FLAMMABLE, ODOR FREE, SIZE MEDIUM" | PROSTHETICS & ORTHOSIS SUPPLIES
6371 | 4224200011700 | "ACRYLIC VARNISH FOR PLASTER, PARTING AGENT FOR RESINS, NET CONTENTS, 1 KG., APPROXIMATELY" | PROSTHETICS & ORTHOSIS SUPPLIES
6372 | 4224150001000 | "ACRYLIC VARNISH FOR PLASTER, SPRAY, NET CONTENTS 400 ML, SPRAY CAN, APPROXIMATELY" | PROSTHETICS & ORTHOSIS SUPPLIES
6373 | 4224171318100 | PASTE, PIGMENT, BLACK, NET CONTENTS 250 GRAMS, APPROXIMATELY | PROSTHETICS & ORTHOSIS SUPPLIES
6374 | 4224171318000 | PASTE, PIGMENT, BLUE, NET CONTENTS 250 GRAMS, APPROXIMATELY | PROSTHETICS & ORTHOSIS SUPPLIES
6375 | 4224171317900 | PASTE, PIGMENT, RED, NET CONTENTS 250 GRAMS, APPROXIMATELY | PROSTHETICS & ORTHOSIS SUPPLIES
6376 | 4224171317600 | PASTE, PIGMENT, SKIN COLOR BROWN, NET CONTENTS 250 GRAMS, APPROXIMATELY | PROSTHETICS & ORTHOSIS SUPPLIES
6377 | 4224171317500 | PASTE, PIGMENT, SKIN COLOR, CAUCASIAN, NET CONTENTS 1 KG., APPROXIMATELY | PROSTHETICS & ORTHOSIS SUPPLIES
6378 | 4224171317700 | PASTE, PIGMENT, WHITE, NET CONTENTS 250 GRAMS, APPROXIMATELY | PROSTHETICS & ORTHOSIS SUPPLIES
6379 | 4224171317800 | PASTE, PIGMENT, YELLOW, NET CONTENTS 250 GRAMS, APPROXIMATELY | PROSTHETICS & ORTHOSIS SUPPLIES
6380 | 4224180802300 | PECTUS CARINATUM ORTHOSIS WITH RATCHET CLOSURE PROVIDES INCREASED ANTERIOR/POSTERIOR DIRECTED CORRECTIVE COMPRESSION FORCES, SIZE: 65-90 CM | PROSTHETICS & ORTHOSIS SUPPLIES
6381 | 4224150300300 | "CAST SHOE, PEDIATRIC, OPEN TOE, ASSORTED SIZE" | PROSTHETICS & ORTHOSIS SUPPLIES
6382 | 4224150300200 | "CAST SHOE, OPEN TOE, SMALL, 8 INCHES - 8.5 INCHES APPROXIMATELY" | PROSTHETICS & ORTHOSIS SUPPLIES
6383 | 4224150300400 | "CAST SHOE, OPEN TOE, FOREFOOT OFF-LOADING, ASSORTED SIZE" | PROSTHETICS & ORTHOSIS SUPPLIES
6384 | 4224151015000 | PEDILIN OR EQUIVALENT, PERFORATED, H3, CAUCASIAN COLOR, 1000 X 1000 X 3 MM THICKNESS, APPROXIMATELY | PROSTHETICS & ORTHOSIS SUPPLIES
6385 | 4224151015100 | PEDILIN OR EQUIVALENT, PERFORATED, H4, CAUCASIAN COLOR, 1000 X 1000 X 4 MM THICKNESS, APPROXIMATELY | PROSTHETICS & ORTHOSIS SUPPLIES
6386 | 4224151015200 | PEDILIN OR EQUIVALENT, PERFORATED, H5, CAUCASIAN COLOR, 1000 X 1000 X 5 MM THICKNESS, APPROXIMATELY | PROSTHETICS & ORTHOSIS SUPPLIES
6387 | 4224151015300 | PEDILIN OR EQUIVALENT, PERFORATED, H6, CAUCASIAN COLOR, 1000 X 1000 X 6 MM THICKNESS, APPROXIMATELY | PROSTHETICS & ORTHOSIS SUPPLIES
6388 | 4231155305100 | "STOCKINETTE, PERLON, WHITE, WIDTH 80 MM APPROXIMATELY, L/ROLL 25-27 METER" | PROSTHETICS & ORTHOSIS SUPPLIES
6389 | 4231155305200 | "STOCKINETTE, PERLON, WHITE, WIDTH 200 MM APPROXIMATELY, L/ROLL 19-22 METER" | PROSTHETICS & ORTHOSIS SUPPLIES
6390 | 4231155304000 | "STOCKINETTE, PERLON, WHITE, WIDTH 100 MM APPROXIMATELY, L/ROLL 36-38 METER" | PROSTHETICS & ORTHOSIS SUPPLIES
6391 | 4231155304600 | "STOCKINETTE, PERLON, WHITE, WIDTH 60 MM APPROXIMATELY, L/ROLL 25-28 METER" | PROSTHETICS & ORTHOSIS SUPPLIES
6392 | 4224170800000 | "PILLOW, ABDUCTION DELUXE, PEDIATRIC, 9 INCHES ANKLE APPROXIMATELY, 3 INCHES KNEE APPROXIMATELY, 10 INCHES LENGTH APPROXIMATELY, POLYFOAM WITH VINYL COVERING APPROXIMATELY" | PROSTHETICS & ORTHOSIS SUPPLIES
6393 | 4224200034200 | PIN PUNCH KIT, AN ORTHOTICS WORKSHOP TOOL, CHROME-VANADIUM STEEL, SIX PARTS, IN WOODEN STAND, OCTAGONAL SHAFT, Ø 2, 3, 4, 5, 6 AND 8 MM | PROSTHETICS & ORTHOSIS SUPPLIES
6394 | 4224171310600 | PINCH GAUGE, FOR TESTING THE GRIP FORCE OF SYSTEM ELECTRIC HAND | PROSTHETICS & ORTHOSIS SUPPLIES
6395 | 4224200031000 | PIPE VISE OR PIPE-HOLDING FIXTURE, AN ORTHOTICS WORKSHOP TOOL, HINGED DESIGN WITH AUTOMATICALLY CLOSING SECURING HOOK, DROP FORGED MOVABLE JAW, MOVABLE JAW AND FIXED JAW EXCHANGEABLE, GRIPPING SURFACES MILLED AND HARDENED, STRONG SPINDLE WITH ADJUSTABLE T-HANDLE, TO BE USED FOR FOR PIPES UP TO 2 INCHES, JAW OPENING 60-80 MM, WEIGHT 4-6 KG | PROSTHETICS & ORTHOSIS SUPPLIES
6396 | 4224200011800 | "PLASTABAND OR EQUAL, FOR SEALING FILLING AND PROTECTION IN CONJUNCTION WITH LAMINATION APPLICATIONS AND TEMPERATURE RESISTANT LENGTH 10 METER WIDTH: 20 MM THICKNESS: 2 MM APPROXIMATELY COLOR: GRAY" | PROSTHETICS & ORTHOSIS SUPPLIES
6397 | 4224200030200 | "PADDING SHEET, POLYETHYLENE FOAM, HARDNESS APPROX. SHORE A 15-20, LOW DENSITY: APPROX. 45 KG/M#, GOOD RESILIENCE, WASHABLE, CAUCASIAN COLOR, SIZE 1000 X 1000 MM, THICKNESS 3 MM" | PROSTHETICS & ORTHOSIS SUPPLIES
6398 | 4224200030300 | "PADDING SHEET, POLYETHYLENE FOAM, HARDNESS APPROX. SHORE A 15-20, LOW DENSITY: APPROX. 45 KG/M#, GOOD RESILIENCE, WASHABLE, CAUCASIAN COLOR, SIZE 1000 X 1000 MM, THICKNESS 4 MM" | PROSTHETICS & ORTHOSIS SUPPLIES
6399 | 4224200030400 | "PADDING SHEET, POLYETHYLENE FOAM, HARDNESS APPROX. SHORE A 15-20, LOW DENSITY: APPROX. 45 KG/M#, GOOD RESILIENCE, WASHABLE, CAUCASIAN COLOR, SIZE 1000 X 1000 MM, THICKNESS 5 MM" | PROSTHETICS & ORTHOSIS SUPPLIES
6400 | 4224151001700 | "PADDING SHEET, POLYETHYLENE FOAM, BLACK, VERY RIGID, SIZE: 10 X 560 X 750 MM APPROXIMATELY" | PROSTHETICS & ORTHOSIS SUPPLIES
6401 | 4224200036700 | PLASTIC HEAD HAMMER, AN ORTHOTICS WORKSHOP TOOL | PROSTHETICS & ORTHOSIS SUPPLIES
6402 | 4224171501200 | "PLATE, ORTHOTIC, CALIPER, LEFT SIDE, COMPATIBLE UPRIGHT SECTION 19 X 2.5 MM APPROXIMATELY STAINLESS STEEL, LARGE, WIDTH 75 MM APPROXIMATELY, WEIGHT 90 GRAMS, FOR ANKLE JOINT STIRRUPS" | PROSTHETICS & ORTHOSIS SUPPLIES
6403 | 4224200408000 | "PROSTHETIC SEALING SLEEVE, TRANSTIBIAL, PLUS FLAT SEAM REGULAR PROFLEX OR EQUIVALENT, KNEE CONICAL SHAPE THE SEALING SLEEVE IS TAPERED BOTH FROM THE DISTAL END TOWARDS THE KNEE AS WELL AS FROM THE KNEE TOWARDS THE PROXIMAL END THIS INCREASES THE GRIP ON THE PROSTHETIC SOCKET AND AT THE SAME TIME REDUCES PRESSURE ON THE THIGH KNEE CENTER CIRCUMFERENCE 24 - 32 CM SIZE 1" | PROSTHETICS & ORTHOSIS SUPPLIES
6404 | 4224200408100 | "PROSTHETIC SEALING SLEEVE, TRANSTIBIAL, PLUS FLAT SEAM REGULAR PROFLEX OR EQUIVALENT, KNEE CONICAL SHAPE THE SEALING SLEEVE IS TAPERED BOTH FROM THE DISTAL END TOWARDS THE KNEE AS WELL AS FROM THE KNEE TOWARDS THE PROXIMAL END THIS INCREASES THE GRIP ON THE PROSTHETIC SOCKET AND AT THE SAME TIME REDUCES PRESSURE ON THE THIGH KNEE CENTER CIRCUMFERENCE 30 - 40 CM SIZE 1" | PROSTHETICS & ORTHOSIS SUPPLIES
6405 | 4224200408200 | "PROSTHETIC SEALING SLEEVE, TRANSTIBIAL, PLUS FLAT SEAM REGULAR PROFLEX OR EQUIVALENT, KNEE CONICAL SHAPE THE SEALING SLEEVE IS TAPERED BOTH FROM THE DISTAL END TOWARDS THE KNEE AS WELL AS FROM THE KNEE TOWARDS THE PROXIMAL END THIS INCREASES THE GRIP ON THE PROSTHETIC SOCKET AND AT THE SAME TIME REDUCES PRESSURE ON THE THIGH KNEE CENTER CIRCUMFERENCE 36 - 47 CM SIZE 1" | PROSTHETICS & ORTHOSIS SUPPLIES
6406 | 4224200408300 | "PROSTHETIC SEALING SLEEVE, TRANSTIBIAL, PLUS FLAT SEAM SHORT PROFLEX OR EQUIVALENT, KNEE CONICAL SHAPE THE SEALING SLEEVE IS TAPERED BOTH FROM THE DISTAL END TOWARDS THE KNEE AS WELL AS FROM THE KNEE TOWARDS THE PROXIMAL END THIS INCREASES THE GRIP ON THE PROSTHETIC SOCKET AND AT THE SAME TIME REDUCES PRESSURE ON THE THIGH KNEE CENTER CIRCUMFERENCE 24 - 32 CM SIZE 1" | PROSTHETICS & ORTHOSIS SUPPLIES
6407 | 4224200408400 | "PROSTHETIC SEALING SLEEVE, TRANSTIBIAL, PLUS FLAT SEAM SHORT PROFLEX OR EQUIVALENT, KNEE CONICAL SHAPE THE SEALING SLEEVE IS TAPERED BOTH FROM THE DISTAL END TOWARDS THE KNEE AS WELL AS FROM THE KNEE TOWARDS THE PROXIMAL END THIS INCREASES THE GRIP ON THE PROSTHETIC SOCKET AND AT THE SAME TIME REDUCES PRESSURE ON THE THIGH KNEE CENTER CIRCUMFERENCE 30 - 40 CM SIZE 1" | PROSTHETICS & ORTHOSIS SUPPLIES
6408 | 4224200408500 | "PROSTHETIC SEALING SLEEVE, TRANSTIBIAL, PLUS FLAT SEAM SHORT PROFLEX OR EQUIVALENT, KNEE CONICAL SHAPE THE SEALING SLEEVE IS TAPERED BOTH FROM THE DISTAL END TOWARDS THE KNEE AS WELL AS FROM THE KNEE TOWARDS THE PROXIMAL END THIS INCREASES THE GRIP ON THE PROSTHETIC SOCKET AND AT THE SAME TIME REDUCES PRESSURE ON THE THIGH KNEE CENTER CIRCUMFERENCE 36 - 47 CM SIZE 1" | PROSTHETICS & ORTHOSIS SUPPLIES
6409 | 4224171308500 | "POLYOLEFIN FOAMS, POGISTER MATERIAL OR EQUIVALENT, SELF-ADHESIVE WHITE SIZE: 3 MM X 100 CM X 50 CM APPROXIMATELY" | PROSTHETICS & ORTHOSIS SUPPLIES
6410 | 4224200128700 | "POLYCENTRIC PROSTHETIC KNEE WITH HYDRAULIC SWING PHASE CONTROL, FOR KNEE DISARTICULATION, TUBE ADAPTER, TUBE CLAMP ADAPTER, AND COSMETIC FOAM, FOR HIGH TO V, HIGH ACTIVITY, MAXIMUM WEIGHT 120-130 KG, KIT" | PROSTHETICS & ORTHOSIS SUPPLIES
6411 | 4224151002400 | POLYETHYLENE SHEET, FLEXIBLE, 1000 MM X 500 MM, 1 MM THICK, NATURAL, APPROXIMATELY | PROSTHETICS & ORTHOSIS SUPPLIES
6412 | 4224151002500 | POLYETHYLENE SHEET, FLEXIBLE, 1000 MM X 500 MM, 2 MM THICK, NATURAL, APPROXIMATELY | PROSTHETICS & ORTHOSIS SUPPLIES
6413 | 4224151002200 | POLYETHYLENE SHEET, SIZE 2000 MM X 1000 MM, THICKNESS 3 MM, WHITE, APPROXIMATELY | PROSTHETICS & ORTHOSIS SUPPLIES
6414 | 4224151002300 | POLYETHYLENE SHEET, SIZE 2000 MM X 1000 MM, THICKNESS 4 MM, WHITE, APPROXIMATELY | PROSTHETICS & ORTHOSIS SUPPLIES
6415 | 4224151002600 | "POLYFORM SHEET, 2 MM THICK, SKIN COLOR, SIZE: 1 M X 1 M APPROXIMATELY" | PROSTHETICS & ORTHOSIS SUPPLIES
6416 | 4224151002800 | "POLYFORM SHEET, 5 MM THICK, SKIN COLOR, SIZE: 1 M X 1 M APPROXIMATELY" | PROSTHETICS & ORTHOSIS SUPPLIES
6417 | 4224151002900 | "POLYFORM SHEET, 6 MM THICK, SKIN COLOR, SIZE: 1 M X 1 M APPROXIMATELY" | PROSTHETICS & ORTHOSIS SUPPLIES
6418 | 4224200013900 | "POLYPROPYLENE COPOLYMER SHEET, 1200 MM X 1200 MM X 5 MM, APPROXIMATELY" | PROSTHETICS & ORTHOSIS SUPPLIES
6419 | 4224160001600 | "POROUS PLASTER, FOR SMOOTH PLASTER CAST, 500 GRAMS APPROXIMATELY" | PROSTHETICS & ORTHOSIS SUPPLIES
6420 | 4224210000100 | POWDER HARDENER FOR RESIN, WITH 1 GRAM MEASURING SPOON 150 GM, APPROXIMATELY | PROSTHETICS & ORTHOSIS SUPPLIES
6421 | 4224170501300 | "PRESSURE RELIEF ANKLE-FOOT ORTHOSIS (PRAFO), FLEECE, WITH EXTENSION STRAP, ELIMINATES HEEL PRESSURE AND TREATS FOOT AND ANKLE CONTRACTURES, SIZE EXTRA LARGE, 10-11 INCHES APPROXIMATELY" | PROSTHETICS & ORTHOSIS SUPPLIES
6422 | 4224170501000 | "PRESSURE RELIEF ANKLE-FOOT ORTHOSIS (PRAFO), FLEECE, WITH EXTENSION STRAP, ELIMINATES HEEL PRESSURE AND TREATS FOOT AND ANKLE CONTRACTURES, SIZE LARGE, 9-10 INCHES APPROXIMATELY" | PROSTHETICS & ORTHOSIS SUPPLIES
6423 | 4224170501100 | "PRESSURE RELIEF ANKLE-FOOT ORTHOSIS (PRAFO), FLEECE, WITH EXTENSION STRAP, ELIMINATES HEEL PRESSURE AND TREATS FOOT AND ANKLE CONTRACTURES, SIZE MEDIUM, 7.5-9 INCHES APPROXIMATELY" | PROSTHETICS & ORTHOSIS SUPPLIES
6424 | 4224170501200 | "PRESSURE RELIEF ANKLE-FOOT ORTHOSIS (PRAFO), FLEECE, WITH EXTENSION STRAP, ELIMINATES HEEL PRESSURE AND TREATS FOOT AND ANKLE CONTRACTURES, SIZE SMALL, 6-7.5 INCHES APPROXIMATELY" | PROSTHETICS & ORTHOSIS SUPPLIES
6425 | 4224171310700 | "PROXIMAL SEALING SYSTEM, PROSEAL OR EQUIVALENT IS A PROXIMAL VACUUM SOCKET SEALING SYSTEM FOR USE IN TRANSFEMORAL FITTINGS, WHICH DISTINGUISHES ITSELF THROUGH SIMPLICITY AND EXCELLENT WEARER COMFORT, SIZE 420 MM" | PROSTHETICS & ORTHOSIS SUPPLIES
6426 | 4224171310900 | "PROXIMAL SEALING SYSTEM, PROSEAL OR EQUIVALENT IS A PROXIMAL VACUUM SOCKET SEALING SYSTEM FOR USE IN TRANSFEMORAL FITTINGS, WHICH DISTINGUISHES ITSELF THROUGH SIMPLICITY AND EXCELLENT WEARER COMFORT, SIZE 440 MM" | PROSTHETICS & ORTHOSIS SUPPLIES
6427 | 4224171311100 | "PROXIMAL SEALING SYSTEM, PROSEAL OR EQUIVALENT IS A PROXIMAL VACUUM SOCKET SEALING SYSTEM FOR USE IN TRANSFEMORAL FITTINGS, WHICH DISTINGUISHES ITSELF THROUGH SIMPLICITY AND EXCELLENT WEARER COMFORT, SIZE 460 MM" | PROSTHETICS & ORTHOSIS SUPPLIES
6428 | 4224171311200 | "PROXIMAL SEALING SYSTEM, PROSEAL OR EQUIVALENT IS A PROXIMAL VACUUM SOCKET SEALING SYSTEM FOR USE IN TRANSFEMORAL FITTINGS, WHICH DISTINGUISHES ITSELF THROUGH SIMPLICITY AND EXCELLENT WEARER COMFORT, SIZE 480 MM" | PROSTHETICS & ORTHOSIS SUPPLIES
6429 | 4224171311300 | "PROXIMAL SEALING SYSTEM, PROSEAL OR EQUIVALENT IS A PROXIMAL VACUUM SOCKET SEALING SYSTEM FOR USE IN TRANSFEMORAL FITTINGS, WHICH DISTINGUISHES ITSELF THROUGH SIMPLICITY AND EXCELLENT WEARER COMFORT, SIZE 560 MM" | PROSTHETICS & ORTHOSIS SUPPLIES
6430 | 4224171311400 | "PROXIMAL SEALING SYSTEM, PROSEAL OR EQUIVALENT IS A PROXIMAL VACUUM SOCKET SEALING SYSTEM FOR USE IN TRANSFEMORAL FITTINGS, WHICH DISTINGUISHES ITSELF THROUGH SIMPLICITY AND EXCELLENT WEARER COMFORT, SIZE 580 MM" | PROSTHETICS & ORTHOSIS SUPPLIES
6431 | 4224200217600 | PROSTHESIS, BELOW ELBOW, ELECTRIC HAND COMPLETE WORKING SYSTEM FOR ALL AMPUTATION LEVELS AND BATTERY CHARGER (110 - 220 V, 50/60 HZ), SIZE: 71/4, LEFT | PROSTHETICS & ORTHOSIS SUPPLIES
6432 | 4224200217800 | PROSTHESIS, BELOW ELBOW, ELECTRIC HAND COMPLETE WORKING SYSTEM FOR ALL AMPUTATION LEVELS AND BATTERY CHARGER (110 - 220 V, 50/60 HZ), SIZE: 71/4, RIGHT | PROSTHETICS & ORTHOSIS SUPPLIES
6433 | 4224200217700 | PROSTHESIS, BELOW ELBOW, ELECTRIC HAND COMPLETE WORKING SYSTEM FOR ALL AMPUTATION LEVELS AND BATTERY CHARGER (110 - 220 V, 50/60 HZ), SIZE: 73/4, LEFT | PROSTHETICS & ORTHOSIS SUPPLIES
6434 | 4224200217900 | PROSTHESIS, BELOW ELBOW, ELECTRIC HAND COMPLETE WORKING SYSTEM FOR ALL AMPUTATION LEVELS AND BATTERY CHARGER (110 - 220 V, 50/60 HZ), SIZE: 73/4, RIGHT | PROSTHETICS & ORTHOSIS SUPPLIES
6435 | 4224200218900 | PROSTHESIS, BELOW ELBOW, ELECTRIC HAND, COMPLETE WORKING SYSTEM FOR ALL AMPUTATION LEVELS AND BATTERY CHARGER (110 - 220 V, 50/60 HZ), SIZE - 81/4, LEFT | PROSTHETICS & ORTHOSIS SUPPLIES
6436 | 4224200219000 | PROSTHESIS, BELOW ELBOW, ELECTRIC HAND, COMPLETE WORKING SYSTEM FOR ALL AMPUTATION LEVELS AND BATTERY CHARGER (110 - 220 V, 50/60 HZ), SIZE - 81/4, RIGHT | PROSTHETICS & ORTHOSIS SUPPLIES
6437 | 4224200219900 | PROSTHESIS, BELOW ELBOW, ELECTRIC HAND, COMPLETE WORKING SYSTEM FOR WRIST DISARTICULATION, AMPUTATION, AND BATTERY CHARGER (110 - 220 V, 50/60 HZ), SIZE - 63/4, RIGHT | PROSTHETICS & ORTHOSIS SUPPLIES
6438 | 4224200219700 | PROSTHESIS, BELOW ELBOW, ELECTRIC HAND, COMPLETE WORKING SYSTEM FOR WRIST DISARTICULATION, AMPUTATION, AND BATTERY CHARGER (110 - 220 V, 50/60 HZ), SIZE - 73/4, RIGHT | PROSTHETICS & ORTHOSIS SUPPLIES
6439 | 4224200219100 | PROSTHESIS, BELOW ELBOW, ELECTRIC HAND, COMPLETE WORKING SYSTEM, FOR WRIST DISARTICULATION, AMPUTATION, AND BATTERY CHARGER (110 - 220 V, 50/60 HZ), SIZE: 63/4 INCHES, LEFT | PROSTHETICS & ORTHOSIS SUPPLIES
6440 | 4224200219200 | PROSTHESIS, BELOW ELBOW, ELECTRIC HAND, COMPLETE WORKING SYSTEM, FOR WRIST DISARTICULATION, AMPUTATION, AND BATTERY CHARGER (110 - 220 V, 50/60 HZ), SIZE: 71/4 INCHES, LEFT | PROSTHETICS & ORTHOSIS SUPPLIES
6441 | 4224200219300 | PROSTHESIS, BELOW ELBOW, ELECTRIC HAND, COMPLETE WORKING SYSTEM, FOR WRIST DISARTICULATION, AMPUTATION, AND BATTERY CHARGER (110 - 220 V, 50/60 HZ), SIZE: 71/4 INCHES, RIGHT | PROSTHETICS & ORTHOSIS SUPPLIES
6442 | 4224200219400 | PROSTHESIS, BELOW ELBOW, ELECTRIC HAND, COMPLETE WORKING SYSTEM, FOR WRIST DISARTICULATION, AMPUTATION, AND BATTERY CHARGER (110 - 220 V, 50/60 HZ), SIZE: 73/4 INCHES, LEFT | PROSTHETICS & ORTHOSIS SUPPLIES
6443 | 4224200430900 | PROSTHETIC BELOW KNEE STUMP SOCKS MEDIUM LONG REGULAR, 85 % COTTON, 15% LYCRA (LENGTH 22-26 INCH), TOE WIDTH 3 ½ INCH TOP WIDTH 6-6 ½ INCH), 1 PLY | PROSTHETICS & ORTHOSIS SUPPLIES
6444 | 4224200431500 | PROSTHETIC BELOW KNEE STUMP SOCKS MEDIUM LONG REGULAR, 85 % COTTON, 15% LYCRA (LENGTH 22-26 INCH), TOE WIDTH 3 ½ INCH TOP WIDTH 6-6 ½ INCH), 5 PLY | PROSTHETICS & ORTHOSIS SUPPLIES
6445 | 4224200431200 | PROSTHETIC BELOW KNEE STUMP SOCKS MEDIUM LONG REGULAR, 85 % COTTON, 15% LYCRA(LENGTH 22-26 INCH), TOE WIDTH 3 ½ INCH TOP WIDTH 6-6 ½ INCH), 3 PLY | PROSTHETICS & ORTHOSIS SUPPLIES
6446 | 4224200430800 | PROSTHETIC BELOW KNEE STUMP SOCKS MEDIUM REGULAR, 85 % COTTON, 15% LYCRA (LENGTH 16-20 INCH), TOE WIDTH 3 ½ INCH, TOP WIDTH 6-6 ½ INCH), 1 PLY | PROSTHETICS & ORTHOSIS SUPPLIES
6447 | 4224200431100 | PROSTHETIC BELOW KNEE STUMP SOCKS MEDIUM REGULAR, 85 % COTTON, 15% LYCRA (LENGTH 16-20 INCH), TOE WIDTH 3 ½ INCH, TOP WIDTH 6-6 ½ INCH), 3 PLY | PROSTHETICS & ORTHOSIS SUPPLIES
6448 | 4224200431400 | PROSTHETIC BELOW KNEE STUMP SOCKS MEDIUM REGULAR, 85 % COTTON, 15% LYCRA (LENGTH 16-20 INCH), TOE WIDTH 3 ½ INCH, TOP WIDTH 6-6 ½ INCH), 5 PLY | PROSTHETICS & ORTHOSIS SUPPLIES
6449 | 4224200431600 | PROSTHETIC BELOW KNEE STUMP SOCKS MEDIUM SHORT, 85 % COTTON, 15% LYCRA (LENGTH 10-14 INCH, TOE WIDTH 3 ½ INCH TOP WIDTH 6-6 ½ INCH), 5 PLY | PROSTHETICS & ORTHOSIS SUPPLIES
6450 | 4224200431000 | PROSTHETIC BELOW KNEE STUMP SOCKS MEDIUM SHORT, 85 % COTTON, 15% LYCRA(LENGTH 10-14 INCH, TOE WIDTH 3 ½ INCH TOP WIDTH 6-6 ½ INCH), 1 PLY | PROSTHETICS & ORTHOSIS SUPPLIES
6451 | 4224200431300 | "PROSTHETIC BELOW KNEE STUMP SOCKS MEDIUM SHORT, 85 % COTTON, 15% LYCRA (LENGTH 10-14 INCH APPROXIMATELY, TOE WIDTH 3 1/2 INCH TOP WIDTH 6-6 1/2 INCH) APPROXIMATELY, 3 PLY" | PROSTHETICS & ORTHOSIS SUPPLIES
6452 | 4224200122700 | "PROSTHETIC CARBON FOOT, FOOTSHELL WITH COSMESIS CONNECTION CAP, SPLIT BIG TOE AND CONNECTS THE FOREFOOT AND THE HEEL SPRING, K LEVEL K3 -K4, WITH CARBON HEEL SPRING CUSTOMIZABLE SHOCK ABSORPTION, WITH TWO DIFFERENT HEEL WEDGE OPTIONS WITH POSSIBILITY REPLACEABLE HEEL WEDGE, WATERPROOF, BODY WEIGHT 100 - 150 KG, SIZE 24, LEFT" | PROSTHETICS & ORTHOSIS SUPPLIES
6453 | 4224200122800 | "PROSTHETIC CARBON FOOT, FOOTSHELL WITH COSMESIS CONNECTION CAP, SPLIT BIG TOE AND CONNECTS THE FOREFOOT AND THE HEEL SPRING, K LEVEL K3 -K4, WITH CARBON HEEL SPRING CUSTOMIZABLE SHOCK ABSORPTION, WITH TWO DIFFERENT HEEL WEDGE OPTIONS WITH POSSIBILITY REPLACEABLE HEEL WEDGE, WATERPROOF, BODY WEIGHT 100 - 150 KG, SIZE 25, LEFT" | PROSTHETICS & ORTHOSIS SUPPLIES
6454 | 4224200122900 | "PROSTHETIC CARBON FOOT, FOOTSHELL WITH COSMESIS CONNECTION CAP, SPLIT BIG TOE AND CONNECTS THE FOREFOOT AND THE HEEL SPRING, K LEVEL K3 -K4, WITH CARBON HEEL SPRING CUSTOMIZABLE SHOCK ABSORPTION, WITH TWO DIFFERENT HEEL WEDGE OPTIONS WITH POSSIBILITY REPLACEABLE HEEL WEDGE, WATERPROOF, BODY WEIGHT 100 - 150 KG, SIZE 26, LEFT" | PROSTHETICS & ORTHOSIS SUPPLIES
6455 | 4224200123000 | "PROSTHETIC CARBON FOOT, FOOTSHELL WITH COSMESIS CONNECTION CAP, SPLIT BIG TOE AND CONNECTS THE FOREFOOT AND THE HEEL SPRING, K LEVEL K3 -K4, WITH CARBON HEEL SPRING CUSTOMIZABLE SHOCK ABSORPTION, WITH TWO DIFFERENT HEEL WEDGE OPTIONS WITH POSSIBILITY REPLACEABLE HEEL WEDGE, WATERPROOF, BODY WEIGHT 100 - 150 KG, SIZE 27, LEFT" | PROSTHETICS & ORTHOSIS SUPPLIES
6456 | 4224200123100 | "PROSTHETIC CARBON FOOT, FOOTSHELL WITH COSMESIS CONNECTION CAP, SPLIT BIG TOE AND CONNECTS THE FOREFOOT AND THE HEEL SPRING, K LEVEL K3 -K4, WITH CARBON HEEL SPRING CUSTOMIZABLE SHOCK ABSORPTION, WITH TWO DIFFERENT HEEL WEDGE OPTIONS WITH POSSIBILITY REPLACEABLE HEEL WEDGE, WATERPROOF, BODY WEIGHT 100 - 150 KG, SIZE 28, LEFT" | PROSTHETICS & ORTHOSIS SUPPLIES
6457 | 4224200123600 | "PROSTHETIC CARBON FOOT, FOOTSHELL WITH COSMESIS CONNECTION CAP, SPLIT BIG TOE AND CONNECTS THE FOREFOOT AND THE HEEL SPRING, K LEVEL K3 -K4, WITH CARBON HEEL SPRING CUSTOMIZABLE SHOCK ABSORPTION, WITH TWO DIFFERENT HEEL WEDGE OPTIONS WITH POSSIBILITY REPLACEABLE HEEL WEDGE, WATERPROOF, BODY WEIGHT 100 - 150 KG, SIZE 26, RIGHT" | PROSTHETICS & ORTHOSIS SUPPLIES
6458 | 4224200123700 | "PROSTHETIC CARBON FOOT, FOOTSHELL WITH COSMESIS CONNECTION CAP, SPLIT BIG TOE AND CONNECTS THE FOREFOOT AND THE HEEL SPRING, K LEVEL K3 -K4, WITH CARBON HEEL SPRING CUSTOMIZABLE SHOCK ABSORPTION, WITH TWO DIFFERENT HEEL WEDGE OPTIONS WITH POSSIBILITY REPLACEABLE HEEL WEDGE, WATERPROOF, BODY WEIGHT 100 - 150 KG, SIZE 27, RIGHT" | PROSTHETICS & ORTHOSIS SUPPLIES
6459 | 4224200123800 | "PROSTHETIC CARBON FOOT, FOOTSHELL WITH COSMESIS CONNECTION CAP, SPLIT BIG TOE AND CONNECTS THE FOREFOOT AND THE HEEL SPRING, K LEVEL K3 -K4, WITH CARBON HEEL SPRING CUSTOMIZABLE SHOCK ABSORPTION, WITH TWO DIFFERENT HEEL WEDGE OPTIONS WITH POSSIBILITY REPLACEABLE HEEL WEDGE, WATERPROOF, BODY WEIGHT 100 - 150 KG, SIZE 28, RIGHT" | PROSTHETICS & ORTHOSIS SUPPLIES
6460 | 4224200123900 | "PROSTHETIC CARBON FOOT, FOOTSHELL WITH COSMESIS CONNECTION CAP, SPLIT BIG TOE AND CONNECTS THE FOREFOOT AND THE HEEL SPRING, K LEVEL K3 -K4, WITH CARBON HEEL SPRING CUSTOMIZABLE SHOCK ABSORPTION, WITH TWO DIFFERENT HEEL WEDGE OPTIONS WITH POSSIBILITY REPLACEABLE HEEL WEDGE, WATERPROOF, BODY WEIGHT 100 - 150 KG, SIZE 29, RIGHT" | PROSTHETICS & ORTHOSIS SUPPLIES
6461 | 4224200133700 | "PROSTHETIC CARBON FOOT, FOOTSHELL DOUBLE SPRINGS AND A LONG CARBON BASE SPRING, SHOCK ABSORPTION, DIFFERENT HEEL WEDGE OPTIONS, WATER RESISTANT TO FRESH SALT AND CHLORINATED WATER, WITH SLIM CONNECTION ADAPTER MAXIMUM BODY WEIGHT 150 KG, ASSORTED SIZE AND SIDE" | PROSTHETICS & ORTHOSIS SUPPLIES
6462 | 4224200113400 | "PROSTHETIC FOOT WITH FOOT SHELL, WITH DIVIDED FOREFOOT AREA, CUSHIONING HEEL, HIGH ENERGY RETURN, MULTI AXIAL FUNCTION, SIZE: 31 CM, LEFT" | PROSTHETICS & ORTHOSIS SUPPLIES
6463 | 4224200117600 | "PROSTHETIC FOOT, MULTI - AXIAL FUNCTION, FLEXIBLE KEEL FOOT WITH TOES WITH ASSEMBLED, TITANIUM ADAPTER, PERMITS MULTI AXIAL ANKLE MOVEMENT AND HAS PRONATION SUPINATION AND ROTATION IN THE HORIZONTAL PLANE, FOAM CONNECTION CAP, K LEVEL UP TO K3, MAX. BODY WEIGHT 100 KG, SIZE: 24 LEFT" | PROSTHETICS & ORTHOSIS SUPPLIES
6464 | 4224200117700 | "PROSTHETIC FOOT, MULTI - AXIAL FUNCTION, FLEXIBLE KEEL FOOT WITH TOES WITH ASSEMBLED, TITANIUM ADAPTER, PERMITS MULTI AXIAL ANKLE MOVEMENT AND HAS PRONATION SUPINATION AND ROTATION IN THE HORIZONTAL PLANE, FOAM CONNECTION CAP, K LEVEL UP TO K3, MAX. BODY WEIGHT 100 KG, SIZE: 25 LEFT" | PROSTHETICS & ORTHOSIS SUPPLIES
6465 | 4224200117800 | "PROSTHETIC FOOT, MULTI - AXIAL FUNCTION, FLEXIBLE KEEL FOOT WITH TOES WITH ASSEMBLED, TITANIUM ADAPTER, PERMITS MULTI AXIAL ANKLE MOVEMENT AND HAS PRONATION SUPINATION AND ROTATION IN THE HORIZONTAL PLANE, FOAM CONNECTION CAP, K LEVEL UP TO K3, MAX. BODY WEIGHT 100 KG, SIZE: 26 LEFT" | PROSTHETICS & ORTHOSIS SUPPLIES
6466 | 4224200117900 | "PROSTHETIC FOOT, MULTI - AXIAL FUNCTION, FLEXIBLE KEEL FOOT WITH TOES WITH ASSEMBLED, TITANIUM ADAPTER, PERMITS MULTI AXIAL ANKLE MOVEMENT AND HAS PRONATION SUPINATION AND ROTATION IN THE HORIZONTAL PLANE, FOAM CONNECTION CAP, K LEVEL UP TO K3, MAX. BODY WEIGHT 100 KG, SIZE: 27 LEFT" | PROSTHETICS & ORTHOSIS SUPPLIES
6467 | 4224200118000 | "PROSTHETIC FOOT, MULTI - AXIAL FUNCTION, FLEXIBLE KEEL FOOT WITH TOES WITH ASSEMBLED, TITANIUM ADAPTER, PERMITS MULTI AXIAL ANKLE MOVEMENT AND HAS PRONATION SUPINATION AND ROTATION IN THE HORIZONTAL PLANE, FOAM CONNECTION CAP, K LEVEL UP TO K3, MAX. BODY WEIGHT 100 KG, SIZE: 28 LEFT" | PROSTHETICS & ORTHOSIS SUPPLIES
6468 | 4224200118100 | "PROSTHETIC FOOT, MULTI - AXIAL FUNCTION, FLEXIBLE KEEL FOOT WITH TOES WITH ASSEMBLED, TITANIUM ADAPTER, PERMITS MULTI AXIAL ANKLE MOVEMENT AND HAS PRONATION SUPINATION AND ROTATION IN THE HORIZONTAL PLANE, FOAM CONNECTION CAP, K LEVEL UP TO K3, MAX. BODY WEIGHT 100 KG, SIZE: 29 LEFT" | PROSTHETICS & ORTHOSIS SUPPLIES
6469 | 4224200118200 | "PROSTHETIC FOOT, MULTI - AXIAL FUNCTION, FLEXIBLE KEEL FOOT WITH TOES WITH ASSEMBLED, TITANIUM ADAPTER, PERMITS MULTI AXIAL ANKLE MOVEMENT AND HAS PRONATION SUPINATION AND ROTATION IN THE HORIZONTAL PLANE, FOAM CONNECTION CAP, K LEVEL UP TO K3, MAX. BODY WEIGHT 100 KG, SIZE: 24 RIGHT" | PROSTHETICS & ORTHOSIS SUPPLIES
6470 | 4224200118300 | "PROSTHETIC FOOT, MULTI - AXIAL FUNCTION, FLEXIBLE KEEL FOOT WITH TOES WITH ASSEMBLED, TITANIUM ADAPTER, PERMITS MULTI AXIAL ANKLE MOVEMENT AND HAS PRONATION SUPINATION AND ROTATION IN THE HORIZONTAL PLANE, FOAM CONNECTION CAP, K LEVEL UP TO K3, MAX. BODY WEIGHT 100 KG, SIZE: 25 RIGHT" | PROSTHETICS & ORTHOSIS SUPPLIES
6471 | 4224200118400 | "PROSTHETIC FOOT, MULTI - AXIAL FUNCTION, FLEXIBLE KEEL FOOT WITH TOES WITH ASSEMBLED, TITANIUM ADAPTER, PERMITS MULTI AXIAL ANKLE MOVEMENT AND HAS PRONATION SUPINATION AND ROTATION IN THE HORIZONTAL PLANE, FOAM CONNECTION CAP, K LEVEL UP TO K3, MAX. BODY WEIGHT 100 KG, SIZE: 26 RIGHT" | PROSTHETICS & ORTHOSIS SUPPLIES
6472 | 4224200118500 | "PROSTHETIC FOOT, MULTI - AXIAL FUNCTION, FLEXIBLE KEEL FOOT WITH TOES WITH ASSEMBLED, TITANIUM ADAPTER, PERMITS MULTI AXIAL ANKLE MOVEMENT AND HAS PRONATION SUPINATION AND ROTATION IN THE HORIZONTAL PLANE, FOAM CONNECTION CAP, K LEVEL UP TO K3, MAX. BODY WEIGHT 100 KG, SIZE: 27 RIGHT" | PROSTHETICS & ORTHOSIS SUPPLIES
6473 | 4224200118600 | "PROSTHETIC FOOT, MULTI - AXIAL FUNCTION, FLEXIBLE KEEL FOOT WITH TOES WITH ASSEMBLED, TITANIUM ADAPTER, PERMITS MULTI AXIAL ANKLE MOVEMENT AND HAS PRONATION SUPINATION AND ROTATION IN THE HORIZONTAL PLANE, FOAM CONNECTION CAP, K LEVEL UP TO K3, MAX. BODY WEIGHT 100 KG, SIZE: 28 RIGHT" | PROSTHETICS & ORTHOSIS SUPPLIES
6474 | 4224200118700 | "PROSTHETIC FOOT, MULTI - AXIAL FUNCTION, FLEXIBLE KEEL FOOT WITH TOES WITH ASSEMBLED, TITANIUM ADAPTER, PERMITS MULTI AXIAL ANKLE MOVEMENT AND HAS PRONATION SUPINATION AND ROTATION IN THE HORIZONTAL PLANE, FOAM CONNECTION CAP, K LEVEL UP TO K3, MAX. BODY WEIGHT 100 KG, SIZE: 29 RIGHT" | PROSTHETICS & ORTHOSIS SUPPLIES
6475 | 4224151800000 | "PROSTHETIC KNEE, PNEUMATIC SWING PHASE CONTROL, 4-BAR GEOMETRY, TRANSFEMORAL AND KNEE DISARTICULATION AMPUTEES, STANCE PHASE STABILITY, HIGHER DEGREE OF FLEXION AND EXTENSION, ADJUSTABLE STANCE SETTINGS FOR INDIVIDUAL, SMOOTH AND COMFORTABLE SWING PHASE FOR VARIABLE WALKING SPEEDS, MODERATE TO HIGH IMPACT LEVEL MAX, USER WEIGHT 125KG, K-LEVEL: K2 AND K3" | PROSTHETICS & ORTHOSIS SUPPLIES
6476 | 4224200133000 | "CUSTOM MADE, PROSTHETIC LEG SYSTEM, COMPLETE KIT, BIONIC OR EQUIVALENT, INCLUDING MICROPROCESSOR KNEE, PROSTHETIC FOOT, ADAPTER, CHARGER AND WIRELESS CONNECTION, WITH COMPLETE ACCESSORIES INCLUDING PROGRAM AND TRAINING, KNEE JOINT INCLUDE MICROPROCESSOR, SENSOR, AND CONTROL TECHNOLOGY KNEE, THE SENSOR DATA ARE UPDATED AND EVALUATED 100 TIMES PER SECOND, MAXIMUM KNEE FLEXION ANGLE MAXIMUM 135 DEGREE WITHOUT FLEXION STOP, PYRAMID ADAPTER, 5 DIFFERENT MODES, WATERPROOF, SMART CONTROL BLUETOOTH WITH APP, PROTECTIVE COVER IS MADE OF A DURABLE PU MATERIAL, INDUCTIVE CHARGER IS MAGNETICALLY ATTACHED TO THE BACK OF JOINT, BATTERY LIFE: 5 DAYS, KNEE JOINT WEIGHT UP TO 1.8 KG, BODY WEIGHT 125 KG, 3 YEARS WARRANTY, INCLUDES SERVICE UNIT FOR USE DURING REPAIRS AND SERVICE INSPECTIONS, SIZE, SIDE AND COLOR WILL BE SPECIFY WHEN ORDERED FOR EACH PATIENT INDIVIDUAL, INCLUDES PATIENT ASSESSMENT AT CUSTOMERS PREMISES, MEASURING, INCLUDES ALL MATERIALS/COMPONENTS TO FABRICATE PROSTHESIS, DELIVERY, FITTI | PROSTHETICS & ORTHOSIS SUPPLIES
6477 | 4224200123200 | "PROSTHETIC CARBON FOOT, FOOTSHELL WITH COSMESIS CONNECTION CAP, SPLIT BIG TOE AND CONNECTS THE FOREFOOT AND THE HEEL SPRING, K LEVEL K3 -K4, WITH CARBON HEEL SPRING CUSTOMIZABLE SHOCK ABSORPTION, WITH TWO DIFFERENT HEEL WEDGE OPTIONS WITH POSSIBILITY REPLACEABLE HEEL WEDGE, WATERPROOF, BODY WEIGHT 100 - 150 KG, SIZE 29, LEFT" | PROSTHETICS & ORTHOSIS SUPPLIES
6478 | 4224200123400 | "PROSTHETIC CARBON FOOT, FOOTSHELL WITH COSMESIS CONNECTION CAP, SPLIT BIG TOE AND CONNECTS THE FOREFOOT AND THE HEEL SPRING, K LEVEL K3 -K4, WITH CARBON HEEL SPRING CUSTOMIZABLE SHOCK ABSORPTION, WITH TWO DIFFERENT HEEL WEDGE OPTIONS WITH POSSIBILITY REPLACEABLE HEEL WEDGE, WATERPROOF, BODY WEIGHT 100 - 150 KG, SIZE 24, RIGHT" | PROSTHETICS & ORTHOSIS SUPPLIES
6479 | 4224200123500 | "PROSTHETIC CARBON FOOT, FOOTSHELL WITH COSMESIS CONNECTION CAP, SPLIT BIG TOE AND CONNECTS THE FOREFOOT AND THE HEEL SPRING, K LEVEL K3 -K4, WITH CARBON HEEL SPRING CUSTOMIZABLE SHOCK ABSORPTION, WITH TWO DIFFERENT HEEL WEDGE OPTIONS WITH POSSIBILITY REPLACEABLE HEEL WEDGE, WATERPROOF, BODY WEIGHT 100 - 150 KG, SIZE 25, RIGHT" | PROSTHETICS & ORTHOSIS SUPPLIES
6480 | 4224200218400 | "PROSTHETIC HAND, MULTI ARTICULATING MYOELECTRIC HAND WITH ELECTRIC QUICK DISCONNECT WRIST, INDIVIDUAL FINGER MOVEMENT, 14 OR MORE GRIP OPTIONS, INCLUDING THE MOUSE AND SMART THUMB AND TRIGGER GRIPS, THE MICROPROCESSORS CONSTANTLY MONITOR THE POSITION OF THE DIGITS TO ENSURE THAT GRIP SEQUENCES ARE ACCURATE EVERY TIME, INDIVIDUAL DRIVES IN THE FINGERS WITH PADDED FINGERTIPS AND A WIDE THUMB, ADJUSTMENT SOFTWARE VIA BLUETOOTH, COMPATIBLE WITH ELBOW JOINT, INCLUDE ELECTRODE CABLE, BATTERY, BATTERY CHARGER, AND ANY OTHER PARTS FOR INSTALLING THIS ITEM, HAND CARRY LOAD (STATIC) 40 KG APPROX. THREE YEARS WARRANTY INCLUDES SERVICE UNIT FOR USE DURING REPAIRS AND SERVICE INSPECTIONS, SIZE, SIDE AND COLOR WILL BE SPECIFY WHEN ORDERED FOR EACH PATIENT INDIVIDUAL" | PROSTHETICS & ORTHOSIS SUPPLIES
6481 | 4224200218500 | "CUSTOM MADE, PROSTHETIC HAND, MULTI ARTICULATING MYOELECTRIC HAND WITH ELECTRIC QUICK DISCONNECT WRIST, INDIVIDUAL FINGER MOVEMENT, 14 OR MORE GRIP OPTIONS, INCLUDING MOUSE AND SMART THUMB AND TRIGGER GRIPS, MICROPROCESSORS CONSTANTLY MONITOR THE POSITION OF THE DIGITS TO ENSURE THAT GRIP SEQUENCES ARE ACCURATE EVERY TIME, INDIVIDUAL DRIVES IN THE FINGERS WITH PADDED FINGERTIPS AND A WIDE THUMB, ADJUSTMENT SOFTWARE VIA BLUETOOTH, COMPATIBLE WITH ELBOW JOINT, INCLUDE ELECTRODE CABLE, BATTERY, BATTERY CHARGER, AND ANY OTHER PARTS FOR INSTALLING THIS ITEM, HAND CARRY LOAD (STATIC) 40 KG APPROX. 3 YEARS WARRANTY INCLUDES SERVICE UNIT FOR USE DURING REPAIRS AND SERVICE INSPECTIONS, SIZE, SIDE AND COLOR WILL BE SPECIFY WHEN ORDERED FOR EACH PATIENT INDIVIDUAL, INCLUDES PATIENT ASSESSMENT AT CUSTOMERS PREMISES, MEASURING, INCLUDES ALL MATERIALS/COMPONENTS TO FABRICATE PROSTHESIS, DELIVERY, FITTING BY CERTIFIED ORTHOTIST IN MULTIPLE CLINICS AND DIFFERENT REGIONS WITH FOLLOW UP (APPENDIX A)" | PROSTHETICS & ORTHOSIS SUPPLIES
6482 | 4224200218200 | "PROSTHETIC HAND, MULTI ARTICULATING MYOELECTRIC HAND WITH FLEXION WRIST (3 STAGE JOINT), OFFERS 30 DEGREE OR MORE IN EITHER DIRECTION AND CAN BE LOCKED IN EACH 3 POSITIONS, INDIVIDUAL FINGER MOVEMENT, 14 OR MORE GRIP OPTIONS, INCLUDING THE MOUSE AND SMART THUMB AND TRIGGER GRIPS, THE MICROPROCESSORS CONSTANTLY MONITOR THE POSITION OF THE DIGITS TO ENSURE THAT GRIP SEQUENCES ARE ACCURATE EVERY TIME, INDIVIDUAL DRIVES IN THE FINGERS WITH PADDED FINGERTIPS AND A WIDE THUMB, ADJUSTMENT SOFTWARE VIA BLUETOOTH, COMPATIBLE WITH ELBOW JOINT, INCLUDE ELECTRODE CABLE, BATTERY, BATTERY CHARGER, AND ANY OTHER PARTS FOR INSTALLING THIS ITEM, HAND CARRY LOAD (STATIC) 40 KG APPROX. THREE YEARS WARRANTY INCLUDES SERVICE UNIT FOR USE DURING REPAIRS AND SERVICE INSPECTIONS, SIZE, SIDE AND COLOR WILL BE SPECIFY WHEN ORDERED FOR EACH PATIENT INDIVIDUAL" | PROSTHETICS & ORTHOSIS SUPPLIES
6483 | 4224200218300 | "CUSTOM MADE, PROSTHETIC HAND, MULTI ARTICULATING MYOELECTRIC HAND WITH FLEXION WRIST (3 STAGE JOINT), OFFERS 30 DEGREE OR MORE IN EITHER DIRECTION AND CAN BE LOCKED IN EACH 3 POSITIONS, INDIVIDUAL FINGER MOVEMENT, 14 OR MORE GRIP OPTIONS, INCLUDING MOUSE AND SMART THUMB AND TRIGGER GRIPS, MICROPROCESSORS CONSTANTLY MONITOR THE POSITION OF THE DIGITS TO ENSURE THAT GRIP SEQUENCES ARE ACCURATE EVERY TIME, INDIVIDUAL DRIVES IN THE FINGERS WITH PADDED FINGERTIPS AND A WIDE THUMB, ADJUSTMENT SOFTWARE VIA BLUETOOTH, COMPATIBLE WITH ELBOW JOINT, INCLUDE ELECTRODE CABLE, BATTERY, BATTERY CHARGER, AND ANY OTHER PARTS FOR INSTALLING THIS ITEM, HAND CARRY LOAD (STATIC) 40 KG APPROX, 3 YEARS WARRANTY INCLUDES SERVICE UNIT FOR USE DURING REPAIRS AND SERVICE INSPECTIONS, SIZE, SIDE AND COLOR WILL BE SPECIFY WHEN ORDERED FOR EACH PATIENT INDIVIDUAL, INCLUDES PATIENT ASSESSMENT AT CUSTOMERS PREMISES, MEASURING, INCLUDES ALL MATERIALS/COMPONENTS TO FABRICATE PROSTHESIS, DELIVERY, FITTING BY CERTIFIED | PROSTHETICS & ORTHOSIS SUPPLIES
6484 | 4224200218000 | "PROSTHETIC HAND, MULTI ARTICULATING MYOELECTRIC HAND, MULTI AXIS WRIST, PASSIVE WRIST MOVEMENT AND ABILITY TO LOCK IN 30 DEGREE FLEXION AND EXTENSION OR A NEUTRAL POSITION, LATERAL DEVIATION AVAILABLE WHILE WRIST IS LOCKED IN FLEXION ANGLE, INDIVIDUAL FINGER MOVEMENT, 14 OR MORE GRIP OPTIONS, INCLUDING MOUSE AND SMART THUMB AND TRIGGER GRIPS, MICROPROCESSORS CONSTANTLY MONITOR THE POSITION OF THE DIGITS TO ENSURE THAT GRIP SEQUENCES ARE ACCURATE EVERY TIME, INDIVIDUAL DRIVES IN THE FINGERS WITH PADDED FINGERTIPS AND A WIDE THUMB, ADJUSTMENT SOFTWARE VIA BLUETOOTH, COMPATIBLE WITH ELBOW JOINT, INCLUDE ELECTRODE CABLE, BATTERY, BATTERY CHARGER, AND ANY OTHER PARTS FOR INSTALLING THIS ITEM, HAND CARRY LOAD (STATIC) 40 KG APPROX, 3 YEARS WARRANTY INCLUDES SERVICE UNIT FOR USE DURING REPAIRS AND SERVICE INSPECTIONS, SIZE, SIDE AND COLOR WILL BE SPECIFY WHEN ORDERED FOR EACH PATIENT INDIVIDUAL" | PROSTHETICS & ORTHOSIS SUPPLIES
6485 | 4224200218100 | "CUSTOM MADE, PROSTHETIC HAND, MULTI ARTICULATING MYOELECTRIC HAND, MULTI AXIS WRIST, PASSIVE WRIST MOVEMENT AND ABILITY TO LOCK IN 30 DEGREE FLEXION AND EXTENSION OR A NEUTRAL POSITION, LATERAL DEVIATION AVAILABLE WHILE WRIST IS LOCKED IN FLEXION ANGLE, INDIVIDUAL FINGER MOVEMENT, 14 OR MORE GRIP OPTIONS, INCLUDING MOUSE AND SMART THUMB AND TRIGGER GRIPS, MICROPROCESSORS CONSTANTLY MONITOR THE POSITION OF THE DIGITS TO ENSURE THAT GRIP SEQUENCES ARE ACCURATE EVERY TIME, INDIVIDUAL DRIVES IN THE FINGERS WITH PADDED FINGERTIPS AND A WIDE THUMB, ADJUSTMENT SOFTWARE VIA BLUETOOTH, COMPATIBLE WITH ELBOW JOINT, INCLUDE ELECTRODE CABLE, BATTERY, CHARGER, AND ANY OTHER PARTS FOR INSTALLING THIS ITEM, HAND CARRY LOAD (STATIC) 40 KG APPROX, 3 YEARS WARRANTY INCLUDES SERVICE UNIT FOR USE DURING REPAIRS AND SERVICE INSPECTIONS, SIZE, SIDE AND COLOR WILL BE SPECIFY WHEN ORDERED FOR EACH PATIENT INDIVIDUAL, INCLUDES - PATIENT ASSESSMENT AT CUSTOMERS PREMISES, MEASURING, INCLUDES ALL MATERIALS/COMPO | PROSTHETICS & ORTHOSIS SUPPLIES
6486 | 4224200218600 | "PROSTHETIC HAND, MYOELECTRIC HAND WITH SHORT WRIST, MULTI ARTICULATING, ROTATES 360 DEGREE, FOR LONG RESIDUAL LIMB, INDIVIDUAL FINGER MOVEMENT, 14 OR MORE GRIP OPTIONS, INCLUDES MOUSE AND SMART THUMB AND TRIGGER GRIPS, MICROPROCESSORS CONSTANTLY MONITOR THE POSITION OF THE DIGITS TO ENSURE THAT GRIP SEQUENCES ARE ACCURATE EVERY TIME, INDIVIDUAL DRIVES IN THE FINGERS WITH PADDED FINGERTIPS AND A WIDE THUMB, ADJUSTMENT SOFTWARE VIA BLUETOOTH, COMPATIBLE WITH ELBOW JOINT, INCLUDE ELECTRODE CABLE, BATTERY, BATTERY CHARGER, AND ANY OTHER PARTS FOR INSTALLING THIS ITEM, HAND CARRY LOAD (STATIC) 40 KG APPROX, 3 YEARS WARRANTY INCLUDES SERVICE UNIT FOR USE DURING REPAIRS AND SERVICE INSPECTIONS, SIZE, SIDE AND COLOR WILL BE SPECIFY WHEN ORDERED FOR EACH PATIENT INDIVIDUAL" | PROSTHETICS & ORTHOSIS SUPPLIES
6487 | 4224200218700 | "CUSTOM MADE, PROSTHETIC HAND, MYOELECTRIC HAND WITH SHORT WRIST, MULTI ARTICULATING, ROTATES 360 DEGREE, LONG RESIDUAL LIMB, INDIVIDUAL FINGER MOVEMENT, 14 OR MORE GRIP OPTIONS, INCLUDES MOUSE AND SMART THUMB AND TRIGGER GRIPS, MICROPROCESSORS CONSTANTLY MONITOR THE POSITION OF THE DIGITS TO ENSURE THAT GRIP SEQUENCES ARE ACCURATE EVERY TIME, INDIVIDUAL DRIVES IN THE FINGERS WITH PADDED FINGERTIPS AND A WIDE THUMB, ADJUSTMENT SOFTWARE VIA BLUETOOTH, COMPATIBLE WITH ELBOW JOINT, INCLUDE ELECTRODE CABLE, BATTERY, BATTERY CHARGER, AND ANY OTHER PARTS FOR INSTALLING THIS ITEM, HAND CARRY LOAD (STATIC) 40 KG APPROX, 3 YEARS WARRANTY INCLUDES SERVICE UNIT FOR USE DURING REPAIRS AND SERVICE INSPECTIONS, SIZE, SIDE AND COLOR WILL BE SPECIFY WHEN ORDERED FOR EACH PATIENT INDIVIDUAL, INCLUDES PATIENT ASSESSMENT AT CUSTOMERS PREMISES, MEASURING, INCLUDES ALL MATERIALS/COMPONENTS TO FABRICATE PROSTHESIS, DELIVERY, FITTING BY CERTIFIED ORTHOTIST IN MULTIPLE CLINICS AND DIFFERENT REGIONS WITH FOLLO | PROSTHETICS & ORTHOSIS SUPPLIES
6488 | 4224200008100 | "PROXIMAL SEALING SYSTEM, PROSEAL OR EQUIVALENT IS A PROXIMAL VACUUM SOCKET SEALING SYSTEM FOR USE IN TRANSFEMORAL FITTINGS, WHICH DISTINGUISHES ITSELF THROUGH SIMPLICITY AND EXCELLENT WEARER COMFORT, SIZE 320 MM" | PROSTHETICS & ORTHOSIS SUPPLIES
6489 | 4224200008200 | "PROXIMAL SEALING SYSTEM, PROSEAL OR EQUIVALENT IS A PROXIMAL VACUUM SOCKET SEALING SYSTEM FOR USE IN TRANSFEMORAL FITTINGS, WHICH DISTINGUISHES ITSELF THROUGH SIMPLICITY AND EXCELLENT WEARER COMFORT, SIZE 340 MM" | PROSTHETICS & ORTHOSIS SUPPLIES
6490 | 4224200008300 | "PROXIMAL SEALING SYSTEM, PROSEAL OR EQUIVALENT IS A PROXIMAL VACUUM SOCKET SEALING SYSTEM FOR USE IN TRANSFEMORAL FITTINGS, WHICH DISTINGUISHES ITSELF THROUGH SIMPLICITY AND EXCELLENT WEARER COMFORT, SIZE 360 MM" | PROSTHETICS & ORTHOSIS SUPPLIES
6491 | 4224200008400 | "PROXIMAL SEALING SYSTEM, PROSEAL OR EQUIVALENT IS A PROXIMAL VACUUM SOCKET SEALING SYSTEM FOR USE IN TRANSFEMORAL FITTINGS, WHICH DISTINGUISHES ITSELF THROUGH SIMPLICITY AND EXCELLENT WEARER COMFORT, SIZE 380 MM" | PROSTHETICS & ORTHOSIS SUPPLIES
6492 | 4224200008500 | "PROXIMAL SEALING SYSTEM, PROSEAL OR EQUIVALENT IS A PROXIMAL VACUUM SOCKET SEALING SYSTEM FOR USE IN TRANSFEMORAL FITTINGS, WHICH DISTINGUISHES ITSELF THROUGH SIMPLICITY AND EXCELLENT WEARER COMFORT, SIZE 400 MM" | PROSTHETICS & ORTHOSIS SUPPLIES
6493 | 4224171319600 | "PUMP MECHANICAL ELEVATED VACUUM SYSTEM, INTEGRATED INTO THE SOCKET BUILT IN SHOCK ABSORPTION AND A TORSION FEATURE, THE USER CAN MOVE AND POSITION THE PROSTHETIC FOOT MORE CONFIDENTLY MOTION INCREASED PROPRIOCEPTION, DUE TO DECREASED MOVEMENT BETWEEN THE SOCKET AND THE RESIDUAL LIMB MAXIMUM BODY WEIGHT FROM 50 - 150 KG, PART WEIGHT UP TO 600 GRAMS APPROXIMATELY" | PROSTHETICS & ORTHOSIS SUPPLIES
6494 | 4224171319500 | "PUMP MECHANICAL ELEVATED VACUUM SYSTEM, INTEGRATED INTO THE SOCKET BUILT IN SHOCK ABSORPTION AND A TORSION FEATURE, THE USER CAN MOVE AND POSITION THE PROSTHETIC FOOT MORE CONFIDENTLY MOTION INCREASED PROPRIOCEPTION, DUE TO DECREASED MOVEMENT BETWEEN THE SOCKET AND THE RESIDUAL LIMB MAXIMUM BODY WEIGHT FROM 50 - 100 KG, PART WEIGHT UP TO 500 GRAMS APPROXIMATELY" | PROSTHETICS & ORTHOSIS SUPPLIES
6495 | 4224200023100 | "PYLON FEMALE KIT 1, LONG ALUMINUM TUB, CLAMP, STAINLESS STEEL TUBE, LENGTH 250 MM APPROXIMATELY, WEIGHT LIMIT 100 KG" | PROSTHETICS & ORTHOSIS SUPPLIES
6496 | 4224200022700 | PYLON FEMALE KIT 1, LONG TITANIUM TUBE CLAMP, CARBON TUBE, AND SOCKET ADAPTOR, LENGTH UP TO 400 MM, WEIGHT LIMIT 150-170 KG | PROSTHETICS & ORTHOSIS SUPPLIES
6497 | 4224200023000 | PYLON FEMALE KIT 1, SHORT ALUMINUM TUBE CLAMP, STAINLESS STEEL TUBE, LENGTH 250 MM, WEIGHT LIMIT 100 KG | PROSTHETICS & ORTHOSIS SUPPLIES
6498 | 4224200032800 | RATCHET WRENCHES KIT, STEEL, AN ORTHOTICS WORKSHOP TOOL, SHORT DESIGN, RING HEAD ANGLED AT 15°, 17 PARTS, IN TRANSPARENT BAG, FROM 6 TO 22 IN 1 MM INCREMENTS | PROSTHETICS & ORTHOSIS SUPPLIES
6499 | 4224200402000 | RESIDUAL LIMB SOCK WITH SILICONE FOR ADDITIONAL PROTECTION OF BONY AREAS AND 2 LAYERS OF COOLMAX FABRIC, DERMA SEAL DOUBLE FORTE, SIZE 1 | PROSTHETICS & ORTHOSIS SUPPLIES
6500 | 4224200402100 | RESIDUAL LIMB SOCK WITH SILICONE FOR ADDITIONAL PROTECTION OF BONY AREAS AND 2 LAYERS OF COOLMAX FABRIC, DERMA SEAL DOUBLE FORTE, SIZE 10 | PROSTHETICS & ORTHOSIS SUPPLIES
6501 | 4224200402200 | RESIDUAL LIMB SOCK WITH SILICONE FOR ADDITIONAL PROTECTION OF BONY AREAS AND 2 LAYERS OF COOLMAX FABRIC, DERMA SEAL DOUBLE FORTE, SIZE 2 | PROSTHETICS & ORTHOSIS SUPPLIES
6502 | 4224200402300 | RESIDUAL LIMB SOCK WITH SILICONE FOR ADDITIONAL PROTECTION OF BONY AREAS AND 2 LAYERS OF COOLMAX FABRIC, DERMA SEAL DOUBLE FORTE, SIZE 20 | PROSTHETICS & ORTHOSIS SUPPLIES
6503 | 4224200402400 | RESIDUAL LIMB SOCK WITH SILICONE FOR ADDITIONAL PROTECTION OF BONY AREAS AND 2 LAYERS OF COOLMAX FABRIC, DERMA SEAL DOUBLE FORTE, SIZE 3 | PROSTHETICS & ORTHOSIS SUPPLIES
6504 | 4224200402500 | RESIDUAL LIMB SOCK WITH SILICONE FOR ADDITIONAL PROTECTION OF BONY AREAS, DERMA SEAL FORTE, SIZE 1 | PROSTHETICS & ORTHOSIS SUPPLIES
6505 | 4224200402600 | RESIDUAL LIMB SOCK WITH SILICONE FOR ADDITIONAL PROTECTION OF BONY AREAS, DERMA SEAL FORTE, SIZE 2 | PROSTHETICS & ORTHOSIS SUPPLIES
6506 | 4224200402700 | RESIDUAL LIMB SOCK WITH SILICONE FOR ADDITIONAL PROTECTION OF BONY AREAS, DERMA SEAL FORTE, SIZE 3 | PROSTHETICS & ORTHOSIS SUPPLIES
6507 | 4224200402800 | RESIDUAL LIMB SOCK WITH SILICONE FOR ADDITIONAL PROTECTION OF BONY AREAS, DERMA SEAL FORTE, SIZE 4 | PROSTHETICS & ORTHOSIS SUPPLIES
6508 | 4224200402900 | RESIDUAL LIMB SOCK WITH SILICONE FOR ADDITIONAL PROTECTION OF BONY AREAS, DERMA SEAL FORTE, SIZE 5 | PROSTHETICS & ORTHOSIS SUPPLIES
6509 | 4224200403000 | RESIDUAL LIMB SOCK, WITH SILICONE FOR ADDITIONAL PROTECTION OF BONY AREAS, DERMA SEAL FORTE, SIZE 6 | PROSTHETICS & ORTHOSIS SUPPLIES
6510 | 4224200403100 | RESIDUAL LIMB SOCK, WITH SILICONE FOR ADDITIONAL PROTECTION OF BONY AREAS, DERMA SEAL FORTE, SIZE 7 | PROSTHETICS & ORTHOSIS SUPPLIES
6511 | 4224200005300 | RIGID FOAM FOR AVERAGE WEIGHT BEARING VOLUME INCREASE 6.5 TIMES, 865 GRAMS APPROXIMATELY. HARDNESS WILL BE ON DEMAND | PROSTHETICS & ORTHOSIS SUPPLIES
6512 | 4224152004400 | RIVET, HEADER, 3 MM, CHROME VANADIUM STEEL, OCTAGONAL SHAFT, LENGTH 100 MM, APPROXIMATELY | PROSTHETICS & ORTHOSIS SUPPLIES
6513 | 4224152004500 | RIVET, HEADER, 4 MM, CHROME VANADIUM STEEL, OCTAGONAL SHAFT, LENGTH 100 MM, APPROXIMATELY | PROSTHETICS & ORTHOSIS SUPPLIES
6514 | 4224200032100 | RIVETING HAMMER, AN ORTHOTICS WORKSHOP TOOL, DOUBLE CHANNEL, CHASING HAMMER WITH SHAFT | PROSTHETICS & ORTHOSIS SUPPLIES
6515 | 4214360501600 | "ROLL LOOP, INSIDE WIDTH 35 MM APPROXIMATELY" | PROSTHETICS & ORTHOSIS SUPPLIES
6516 | 4224200005400 | "ROLL LOOP, INSIDE WIDTH 50 MM APPROXIMATELY" | PROSTHETICS & ORTHOSIS SUPPLIES
6517 | 4224200036600 | ROTARY HOLE LEATHER PUNCHER, AN ORTHOTICS WORKSHOP TOOL, PUNCHED, WITH SIX PUNCHING TUBES DIAMETERS: 2 / 2.5 / 3 / 3.5 / 4 AND 5 MM | PROSTHETICS & ORTHOSIS SUPPLIES
6518 | 4224200007400 | ROTATABLE SOCKET ADAPTER STAINLESS STEEL AND LAMINATION ANCHOR FOR LAMINATION DIRECTLY ONTO THE DISTAL END OF ABOVE KNEE SOCKET SYSTEM HEIGHT: 39 MM APPROXIMATELY FOR BODY WEIGHT UP TO 120 KG | PROSTHETICS & ORTHOSIS SUPPLIES
6519 | 4224200011100 | ROTATABLE, SOCKET, ADAPTER, APPLICATION, AS FOR SOCKET ADAPTER, WITH ADJUSTMENT SET SCREW S, STAINLESS STEEL | PROSTHETICS & ORTHOSIS SUPPLIES
6520 | 4224200008600 | ROTATION ADAPTER FOR MODULAR PROSTHESIS WITH PYRAMID STAINLESS STEEL THE LOWER LEG MAY BE ROTATED MEDIALLY OR LATERALLY RELATIVE TO THE SOCKET WITH THE KNEE FLEXED THROUGH THE ROTATION ADAPTER SYSTEM HEIGHT: 22 MM APPROXIMATELY WEIGHT: 170 GRAMS APPROXIMATELY ROTATION: MAXIMUM 360 DEGREE FOR BODY WEIGHT UP TO 150 KG | PROSTHETICS & ORTHOSIS SUPPLIES
6521 | 4224200008700 | ROTATION ADAPTER FOR MODULAR PROSTHESIS WITH THREAD STAINLESS STEEL THE LOWER LEG MAY BE ROTATED MEDIALLY OR LATERALLY RELATIVE TO THE SOCKET WITH THE KNEE FLEXED THROUGH THE ROTATION ADAPTER SYSTEM HEIGHT: 42 MM APPROXIMATELY WEIGHT: 185 GRAMS APPROXIMATELY ROTATION: MAXIMUM 360 DEGREE FOR BODY WEIGHT UP TO 150 KG | PROSTHETICS & ORTHOSIS SUPPLIES
6522 | 4224200035500 | ROUND SURFORM FILE, AN ORTHOTICS WORKSHOP TOOL, FOR SHAPING OF CASTING AND MODIFICATION PURPOSE | PROSTHETICS & ORTHOSIS SUPPLIES
6523 | 4224200031400 | ROUND-NOSED PLIERS, AN ORTHOTICS WORKSHOP TOOL, SIDE PIECE WITH PVC COATING, LENGTH 140-160 MM | PROSTHETICS & ORTHOSIS SUPPLIES
6524 | 4224200032500 | RUBBER HEAD HAMMER, AN ORTHOTICS WORKSHOP TOOL, RUBBER MALLET WITH SHAFT | PROSTHETICS & ORTHOSIS SUPPLIES
6525 | 4224160002200 | "SAND PAPER, WET - DRY, 230 X 280 MM APPROXIMATELY, GRIT 240" | PROSTHETICS & ORTHOSIS SUPPLIES
6526 | 4224160001300 | "SANDING SLEEVES, OUTER DIAMETER 73 MM APPROXIMATELY, LENGTH 200 MM APPROXIMATELY, GRIT 40" | PROSTHETICS & ORTHOSIS SUPPLIES
6527 | 4224160001400 | "SANDING SLEEVES, OUTER DIAMETER 73 MM APPROXIMATELY, LENGTH 200 MM APPROXIMATELY, GRIT 60" | PROSTHETICS & ORTHOSIS SUPPLIES
6528 | 4224160001500 | "SANDING SLEEVES, OUTER DIAMETER 73 MM APPROXIMATELY, LENGTH 200 MM APPROXIMATELY, GRIT 80" | PROSTHETICS & ORTHOSIS SUPPLIES
6529 | 4224160201000 | SAW BLADE, FOR ELECTRIC CAST CUTTER, DIAMETER 50 MM, APPROXIMATELY | PROSTHETICS & ORTHOSIS SUPPLIES
6530 | 4224160201100 | SAW BLADE, FOR ELECTRIC CAST CUTTER, DIAMETER 65 MM, APPROXIMATELY | PROSTHETICS & ORTHOSIS SUPPLIES
6531 | 4224200036100 | SCHMID PERIMETER GAGE (INSIDE CIRCUMFERENCE GAUGE), AN ORTHOTICS WORKSHOP TOOL, USED FOR MEASURING THE DISTANCE AROUND THE INSIDE OF A SOCKET AT ANY SELECTED DEPTH BELOW THE LOWEST PORTION OF THE TOP OF THE SOCKET | PROSTHETICS & ORTHOSIS SUPPLIES
6532 | 4412161800200 | "SCISSOR, LISTER BANDAGE, 7.5 INCHES LONG APPROXIMATELY" | PROSTHETICS & ORTHOSIS SUPPLIES
6533 | 4412161800300 | "SCISSORS, PLASTER, CAST CUTTING, LENGTH 210 MM APPROXIMATELY" | PROSTHETICS & ORTHOSIS SUPPLIES
6534 | 4412161800400 | "SCISSORS, PLASTER, CAST CUTTING, LENGTH 220 MM APPROXIMATELY" | PROSTHETICS & ORTHOSIS SUPPLIES
6535 | 4224200033900 | SCRATCH AWL, AN ORTHOTICS WORKSHOP TOOL, STEEL, WITH ROUND BLADE AND PLASTIC HANDLE | PROSTHETICS & ORTHOSIS SUPPLIES
6536 | 4224200005200 | SEALING RESIN, FOR SEALING AND BONDING, NET CONTENTS 900 GRAMS, APPROXIMATELY | PROSTHETICS & ORTHOSIS SUPPLIES
6537 | 4224170641700 | "SILICONE TOE SEPARATOR, FOR HALLUX VALGUS, ASSORTED SIZE" | PROSTHETICS & ORTHOSIS SUPPLIES
6538 | 4410171600100 | "SET, REVOLVING PUNCH, STAMPED, 6 HOLES, 2 MM APPROXIMATELY" | PROSTHETICS & ORTHOSIS SUPPLIES
6539 | 4224171320700 | "DONNING SHEATH, ARM, WASHABLE, SIZE PEDIATRIC" | PROSTHETICS & ORTHOSIS SUPPLIES
6540 | 4224171320900 | "DONNING SHEATH, ARM, WASHABLE, SIZE TRANSHUMERAL" | PROSTHETICS & ORTHOSIS SUPPLIES
6541 | 4224171320800 | "DONNING SHEATH, ARM, WASHABLE, SIZE TRANSRADIAL" | PROSTHETICS & ORTHOSIS SUPPLIES
6542 | 4224171320100 | DONNING SHEATH FOR TRANSFEMORAL PROSTHESIS WASHABLE SIZE: EXTRA SMALL | PROSTHETICS & ORTHOSIS SUPPLIES
6543 | 4224150001100 | SHEET, DUR, ALUMINUM, 1000 X 500 MM, 3 MM THICKNESS, APPROXIMATELY | PROSTHETICS & ORTHOSIS SUPPLIES
6544 | 4224170610700 | "POLYETHYLENE SHEET, BLACK, RIGID DENSITY, NON - PERFORATED, SIZE: 46 X 71 X 2 CM, APPROXIMATELY" | PROSTHETICS & ORTHOSIS SUPPLIES
6545 | 4224150201900 | "PADDING SHEET, TECHNOGEL OR EQUIVALENT, FOR PADDING FOS, AFO AND KAFO, HIGH SHOCK ABSORPTION, WASHABLE, LENGTH 50 CM, WIDTH 50 CM, THICKNESS 0.3 CM, SKIN COLOR" | PROSTHETICS & ORTHOSIS SUPPLIES
6546 | 4224151014900 | "PADDING SHEET, POLYETHYLENE FOAM, CAUCASIAN COLOR, 1000 X 1000 X 8 MM THICKNESS, APPROXIMATELY" | PROSTHETICS & ORTHOSIS SUPPLIES
6547 | 4224151007800 | "PADDING SHEET, POLYETHYLENE FOAM, CAUCASIAN COLOR, 1000 X 1000, 2 MM THICKNESS, APPROXIMATELY" | PROSTHETICS & ORTHOSIS SUPPLIES
6548 | 4224151007900 | "PADDING SHEET, POLYETHYLENE FOAM, CAUCASIAN COLOR, 1000 X 1000, 3 MM THICKNESS, APPROXIMATELY" | PROSTHETICS & ORTHOSIS SUPPLIES
6549 | 4224151008000 | "PADDING SHEET, POLYETHYLENE FOAM, CAUCASIAN COLOR, 1000 X 1000, 4 MM THICKNESS, APPROXIMATELY" | PROSTHETICS & ORTHOSIS SUPPLIES
6550 | 4224151008200 | "PADDING SHEET, POLYETHYLENE FOAM, CAUCASIAN COLOR, 1000 X 1000, 6 MM THICKNESS, APPROXIMATELY" | PROSTHETICS & ORTHOSIS SUPPLIES
6551 | 4224151002100 | "PADDING SHEET, POLYETHYLENE FOAM, BLACK, RIGID DENSITY, NON - PERFORATED, SIZE: 46 X 71 X 1 CM, APPROXIMATELY" | PROSTHETICS & ORTHOSIS SUPPLIES
6552 | 4224151008600 | "PADDING SHEET, POLYETHYLENE FOAM, WHITE, SIZE: 150 MM X 100 MM X 3 MM APPROXIMATELY" | PROSTHETICS & ORTHOSIS SUPPLIES
6553 | 4224151007700 | "POLYETHYLENE SHEET, SIZE 2000 MM X 1000 MM, THICKNESS 2 MM, WHITE, APPROXIMATELY" | PROSTHETICS & ORTHOSIS SUPPLIES
6554 | 4224151007100 | "THERMOFORMING SHEETS, STREIFLEX COLOR, ELASTIC, THICKNESS 2 MM, GOLDEN, SIZE 1.115 X 900 MM APPROXIMATELY" | PROSTHETICS & ORTHOSIS SUPPLIES
6555 | 4224151007200 | "THERMOFORMING SHEETS, STREIFLEX COLOR, ELASTIC, THICKNESS 2 MM, TRANSPARENT, SIZE 1.115 X 900 MM APPROXIMATELY" | PROSTHETICS & ORTHOSIS SUPPLIES
6556 | 4224151007500 | "THERMOFORMING SHEETS, STREIFLEX COLOR, ELASTIC, THICKNESS 4 MM, LIGHT BLUE, SIZE 1.115 X 900 MM APPROXIMATELY" | PROSTHETICS & ORTHOSIS SUPPLIES
6557 | 4224151007400 | "THERMOFORMING SHEETS, STREIFLEX COLOR, ELASTIC, THICKNESS 4 MM, NEON GREEN, SIZE 1.115 X 900 MM APPROXIMATELY" | PROSTHETICS & ORTHOSIS SUPPLIES
6558 | 4224151007300 | "THERMOFORMING SHEETS, STREIFLEX COLOR, ELASTIC, THICKNESS 4 MM, SILVER, SIZE 1.115 X 900 MM APPROXIMATELY" | PROSTHETICS & ORTHOSIS SUPPLIES
6559 | 4224200010600 | "SHOCK ABSORBER, TORTION CONTROL WITH TUBE CLAMP ADAPTER" | PROSTHETICS & ORTHOSIS SUPPLIES
6560 | 4224170620200 | "DIABETIC SHOES, WIDE/EXTRA-WIDE TOE BOX, COMBINATION OF SOFT COW/CALF LEATHER AND NEOPRENE, VELCRO CLOSURE, FLEXIBLE LINING, PROTECTIVE INTERIOR THAT IS MADE FROM SOFT MATERIAL, AND STITCHING THAT DOESN#T PROTRUDE, NON-BINDING UPPERS, EXTRA DEPTH DESIGN, CAN ACCOMMODATE THICK ORTHOTIC INSERTS ; A DEEP TOE BOX THAT PROVIDES EXTRA ROOM FOR TOE MOVEMENT, LIGHTWEIGHT, CUSHIONING SOLES THAT FACILITATE MOBILITY AND STABILITY; STRETCHABLE SHOES CONFORM TO THE CONTOURS OF THE FOOT, BLACK, SIZE 34" | PROSTHETICS & ORTHOSIS SUPPLIES
6561 | 4224170620300 | "DIABETIC SHOES, WIDE/EXTRA-WIDE TOE BOX, COMBINATION OF SOFT COW/CALF LEATHER AND NEOPRENE, VELCRO CLOSURE, FLEXIBLE LINING, PROTECTIVE INTERIOR THAT IS MADE FROM SOFT MATERIAL, AND STITCHING THAT DOESN#T PROTRUDE, NON-BINDING UPPERS, EXTRA DEPTH DESIGN, CAN ACCOMMODATE THICK ORTHOTIC INSERTS ; A DEEP TOE BOX THAT PROVIDES EXTRA ROOM FOR TOE MOVEMENT, LIGHTWEIGHT, CUSHIONING SOLES THAT FACILITATE MOBILITY AND STABILITY; STRETCHABLE SHOES CONFORM TO THE CONTOURS OF THE FOOT, BLACK, SIZE 35" | PROSTHETICS & ORTHOSIS SUPPLIES
6562 | 4224170620400 | "DIABETIC SHOES, WIDE/EXTRA-WIDE TOE BOX, COMBINATION OF SOFT COW/CALF LEATHER AND NEOPRENE, VELCRO CLOSURE, FLEXIBLE LINING, PROTECTIVE INTERIOR THAT IS MADE FROM SOFT MATERIAL, AND STITCHING THAT DOESN#T PROTRUDE, NON-BINDING UPPERS, EXTRA DEPTH DESIGN, CAN ACCOMMODATE THICK ORTHOTIC INSERTS ; A DEEP TOE BOX THAT PROVIDES EXTRA ROOM FOR TOE MOVEMENT, LIGHTWEIGHT, CUSHIONING SOLES THAT FACILITATE MOBILITY AND STABILITY; STRETCHABLE SHOES CONFORM TO THE CONTOURS OF THE FOOT, BLACK, SIZE 36" | PROSTHETICS & ORTHOSIS SUPPLIES
6563 | 4224170620500 | "DIABETIC SHOES, WIDE/EXTRA-WIDE TOE BOX, COMBINATION OF SOFT COW/CALF LEATHER AND NEOPRENE, VELCRO CLOSURE, FLEXIBLE LINING, PROTECTIVE INTERIOR THAT IS MADE FROM SOFT MATERIAL, AND STITCHING THAT DOESN#T PROTRUDE, NON-BINDING UPPERS, EXTRA DEPTH DESIGN, CAN ACCOMMODATE THICK ORTHOTIC INSERTS ; A DEEP TOE BOX THAT PROVIDES EXTRA ROOM FOR TOE MOVEMENT, LIGHTWEIGHT, CUSHIONING SOLES THAT FACILITATE MOBILITY AND STABILITY; STRETCHABLE SHOES CONFORM TO THE CONTOURS OF THE FOOT, BLACK, SIZE 37" | PROSTHETICS & ORTHOSIS SUPPLIES
6564 | 4224170620600 | "DIABETIC SHOES, WIDE/EXTRA-WIDE TOE BOX, COMBINATION OF SOFT COW/CALF LEATHER AND NEOPRENE, VELCRO CLOSURE, FLEXIBLE LINING, PROTECTIVE INTERIOR THAT IS MADE FROM SOFT MATERIAL, AND STITCHING THAT DOESN#T PROTRUDE, NON-BINDING UPPERS, EXTRA DEPTH DESIGN, CAN ACCOMMODATE THICK ORTHOTIC INSERTS ; A DEEP TOE BOX THAT PROVIDES EXTRA ROOM FOR TOE MOVEMENT, LIGHTWEIGHT, CUSHIONING SOLES THAT FACILITATE MOBILITY AND STABILITY; STRETCHABLE SHOES CONFORM TO THE CONTOURS OF THE FOOT, BLACK, SIZE 38" | PROSTHETICS & ORTHOSIS SUPPLIES
6565 | 4224170620700 | "DIABETIC SHOES, WIDE/EXTRA-WIDE TOE BOX, COMBINATION OF SOFT COW/CALF LEATHER AND NEOPRENE, VELCRO CLOSURE, FLEXIBLE LINING, PROTECTIVE INTERIOR THAT IS MADE FROM SOFT MATERIAL, AND STITCHING THAT DOESN#T PROTRUDE, NON-BINDING UPPERS, EXTRA DEPTH DESIGN, CAN ACCOMMODATE THICK ORTHOTIC INSERTS ; A DEEP TOE BOX THAT PROVIDES EXTRA ROOM FOR TOE MOVEMENT, LIGHTWEIGHT, CUSHIONING SOLES THAT FACILITATE MOBILITY AND STABILITY; STRETCHABLE SHOES CONFORM TO THE CONTOURS OF THE FOOT, BLACK, SIZE 39" | PROSTHETICS & ORTHOSIS SUPPLIES
6566 | 4224170620800 | "DIABETIC SHOES, WIDE/EXTRA-WIDE TOE BOX, COMBINATION OF SOFT COW/CALF LEATHER AND NEOPRENE, VELCRO CLOSURE, FLEXIBLE LINING, PROTECTIVE INTERIOR THAT IS MADE FROM SOFT MATERIAL, AND STITCHING THAT DOESN#T PROTRUDE, NON-BINDING UPPERS, EXTRA DEPTH DESIGN, CAN ACCOMMODATE THICK ORTHOTIC INSERTS ; A DEEP TOE BOX THAT PROVIDES EXTRA ROOM FOR TOE MOVEMENT, LIGHTWEIGHT, CUSHIONING SOLES THAT FACILITATE MOBILITY AND STABILITY; STRETCHABLE SHOES CONFORM TO THE CONTOURS OF THE FOOT, BLACK, SIZE 40" | PROSTHETICS & ORTHOSIS SUPPLIES
6567 | 4224170620900 | "DIABETIC SHOES, WIDE/EXTRA-WIDE TOE BOX, COMBINATION OF SOFT COW/CALF LEATHER AND NEOPRENE, VELCRO CLOSURE, FLEXIBLE LINING, PROTECTIVE INTERIOR THAT IS MADE FROM SOFT MATERIAL, AND STITCHING THAT DOESN#T PROTRUDE, NON-BINDING UPPERS, EXTRA DEPTH DESIGN, CAN ACCOMMODATE THICK ORTHOTIC INSERTS ; A DEEP TOE BOX THAT PROVIDES EXTRA ROOM FOR TOE MOVEMENT, LIGHTWEIGHT, CUSHIONING SOLES THAT FACILITATE MOBILITY AND STABILITY; STRETCHABLE SHOES CONFORM TO THE CONTOURS OF THE FOOT, BLACK, SIZE 41" | PROSTHETICS & ORTHOSIS SUPPLIES
6568 | 4224170621000 | "DIABETIC SHOES, WIDE/EXTRA-WIDE TOE BOX, COMBINATION OF SOFT COW/CALF LEATHER AND NEOPRENE, VELCRO CLOSURE, FLEXIBLE LINING, PROTECTIVE INTERIOR THAT IS MADE FROM SOFT MATERIAL, AND STITCHING THAT DOESN#T PROTRUDE, NON-BINDING UPPERS, EXTRA DEPTH DESIGN, CAN ACCOMMODATE THICK ORTHOTIC INSERTS ; A DEEP TOE BOX THAT PROVIDES EXTRA ROOM FOR TOE MOVEMENT, LIGHTWEIGHT, CUSHIONING SOLES THAT FACILITATE MOBILITY AND STABILITY; STRETCHABLE SHOES CONFORM TO THE CONTOURS OF THE FOOT, BLACK, SIZE 42" | PROSTHETICS & ORTHOSIS SUPPLIES
6569 | 4224170908700 | "HEEL OFFLOAD SHOE, TO OFFLOAD WEIGHT AND PRESSURE FROM THE REARFOOT, SIZE 3 - 5" | PROSTHETICS & ORTHOSIS SUPPLIES
6570 | 4224170908800 | "HEEL OFFLOAD SHOE, TO OFFLOAD WEIGHT AND PRESSURE FROM THE REARFOOT, SIZE 6 - 7" | PROSTHETICS & ORTHOSIS SUPPLIES
6571 | 4224170908900 | "HEEL OFFLOAD SHOE, TO OFFLOAD WEIGHT AND PRESSURE FROM THE REARFOOT, SIZE 8 - 10 +" | PROSTHETICS & ORTHOSIS SUPPLIES
6572 | 4224170618000 | "ANTI-VARUS SHOES, PEDIATRIC, FULL COW/CALF LEATHER UPPER, SPLIT COW LEATHER LINING, HIGH ANKLE, HARD HEEL, TWO VELCRO STRAP, MADE ON ANTI VARUS LASTS ; SOFT PADDING AROUND THE COLLAR; SPECIAL EXTENDED STIFFENER WITH CURVED WALL TO CORRECT THE FOOT SHAPE ; FULL LEATHER INSOLE; ADAPTABLE (HARD-WEARING) SOLE-UNIT ; SUFFICIENT TOE-SPRING FOR EASY ROLL-OFF; HIGH TOE-BOX AND STRONG TOE-CAP; EXTENDED FACINGS; EXTRA PADDING AROUND THE ANKLE; SOFT TONGUE PADDING TO MOULD THE SHOE ROUND THE FOOT, PINK, SIZE: 18" | PROSTHETICS & ORTHOSIS SUPPLIES
6573 | 4224170618100 | "ANTI-VARUS SHOES, PEDIATRIC, FULL COW/CALF LEATHER UPPER, SPLIT COW LEATHER LINING, HIGH ANKLE, HARD HEEL, TWO VELCRO STRAP, MADE ON ANTI VARUS LASTS ; SOFT PADDING AROUND THE COLLAR; SPECIAL EXTENDED STIFFENER WITH CURVED WALL TO CORRECT THE FOOT SHAPE ; FULL LEATHER INSOLE; ADAPTABLE (HARD-WEARING) SOLE-UNIT ; SUFFICIENT TOE-SPRING FOR EASY ROLL-OFF; HIGH TOE-BOX AND STRONG TOE-CAP; EXTENDED FACINGS; EXTRA PADDING AROUND THE ANKLE; SOFT TONGUE PADDING TO MOULD THE SHOE ROUND THE FOOT, PINK, SIZE: 20" | PROSTHETICS & ORTHOSIS SUPPLIES
6574 | 4224170618200 | "ANTI-VARUS SHOES, PEDIATRIC, FULL COW/CALF LEATHER UPPER, SPLIT COW LEATHER LINING, HIGH ANKLE, HARD HEEL, TWO VELCRO STRAP, MADE ON ANTI VARUS LASTS ; SOFT PADDING AROUND THE COLLAR; SPECIAL EXTENDED STIFFENER WITH CURVED WALL TO CORRECT THE FOOT SHAPE ; FULL LEATHER INSOLE; ADAPTABLE (HARD-WEARING) SOLE-UNIT ; SUFFICIENT TOE-SPRING FOR EASY ROLL-OFF; HIGH TOE-BOX AND STRONG TOE-CAP; EXTENDED FACINGS; EXTRA PADDING AROUND THE ANKLE; SOFT TONGUE PADDING TO MOULD THE SHOE ROUND THE FOOT, PINK, SIZE: 21" | PROSTHETICS & ORTHOSIS SUPPLIES
6575 | 4224170618300 | "ANTI-VARUS SHOES, PEDIATRIC, FULL COW/CALF LEATHER UPPER, SPLIT COW LEATHER LINING, HIGH ANKLE, HARD HEEL, TWO VELCRO STRAP, MADE ON ANTI VARUS LASTS ; SOFT PADDING AROUND THE COLLAR; SPECIAL EXTENDED STIFFENER WITH CURVED WALL TO CORRECT THE FOOT SHAPE ; FULL LEATHER INSOLE; ADAPTABLE (HARD-WEARING) SOLE-UNIT ; SUFFICIENT TOE-SPRING FOR EASY ROLL-OFF; HIGH TOE-BOX AND STRONG TOE-CAP; EXTENDED FACINGS; EXTRA PADDING AROUND THE ANKLE; SOFT TONGUE PADDING TO MOULD THE SHOE ROUND THE FOOT, PINK, SIZE: 25" | PROSTHETICS & ORTHOSIS SUPPLIES
6576 | 4224170618400 | "ANTI-VARUS SHOES, PEDIATRIC, FULL COW/CALF LEATHER UPPER, SPLIT COW LEATHER LINING, HIGH ANKLE, HARD HEEL, TWO VELCRO STRAP, MADE ON ANTI VARUS LASTS ; SOFT PADDING AROUND THE COLLAR; SPECIAL EXTENDED STIFFENER WITH CURVED WALL TO CORRECT THE FOOT SHAPE ; FULL LEATHER INSOLE; ADAPTABLE (HARD-WEARING) SOLE-UNIT ; SUFFICIENT TOE-SPRING FOR EASY ROLL-OFF; HIGH TOE-BOX AND STRONG TOE-CAP; EXTENDED FACINGS; EXTRA PADDING AROUND THE ANKLE; SOFT TONGUE PADDING TO MOULD THE SHOE ROUND THE FOOT, PINK, SIZE: 26" | PROSTHETICS & ORTHOSIS SUPPLIES
6577 | 4224170618500 | "ANTI-VARUS SHOES, PEDIATRIC, FULL COW/CALF LEATHER UPPER, SPLIT COW LEATHER LINING, HIGH ANKLE, HARD HEEL, TWO VELCRO STRAP, MADE ON ANTI VARUS LASTS ; SOFT PADDING AROUND THE COLLAR; SPECIAL EXTENDED STIFFENER WITH CURVED WALL TO CORRECT THE FOOT SHAPE ; FULL LEATHER INSOLE; ADAPTABLE (HARD-WEARING) SOLE-UNIT ; SUFFICIENT TOE-SPRING FOR EASY ROLL-OFF; HIGH TOE-BOX AND STRONG TOE-CAP; EXTENDED FACINGS; EXTRA PADDING AROUND THE ANKLE; SOFT TONGUE PADDING TO MOULD THE SHOE ROUND THE FOOT, PINK, SIZE: 27" | PROSTHETICS & ORTHOSIS SUPPLIES
6578 | 4224170618600 | "ANTI-VARUS SHOES, PEDIATRIC, FULL COW/CALF LEATHER UPPER, SPLIT COW LEATHER LINING, HIGH ANKLE, HARD HEEL, TWO VELCRO STRAP, MADE ON ANTI VARUS LASTS ; SOFT PADDING AROUND THE COLLAR; SPECIAL EXTENDED STIFFENER WITH CURVED WALL TO CORRECT THE FOOT SHAPE ; FULL LEATHER INSOLE; ADAPTABLE (HARD-WEARING) SOLE-UNIT ; SUFFICIENT TOE-SPRING FOR EASY ROLL-OFF; HIGH TOE-BOX AND STRONG TOE-CAP; EXTENDED FACINGS; EXTRA PADDING AROUND THE ANKLE; SOFT TONGUE PADDING TO MOULD THE SHOE ROUND THE FOOT, PINK, SIZE: 24" | PROSTHETICS & ORTHOSIS SUPPLIES
6579 | 4224170618700 | "ANTI-VARUS SHOES, PEDIATRIC, FULL COW/CALF LEATHER UPPER, SPLIT COW LEATHER LINING, HIGH ANKLE, HARD HEEL, TWO VELCRO STRAP, MADE ON ANTI VARUS LASTS ; SOFT PADDING AROUND THE COLLAR; SPECIAL EXTENDED STIFFENER WITH CURVED WALL TO CORRECT THE FOOT SHAPE ; FULL LEATHER INSOLE; ADAPTABLE (HARD-WEARING) SOLE-UNIT ; SUFFICIENT TOE-SPRING FOR EASY ROLL-OFF; HIGH TOE-BOX AND STRONG TOE-CAP; EXTENDED FACINGS; EXTRA PADDING AROUND THE ANKLE; SOFT TONGUE PADDING TO MOULD THE SHOE ROUND THE FOOT, BLUE, SIZE: 24" | PROSTHETICS & ORTHOSIS SUPPLIES
6580 | 4224170618800 | "ANTI-VARUS SHOES, PEDIATRIC, FULL COW/CALF LEATHER UPPER, SPLIT COW LEATHER LINING, HIGH ANKLE, HARD HEEL, TWO VELCRO STRAP, MADE ON ANTI VARUS LASTS ; SOFT PADDING AROUND THE COLLAR; SPECIAL EXTENDED STIFFENER WITH CURVED WALL TO CORRECT THE FOOT SHAPE ; FULL LEATHER INSOLE; ADAPTABLE (HARD-WEARING) SOLE-UNIT ; SUFFICIENT TOE-SPRING FOR EASY ROLL-OFF; HIGH TOE-BOX AND STRONG TOE-CAP; EXTENDED FACINGS; EXTRA PADDING AROUND THE ANKLE; SOFT TONGUE PADDING TO MOULD THE SHOE ROUND THE FOOT, BLUE, SIZE: 25" | PROSTHETICS & ORTHOSIS SUPPLIES
6581 | 4224170618900 | "ANTI-VARUS SHOES, PEDIATRIC, FULL COW/CALF LEATHER UPPER, SPLIT COW LEATHER LINING, HIGH ANKLE, HARD HEEL, TWO VELCRO STRAP, MADE ON ANTI VARUS LASTS ; SOFT PADDING AROUND THE COLLAR; SPECIAL EXTENDED STIFFENER WITH CURVED WALL TO CORRECT THE FOOT SHAPE ; FULL LEATHER INSOLE; ADAPTABLE (HARD-WEARING) SOLE-UNIT ; SUFFICIENT TOE-SPRING FOR EASY ROLL-OFF; HIGH TOE-BOX AND STRONG TOE-CAP; EXTENDED FACINGS; EXTRA PADDING AROUND THE ANKLE; SOFT TONGUE PADDING TO MOULD THE SHOE ROUND THE FOOT, BLUE, SIZE: 26" | PROSTHETICS & ORTHOSIS SUPPLIES
6582 | 4224170619000 | "ANTI-VARUS SHOES, PEDIATRIC, FULL COW/CALF LEATHER UPPER, SPLIT COW LEATHER LINING, HIGH ANKLE, HARD HEEL, TWO VELCRO STRAP, MADE ON ANTI VARUS LASTS ; SOFT PADDING AROUND THE COLLAR; SPECIAL EXTENDED STIFFENER WITH CURVED WALL TO CORRECT THE FOOT SHAPE ; FULL LEATHER INSOLE; ADAPTABLE (HARD-WEARING) SOLE-UNIT ; SUFFICIENT TOE-SPRING FOR EASY ROLL-OFF; HIGH TOE-BOX AND STRONG TOE-CAP; EXTENDED FACINGS; EXTRA PADDING AROUND THE ANKLE; SOFT TONGUE PADDING TO MOULD THE SHOE ROUND THE FOOT, BLUE, SIZE: 27" | PROSTHETICS & ORTHOSIS SUPPLIES
6583 | 4224170619100 | "ANTI-VARUS SHOES, PEDIATRIC, FULL COW/CALF LEATHER UPPER, SPLIT COW LEATHER LINING, HIGH ANKLE, HARD HEEL, TWO VELCRO STRAP, MADE ON ANTI VARUS LASTS ; SOFT PADDING AROUND THE COLLAR; SPECIAL EXTENDED STIFFENER WITH CURVED WALL TO CORRECT THE FOOT SHAPE ; FULL LEATHER INSOLE; ADAPTABLE (HARD-WEARING) SOLE-UNIT ; SUFFICIENT TOE-SPRING FOR EASY ROLL-OFF; HIGH TOE-BOX AND STRONG TOE-CAP; EXTENDED FACINGS; EXTRA PADDING AROUND THE ANKLE; SOFT TONGUE PADDING TO MOULD THE SHOE ROUND THE FOOT, BLUE, SIZE: 28" | PROSTHETICS & ORTHOSIS SUPPLIES
6584 | 4224170619200 | "ANTI-VARUS SHOES, PEDIATRIC, FULL COW/CALF LEATHER UPPER, SPLIT COW LEATHER LINING, HIGH ANKLE, HARD HEEL, TWO VELCRO STRAP, MADE ON ANTI VARUS LASTS ; SOFT PADDING AROUND THE COLLAR; SPECIAL EXTENDED STIFFENER WITH CURVED WALL TO CORRECT THE FOOT SHAPE ; FULL LEATHER INSOLE; ADAPTABLE (HARD-WEARING) SOLE-UNIT ; SUFFICIENT TOE-SPRING FOR EASY ROLL-OFF; HIGH TOE-BOX AND STRONG TOE-CAP; EXTENDED FACINGS; EXTRA PADDING AROUND THE ANKLE; SOFT TONGUE PADDING TO MOULD THE SHOE ROUND THE FOOT, BLUE, SIZE: 19" | PROSTHETICS & ORTHOSIS SUPPLIES
6585 | 4224170619300 | "ANTI-VARUS SHOES, PEDIATRIC, FULL COW/CALF LEATHER UPPER, SPLIT COW LEATHER LINING, HIGH ANKLE, HARD HEEL, TWO VELCRO STRAP, MADE ON ANTI VARUS LASTS ; SOFT PADDING AROUND THE COLLAR; SPECIAL EXTENDED STIFFENER WITH CURVED WALL TO CORRECT THE FOOT SHAPE ; FULL LEATHER INSOLE; ADAPTABLE (HARD-WEARING) SOLE-UNIT ; SUFFICIENT TOE-SPRING FOR EASY ROLL-OFF; HIGH TOE-BOX AND STRONG TOE-CAP; EXTENDED FACINGS; EXTRA PADDING AROUND THE ANKLE; SOFT TONGUE PADDING TO MOULD THE SHOE ROUND THE FOOT, BLUE, SIZE: 20" | PROSTHETICS & ORTHOSIS SUPPLIES
6586 | 4224170619400 | "ANTI-VARUS SHOES, PEDIATRIC, FULL COW/CALF LEATHER UPPER, SPLIT COW LEATHER LINING, HIGH ANKLE, HARD HEEL, TWO VELCRO STRAP, MADE ON ANTI VARUS LASTS ; SOFT PADDING AROUND THE COLLAR; SPECIAL EXTENDED STIFFENER WITH CURVED WALL TO CORRECT THE FOOT SHAPE ; FULL LEATHER INSOLE; ADAPTABLE (HARD-WEARING) SOLE-UNIT ; SUFFICIENT TOE-SPRING FOR EASY ROLL-OFF; HIGH TOE-BOX AND STRONG TOE-CAP; EXTENDED FACINGS; EXTRA PADDING AROUND THE ANKLE; SOFT TONGUE PADDING TO MOULD THE SHOE ROUND THE FOOT, BLUE, SIZE: 21" | PROSTHETICS & ORTHOSIS SUPPLIES
6587 | 4224170619500 | "ANTI-VARUS SHOES, PEDIATRIC, FULL COW/CALF LEATHER UPPER, SPLIT COW LEATHER LINING, HIGH ANKLE, HARD HEEL, TWO VELCRO STRAP, MADE ON ANTI VARUS LASTS ; SOFT PADDING AROUND THE COLLAR; SPECIAL EXTENDED STIFFENER WITH CURVED WALL TO CORRECT THE FOOT SHAPE ; FULL LEATHER INSOLE; ADAPTABLE (HARD-WEARING) SOLE-UNIT ; SUFFICIENT TOE-SPRING FOR EASY ROLL-OFF; HIGH TOE-BOX AND STRONG TOE-CAP; EXTENDED FACINGS; EXTRA PADDING AROUND THE ANKLE; SOFT TONGUE PADDING TO MOULD THE SHOE ROUND THE FOOT, BLUE, SIZE: 22" | PROSTHETICS & ORTHOSIS SUPPLIES
6588 | 4224170619600 | "ANTI-VARUS SHOES, PEDIATRIC, FULL COW/CALF LEATHER UPPER, SPLIT COW LEATHER LINING, HIGH ANKLE, HARD HEEL, TWO VELCRO STRAP, MADE ON ANTI VARUS LASTS ; SOFT PADDING AROUND THE COLLAR; SPECIAL EXTENDED STIFFENER WITH CURVED WALL TO CORRECT THE FOOT SHAPE ; FULL LEATHER INSOLE; ADAPTABLE (HARD-WEARING) SOLE-UNIT ; SUFFICIENT TOE-SPRING FOR EASY ROLL-OFF; HIGH TOE-BOX AND STRONG TOE-CAP; EXTENDED FACINGS; EXTRA PADDING AROUND THE ANKLE; SOFT TONGUE PADDING TO MOULD THE SHOE ROUND THE FOOT, BLUE, SIZE: 23" | PROSTHETICS & ORTHOSIS SUPPLIES
6589 | 4224170619700 | "ANTI-VARUS SHOES, PEDIATRIC, FULL COW/CALF LEATHER UPPER, SPLIT COW LEATHER LINING, HIGH ANKLE, HARD HEEL, TWO VELCRO STRAP, MADE ON ANTI VARUS LASTS ; SOFT PADDING AROUND THE COLLAR; SPECIAL EXTENDED STIFFENER WITH CURVED WALL TO CORRECT THE FOOT SHAPE ; FULL LEATHER INSOLE; ADAPTABLE (HARD-WEARING) SOLE-UNIT ; SUFFICIENT TOE-SPRING FOR EASY ROLL-OFF; HIGH TOE-BOX AND STRONG TOE-CAP; EXTENDED FACINGS; EXTRA PADDING AROUND THE ANKLE; SOFT TONGUE PADDING TO MOULD THE SHOE ROUND THE FOOT, BLUE, SIZE: 18" | PROSTHETICS & ORTHOSIS SUPPLIES
6590 | 4224170619800 | "ANTI-VARUS SHOES, PEDIATRIC, FULL COW/CALF LEATHER UPPER, SPLIT COW LEATHER LINING, HIGH ANKLE, HARD HEEL, TWO VELCRO STRAP, MADE ON ANTI VARUS LASTS ; SOFT PADDING AROUND THE COLLAR; SPECIAL EXTENDED STIFFENER WITH CURVED WALL TO CORRECT THE FOOT SHAPE ; FULL LEATHER INSOLE; ADAPTABLE (HARD-WEARING) SOLE-UNIT ; SUFFICIENT TOE-SPRING FOR EASY ROLL-OFF; HIGH TOE-BOX AND STRONG TOE-CAP; EXTENDED FACINGS; EXTRA PADDING AROUND THE ANKLE; SOFT TONGUE PADDING TO MOULD THE SHOE ROUND THE FOOT, PINK, SIZE: 19" | PROSTHETICS & ORTHOSIS SUPPLIES
6591 | 4224170619900 | "ANTI-VARUS SHOES, PEDIATRIC, FULL COW/CALF LEATHER UPPER, SPLIT COW LEATHER LINING, HIGH ANKLE, HARD HEEL, TWO VELCRO STRAP, MADE ON ANTI VARUS LASTS ; SOFT PADDING AROUND THE COLLAR; SPECIAL EXTENDED STIFFENER WITH CURVED WALL TO CORRECT THE FOOT SHAPE ; FULL LEATHER INSOLE; ADAPTABLE (HARD-WEARING) SOLE-UNIT ; SUFFICIENT TOE-SPRING FOR EASY ROLL-OFF; HIGH TOE-BOX AND STRONG TOE-CAP; EXTENDED FACINGS; EXTRA PADDING AROUND THE ANKLE; SOFT TONGUE PADDING TO MOULD THE SHOE ROUND THE FOOT, PINK, SIZE: 23" | PROSTHETICS & ORTHOSIS SUPPLIES
6592 | 4224170620000 | "ANTI-VARUS SHOES, PEDIATRIC, FULL COW/CALF LEATHER UPPER, SPLIT COW LEATHER LINING, HIGH ANKLE, HARD HEEL, TWO VELCRO STRAP, MADE ON ANTI VARUS LASTS ; SOFT PADDING AROUND THE COLLAR; SPECIAL EXTENDED STIFFENER WITH CURVED WALL TO CORRECT THE FOOT SHAPE ; FULL LEATHER INSOLE; ADAPTABLE (HARD-WEARING) SOLE-UNIT ; SUFFICIENT TOE-SPRING FOR EASY ROLL-OFF; HIGH TOE-BOX AND STRONG TOE-CAP; EXTENDED FACINGS; EXTRA PADDING AROUND THE ANKLE; SOFT TONGUE PADDING TO MOULD THE SHOE ROUND THE FOOT, PINK, SIZE: 22" | PROSTHETICS & ORTHOSIS SUPPLIES
6593 | 4224170620100 | "ANTI-VARUS SHOES, PEDIATRIC, FULL COW/CALF LEATHER UPPER, SPLIT COW LEATHER LINING, HIGH ANKLE, HARD HEEL, TWO VELCRO STRAP, MADE ON ANTI VARUS LASTS ; SOFT PADDING AROUND THE COLLAR; SPECIAL EXTENDED STIFFENER WITH CURVED WALL TO CORRECT THE FOOT SHAPE ; FULL LEATHER INSOLE; ADAPTABLE (HARD-WEARING) SOLE-UNIT ; SUFFICIENT TOE-SPRING FOR EASY ROLL-OFF; HIGH TOE-BOX AND STRONG TOE-CAP; EXTENDED FACINGS; EXTRA PADDING AROUND THE ANKLE; SOFT TONGUE PADDING TO MOULD THE SHOE ROUND THE FOOT, PINK, SIZE: 28" | PROSTHETICS & ORTHOSIS SUPPLIES
6594 | 4224170628900 | "DIABETIC SHOES, FEMALE, WIDE/EXTRA-WIDE TOE BOX, SOFT COW/CALF LEATHER, VELCRO CLOSURE, FLEXIBLE LINING, PROTECTIVE INTERIOR THAT IS MADE FROM SOFT MATERIAL, AND STITCHING THAT DOESN#T PROTRUDE, NON-BINDING UPPERS, EXTRA DEPTH DESIGN, CAN ACCOMMODATE THICK ORTHOTIC INSERTS ; A DEEP TOE BOX THAT PROVIDES EXTRA ROOM FOR TOE MOVEMENT, LIGHTWEIGHT, CUSHIONING SOLES THAT FACILITATE MOBILITY AND STABILITY; STRETCHABLE SHOES CONFORM TO THE CONTOURS OF THE FOOT, BEIGE, SIZE 42" | PROSTHETICS & ORTHOSIS SUPPLIES
6595 | 4224170629200 | "DIABETIC SHOES, FEMALE, WIDE/EXTRA-WIDE TOE BOX, SOFT COW/CALF LEATHER, VELCRO CLOSURE, FLEXIBLE LINING, PROTECTIVE INTERIOR THAT IS MADE FROM SOFT MATERIAL, AND STITCHING THAT DOESN#T PROTRUDE, NON-BINDING UPPERS, EXTRA DEPTH DESIGN, CAN ACCOMMODATE THICK ORTHOTIC INSERTS ; A DEEP TOE BOX THAT PROVIDES EXTRA ROOM FOR TOE MOVEMENT, LIGHTWEIGHT, CUSHIONING SOLES THAT FACILITATE MOBILITY AND STABILITY; STRETCHABLE SHOES CONFORM TO THE CONTOURS OF THE FOOT, BEIGE, SIZE 38" | PROSTHETICS & ORTHOSIS SUPPLIES
6596 | 4224170629000 | "DIABETIC SHOES, FEMALE, WIDE/EXTRA-WIDE TOE BOX, SOFT COW/CALF LEATHER, VELCRO CLOSURE, FLEXIBLE LINING, PROTECTIVE INTERIOR THAT IS MADE FROM SOFT MATERIAL, AND STITCHING THAT DOESN#T PROTRUDE, NON-BINDING UPPERS, EXTRA DEPTH DESIGN, CAN ACCOMMODATE THICK ORTHOTIC INSERTS ; A DEEP TOE BOX THAT PROVIDES EXTRA ROOM FOR TOE MOVEMENT, LIGHTWEIGHT, CUSHIONING SOLES THAT FACILITATE MOBILITY AND STABILITY; STRETCHABLE SHOES CONFORM TO THE CONTOURS OF THE FOOT, BEIGE, SIZE 39" | PROSTHETICS & ORTHOSIS SUPPLIES
6597 | 4224170629100 | "DIABETIC SHOES, FEMALE, WIDE/EXTRA-WIDE TOE BOX, SOFT COW/CALF LEATHER, VELCRO CLOSURE, FLEXIBLE LINING, PROTECTIVE INTERIOR THAT IS MADE FROM SOFT MATERIAL, AND STITCHING THAT DOESN#T PROTRUDE, NON-BINDING UPPERS, EXTRA DEPTH DESIGN, CAN ACCOMMODATE THICK ORTHOTIC INSERTS ; A DEEP TOE BOX THAT PROVIDES EXTRA ROOM FOR TOE MOVEMENT, LIGHTWEIGHT, CUSHIONING SOLES THAT FACILITATE MOBILITY AND STABILITY; STRETCHABLE SHOES CONFORM TO THE CONTOURS OF THE FOOT, BEIGE, SIZE 40" | PROSTHETICS & ORTHOSIS SUPPLIES
6598 | 4224170629300 | "DIABETIC SHOES, FEMALE, WIDE/EXTRA-WIDE TOE BOX, SOFT COW/CALF LEATHER, VELCRO CLOSURE, FLEXIBLE LINING, PROTECTIVE INTERIOR THAT IS MADE FROM SOFT MATERIAL, AND STITCHING THAT DOESN#T PROTRUDE, NON-BINDING UPPERS, EXTRA DEPTH DESIGN, CAN ACCOMMODATE THICK ORTHOTIC INSERTS ; A DEEP TOE BOX THAT PROVIDES EXTRA ROOM FOR TOE MOVEMENT, LIGHTWEIGHT, CUSHIONING SOLES THAT FACILITATE MOBILITY AND STABILITY; STRETCHABLE SHOES CONFORM TO THE CONTOURS OF THE FOOT, BEIGE, SIZE 41" | PROSTHETICS & ORTHOSIS SUPPLIES
6599 | 4224170107900 | "SHOES FOR ORTHOSIS, MADE TO ACCOMMODATE ORTHOTIC DEVICES, MADE FROM COW/CALF LEATHER ; SOFT PADDING ; EXTENDED HEEL STIFFENERS ; FULL LEATHER FLAT INSOLE ; LIGHTWEIGHT SOLE ; ANTI-SLIP FULL RUBBER SOLE ; HIGH TOE BOX ; STRONG TOE-CAP ; EXTENDED OPENINGS ; SOFT TONGUE, SIZE 24" | PROSTHETICS & ORTHOSIS SUPPLIES
6600 | 4224170108000 | "SHOES FOR ORTHOSIS, MADE TO ACCOMMODATE ORTHOTIC DEVICES, MADE FROM COW/CALF LEATHER ; SOFT PADDING ; EXTENDED HEEL STIFFENERS ; FULL LEATHER FLAT INSOLE ; LIGHTWEIGHT SOLE ; ANTI-SLIP FULL RUBBER SOLE ; HIGH TOE BOX ; STRONG TOE-CAP ; EXTENDED OPENINGS ; SOFT TONGUE, SIZE 26" | PROSTHETICS & ORTHOSIS SUPPLIES
6601 | 4224170108100 | "SHOES FOR ORTHOSIS, MADE TO ACCOMMODATE ORTHOTIC DEVICES, MADE FROM COW/CALF LEATHER ; SOFT PADDING ; EXTENDED HEEL STIFFENERS ; FULL LEATHER FLAT INSOLE ; LIGHTWEIGHT SOLE ; ANTI-SLIP FULL RUBBER SOLE ; HIGH TOE BOX ; STRONG TOE-CAP ; EXTENDED OPENINGS ; SOFT TONGUE, SIZE 28" | PROSTHETICS & ORTHOSIS SUPPLIES
6602 | 4224170108200 | "SHOES FOR ORTHOSIS, MADE TO ACCOMMODATE ORTHOTIC DEVICES, MADE FROM COW/CALF LEATHER ; SOFT PADDING ; EXTENDED HEEL STIFFENERS ; FULL LEATHER FLAT INSOLE ; LIGHTWEIGHT SOLE ; ANTI-SLIP FULL RUBBER SOLE ; HIGH TOE BOX ; STRONG TOE-CAP ; EXTENDED OPENINGS ; SOFT TONGUE, SIZE 30" | PROSTHETICS & ORTHOSIS SUPPLIES
6603 | 4224170108300 | "SHOES FOR ORTHOSIS, MADE TO ACCOMMODATE ORTHOTIC DEVICES, MADE FROM COW/CALF LEATHER ; SOFT PADDING ; EXTENDED HEEL STIFFENERS ; FULL LEATHER FLAT INSOLE ; LIGHTWEIGHT SOLE ; ANTI-SLIP FULL RUBBER SOLE ; HIGH TOE BOX ; STRONG TOE-CAP ; EXTENDED OPENINGS ; SOFT TONGUE, SIZE 32" | PROSTHETICS & ORTHOSIS SUPPLIES
6604 | 4224170108400 | "SHOES FOR ORTHOSIS, MADE TO ACCOMMODATE ORTHOTIC DEVICES, MADE FROM COW/CALF LEATHER ; SOFT PADDING ; EXTENDED HEEL STIFFENERS ; FULL LEATHER FLAT INSOLE ; LIGHTWEIGHT SOLE ; ANTI-SLIP FULL RUBBER SOLE ; HIGH TOE BOX ; STRONG TOE-CAP ; EXTENDED OPENINGS ; SOFT TONGUE, SIZE 34" | PROSTHETICS & ORTHOSIS SUPPLIES
6605 | 4224170108500 | "SHOES FOR ORTHOSIS, MADE TO ACCOMMODATE ORTHOTIC DEVICES, MADE FROM COW/CALF LEATHER ; SOFT PADDING ; EXTENDED HEEL STIFFENERS ; FULL LEATHER FLAT INSOLE ; LIGHTWEIGHT SOLE ; ANTI-SLIP FULL RUBBER SOLE ; HIGH TOE BOX ; STRONG TOE-CAP ; EXTENDED OPENINGS ; SOFT TONGUE, SIZE 36" | PROSTHETICS & ORTHOSIS SUPPLIES
6606 | 4224170108600 | "SHOES FOR ORTHOSIS, MADE TO ACCOMMODATE ORTHOTIC DEVICES, MADE FROM COW/CALF LEATHER ; SOFT PADDING ; EXTENDED HEEL STIFFENERS ; FULL LEATHER FLAT INSOLE ; LIGHTWEIGHT SOLE ; ANTI-SLIP FULL RUBBER SOLE ; HIGH TOE BOX ; STRONG TOE-CAP ; EXTENDED OPENINGS ; SOFT TONGUE, SIZE 38" | PROSTHETICS & ORTHOSIS SUPPLIES
6607 | 4224170111500 | "SHOES FOR ORTHOSIS, MADE TO ACCOMMODATE ORTHOTIC DEVICES, MADE FROM COW/CALF LEATHER ; SOFT PADDING ; EXTENDED HEEL STIFFENERS ; FULL LEATHER FLAT INSOLE ; LIGHTWEIGHT SOLE ; ANTI-SLIP FULL RUBBER SOLE ; HIGH TOE BOX ; STRONG TOE-CAP ; EXTENDED OPENINGS ; SOFT TONGUE, SIZE 40" | PROSTHETICS & ORTHOSIS SUPPLIES
6608 | 4224170111600 | "SHOES FOR ORTHOSIS, MADE TO ACCOMMODATE ORTHOTIC DEVICES, MADE FROM COW/CALF LEATHER ; SOFT PADDING ; EXTENDED HEEL STIFFENERS ; FULL LEATHER FLAT INSOLE ; LIGHTWEIGHT SOLE ; ANTI-SLIP FULL RUBBER SOLE ; HIGH TOE BOX ; STRONG TOE-CAP ; EXTENDED OPENINGS ; SOFT TONGUE, SIZE 42" | PROSTHETICS & ORTHOSIS SUPPLIES
6609 | 4224170106600 | "BOOT, ORTHOPEDIC, PEDIATRIC, FULL GRAIN COW/CALF LEATHER, PLAIN FRONTED WITH SEAM FREE VAMPS PADDED COLLARS, BOOT HEIGHT APPROXIMATELY 125 MM, LACING; SOFT PADDING AROUND THE COLLAR FOR A BETTER FIT ; A HIGH AND EXTRA LONG STIFFENER TO SUPPORT THE ANKLE ; FULL GRAIN LEATHER INSOLE; EASILY REMOVABLE AND ADAPTABLE (HARD-WEARING) SOLE. SUFFICIENT TOE-SPRING FOR EASY ROLL-OFF ; REMOVABLE PROFILED CORK INLAY ; HIGH TOE-BOX AND STRONG TOE-CAP FOR PROTECTION OF THE TOES ; EXTENDED FACINGS FOR MAXIMUM ACCESSIBILITY; SOFT TONGUE PADDING; FIRM HEEL COUNTER, BLACK, SIZE 27" | PROSTHETICS & ORTHOSIS SUPPLIES
6610 | 4224170903200 | "BOOT, ORTHOPEDIC, PEDIATRIC, FULL GRAIN COW/CALF LEATHER, PLAIN FRONTED WITH SEAM FREE VAMPS PADDED COLLARS, BOOT HEIGHT APPROXIMATELY 125 MM, LACING; SOFT PADDING AROUND THE COLLAR FOR A BETTER FIT ; A HIGH AND EXTRA LONG STIFFENER TO SUPPORT THE ANKLE ; FULL GRAIN LEATHER INSOLE; EASILY REMOVABLE AND ADAPTABLE (HARD-WEARING) SOLE. SUFFICIENT TOE-SPRING FOR EASY ROLL-OFF ; REMOVABLE PROFILED CORK INLAY ; HIGH TOE-BOX AND STRONG TOE-CAP FOR PROTECTION OF THE TOES ; EXTENDED FACINGS FOR MAXIMUM ACCESSIBILITY; SOFT TONGUE PADDING; FIRM HEEL COUNTER, BLACK, SIZE 21" | PROSTHETICS & ORTHOSIS SUPPLIES
6611 | 4224170903300 | "BOOT, ORTHOPEDIC, PEDIATRIC, FULL GRAIN COW/CALF LEATHER, PLAIN FRONTED WITH SEAM FREE VAMPS PADDED COLLARS, BOOT HEIGHT APPROXIMATELY 125 MM, LACING; SOFT PADDING AROUND THE COLLAR FOR A BETTER FIT ; A HIGH AND EXTRA LONG STIFFENER TO SUPPORT THE ANKLE ; FULL GRAIN LEATHER INSOLE; EASILY REMOVABLE AND ADAPTABLE (HARD-WEARING) SOLE. SUFFICIENT TOE-SPRING FOR EASY ROLL-OFF ; REMOVABLE PROFILED CORK INLAY ; HIGH TOE-BOX AND STRONG TOE-CAP FOR PROTECTION OF THE TOES ; EXTENDED FACINGS FOR MAXIMUM ACCESSIBILITY; SOFT TONGUE PADDING; FIRM HEEL COUNTER, BLACK, SIZE 22" | PROSTHETICS & ORTHOSIS SUPPLIES
6612 | 4224171316300 | "PROSTHETIC SHOULDER JOINT, FREE SWING MOVEMENT, FOR FUNCTION IN COMBINATION WITH HIGH TECH COMPONENTS, LEFT" | PROSTHETICS & ORTHOSIS SUPPLIES
6613 | 4224171316400 | "PROSTHETIC SHOULDER JOINT, FREE SWING MOVEMENT, FOR FUNCTION IN COMBINATION WITH HIGH TECH COMPONENTS, RIGHT" | PROSTHETICS & ORTHOSIS SUPPLIES
6614 | 4224200015600 | "SHUTTLE LOCK, PLASTIC, LIGHTWEIGHT, WATER-RESISTANT, EASY TO UNLOCK RATCHET UNIT UNDER TENSILE LOAD, LOCKING IS CONTINUOUSLY VARIABLE, CONTINUOUSLY VARIABLE LOCKING MECHANISM FOR SECURE SUPPORT, LOCK HAS NO WEIGHT LIMIT AND IS EMBEDDED DIRECTLY IN THE SOCKET, IT IS USED WITH LINERS HAVING A DISTAL CONNECTION FOR LIGHTWEIGHT PLASTIC HOUSING, THEREFORE SUITABLE FOR USE IN BATHING PROSTHESIS" | PROSTHETICS & ORTHOSIS SUPPLIES
6615 | 4224200015700 | SHUTTLE LOCK, WITH SERRATED PIN CARTIER, ALUMINUM HOUSING, EASY TO UNLOCK, RATCHET UNIT EVEN UNDER TENSILE LOAD, CONTINUOUSLY VARIABLE LOCKING MECHANISM FOR SECURE SUPPORT, ADJUSTABLE, ENGAGES SILENTLY, OR AUDIBLY | PROSTHETICS & ORTHOSIS SUPPLIES
6616 | 4224200012200 | SILICONE FOR IMPRESSION, TAKING AND CORRECTION OF TRIAL FITTINGS ON THE PATIENT, INCLUDING FINGER PROSTHESIS, PARTIAL HAND PROSTHESIS, SCAR COMPRESSION, MASKS, AND GLOVES, PARTIAL FOOT PROSTHESIS, TRANSFEMORAL, AND TIBIAL PROSTHESIS LINERS AS WELL AS ORTHOSIS | PROSTHETICS & ORTHOSIS SUPPLIES
6617 | 4618160907900 | "3/4 SILICONE INSOLE, DUAL DENSITY SILICONE PROVIDES CUSHIONING TO HEEL AND METATARSAL HEADS, PAIR SIZE: EXTRA LARGE" | PROSTHETICS & ORTHOSIS SUPPLIES
6618 | 4618160907600 | "3/4 SILICONE INSOLE, DUAL DENSITY SILICONE PROVIDES CUSHIONING TO HEEL AND METATARSAL HEADS, PAIR SIZE: LARGE" | PROSTHETICS & ORTHOSIS SUPPLIES
6619 | 4618160907700 | "3/4 SILICONE INSOLE, DUAL DENSITY SILICONE PROVIDES CUSHIONING TO HEEL AND METATARSAL HEADS, PAIR SIZE: MEDIUM" | PROSTHETICS & ORTHOSIS SUPPLIES
6620 | 4618160907800 | "3/4 SILICONE INSOLE, DUAL DENSITY SILICONE PROVIDES CUSHIONING TO HEEL AND METATARSAL HEADS, PAIR SIZE: SMALL" | PROSTHETICS & ORTHOSIS SUPPLIES
6621 | 4224200504200 | "SHUTTLE LOCK, FOR SILICONE LINER, WITH DISTAL ADJUSTABLE SCREW COMPLETE SET, TO CONNECTION BETWEEN THE LINER AND PROSTHESIS, SYSTEM HEIGHT: 79 MM APPROXIMATELY, INCLUDING LAMINATION DUMMY SET WITH SCREW, FOR BODY WEIGHT UP TO 120 KG" | PROSTHETICS & ORTHOSIS SUPPLIES
6622 | 4224200503200 | "SILICONE LINER, LOCKING FOR TRANSFEMORAL AMPUTEES, WITHOUT SKIN GUARD, SUITABLE FOR AMPUTEES WITH EXCESS SOFT TISSUE, SIZE 300 MM APPROXIMATELY, THICKNESS: 2.5-3 MM" | PROSTHETICS & ORTHOSIS SUPPLIES
6623 | 4224200503300 | "SILICONE LINER, LOCKING FOR TRANSFEMORAL AMPUTEES, WITHOUT SKIN GUARD, SUITABLE FOR AMPUTEES WITH EXCESS SOFT TISSUE, SIZE 320 MM APPROXIMATELY, THICKNESS: 2.5-3 MM" | PROSTHETICS & ORTHOSIS SUPPLIES
6624 | 4224200503400 | "SILICONE LINER, LOCKING FOR TRANSFEMORAL AMPUTEES, WITHOUT SKIN GUARD, SUITABLE FOR AMPUTEES WITH EXCESS SOFT TISSUE, SIZE 340 MM APPROXIMATELY, THICKNESS: 2.5-3 MM" | PROSTHETICS & ORTHOSIS SUPPLIES
6625 | 4224200503500 | "SILICONE LINER, LOCKING FOR TRANSFEMORAL AMPUTEES, WITHOUT SKIN GUARD, SUITABLE FOR AMPUTEES WITH EXCESS SOFT TISSUE, SIZE 360 MM APPROXIMATELY, THICKNESS: 2.5-3 MM" | PROSTHETICS & ORTHOSIS SUPPLIES
6626 | 4224200503600 | "SILICONE LINER, LOCKING FOR TRANSFEMORAL AMPUTEES, WITHOUT SKIN GUARD, SUITABLE FOR AMPUTEES WITH EXCESS SOFT TISSUE, SIZE 380 MM APPROXIMATELY, THICKNESS: 2.5-3 MM" | PROSTHETICS & ORTHOSIS SUPPLIES
6627 | 4224200503700 | "SILICONE LINER, LOCKING FOR TRANSFEMORAL AMPUTEES, WITHOUT SKIN GUARD, SUITABLE FOR AMPUTEES WITH EXCESS SOFT TISSUE, SIZE 400 MM APPROXIMATELY, THICKNESS: 2.5-3 MM" | PROSTHETICS & ORTHOSIS SUPPLIES
6628 | 4224200506000 | "SILICONE LINER, LOCKING FOR TRANSFEMORAL AMPUTEES, WITHOUT SKIN GUARD, SUITABLE FOR AMPUTEES WITH EXCESS SOFT TISSUE, SIZE 450 MM APPROXIMATELY, THICKNESS: 2.5-3 MM" | PROSTHETICS & ORTHOSIS SUPPLIES
6629 | 4224200506100 | "SILICONE LINER, LOCKING FOR TRANSFEMORAL AMPUTEES, WITHOUT SKIN GUARD, SUITABLE FOR AMPUTEES WITH EXCESS SOFT TISSUE, SIZE 500 MM APPROXIMATELY, THICKNESS: 2.5-3 MM" | PROSTHETICS & ORTHOSIS SUPPLIES
6630 | 4224200506200 | "SILICONE LINER , LOCKING FOR TRANSFEMORAL AMPUTEES, WITHOUT SKIN GUARD, SUITABLE FOR AMPUTEES WITH EXCESS SOFT TISSUE, SIZE 550 MM APPROXIMATELY ,THICKNESS: 2.5-3 MM" | PROSTHETICS & ORTHOSIS SUPPLIES
6631 | 4224200503100 | "SILICONE LINER, LOCKING FOR TRANSFEMORAL AMPUTEES, WITHOUT SKIN GUARD, SUITABLE FOR AMPUTEES WITH EXCESS SOFT TISSUE, SIZE 280 MM APPROXIMATELY, THICKNESS: 2.5-3 MM" | PROSTHETICS & ORTHOSIS SUPPLIES
6632 | 4224200130400 | "SILICONE LINER, LOCKING FOR TRANSTIBIAL AMPUTEES, WITH DISTAL CONNECTION, ANTIBACTERIAL MATERIAL SUITABLE FOR AMPUTEES WITH EXCESS SOFT TISSUE, CLOTH COVER, SIZE 160 MM APPROXIMATELY, THICKNESS: 2.5-3 MM" | PROSTHETICS & ORTHOSIS SUPPLIES
6633 | 4224200130500 | "SILICONE LINER, LOCKING FOR TRANSTIBIAL AMPUTEES, WITH DISTAL CONNECTION, ANTIBACTERIAL MATERIAL SUITABLE FOR AMPUTEES WITH EXCESS SOFT TISSUE, CLOTH COVER, SIZE 180 MM APPROXIMATELY, THICKNESS: 2.5-3 MM" | PROSTHETICS & ORTHOSIS SUPPLIES
6634 | 4224200129200 | "SILICONE LINER, CUSHION FOR TRANSTIBIAL AMPUTEES, WITH ONE SEALING RING HEIGHTS, SUITABLE FOR AMPUTEES WITH EXCESS SOFT TISSUE, CLOTH COVER, SIZE 180 MM APPROXIMATELY, THICKNESS: 2.5-3 MM" | PROSTHETICS & ORTHOSIS SUPPLIES
6635 | 4224200129300 | "SILICONE LINER, CUSHION FOR TRANSTIBIAL AMPUTEES, WITH ONE SEALING RING HEIGHTS, SUITABLE FOR AMPUTEES WITH EXCESS SOFT TISSUE, CLOTH COVER, SIZE 200 MM APPROXIMATELY, THICKNESS: 2.5-3 MM" | PROSTHETICS & ORTHOSIS SUPPLIES
6636 | 4224200129400 | "SILICONE LINER, CUSHION FOR TRANSTIBIAL AMPUTEES, WITH ONE SEALING RING HEIGHTS, SUITABLE FOR AMPUTEES WITH EXCESS SOFT TISSUE, CLOTH COVER, SIZE 220 MM APPROXIMATELY, THICKNESS: 2.5-3 MM" | PROSTHETICS & ORTHOSIS SUPPLIES
6637 | 4224200129500 | "SILICONE LINER, CUSHION FOR TRANSTIBIAL AMPUTEES, WITH ONE SEALING RING HEIGHTS, SUITABLE FOR AMPUTEES WITH EXCESS SOFT TISSUE, CLOTH COVER, SIZE 235 MM APPROXIMATELY, THICKNESS: 2.5-3 MM" | PROSTHETICS & ORTHOSIS SUPPLIES
6638 | 4224200129600 | "SILICONE LINER, CUSHION FOR TRANSTIBIAL AMPUTEES, WITH ONE SEALING RING HEIGHTS, SUITABLE FOR AMPUTEES WITH EXCESS SOFT TISSUE, CLOTH COVER, SIZE 250 MM APPROXIMATELY, THICKNESS: 2.5-3 MM" | PROSTHETICS & ORTHOSIS SUPPLIES
6639 | 4224200129700 | "SILICONE LINER, CUSHION FOR TRANSTIBIAL AMPUTEES, WITH ONE SEALING RING HEIGHTS, SUITABLE FOR AMPUTEES WITH EXCESS SOFT TISSUE, CLOTH COVER, SIZE 265 MM APPROXIMATELY, THICKNESS: 2.5-3 MM" | PROSTHETICS & ORTHOSIS SUPPLIES
6640 | 4224200129800 | "SILICONE LINER, CUSHION FOR TRANSTIBIAL AMPUTEES, WITH ONE SEALING RING HEIGHTS, SUITABLE FOR AMPUTEES WITH EXCESS SOFT TISSUE, CLOTH COVER, SIZE 280 MM APPROXIMATELY, THICKNESS: 2.5-3 MM" | PROSTHETICS & ORTHOSIS SUPPLIES
6641 | 4224200129900 | "SILICONE LINER, CUSHION FOR TRANSTIBIAL AMPUTEES, WITH ONE SEALING RING HEIGHTS, SUITABLE FOR AMPUTEES WITH EXCESS SOFT TISSUE, CLOTH COVER, SIZE 300 MM APPROXIMATELY, THICKNESS: 2.5-3 MM" | PROSTHETICS & ORTHOSIS SUPPLIES
6642 | 4224200130000 | "SILICONE LINER, CUSHION FOR TRANSTIBIAL AMPUTEES, WITH ONE SEALING RING HEIGHTS, SUITABLE FOR AMPUTEES WITH EXCESS SOFT TISSUE, CLOTH COVER, SIZE 320 MM APPROXIMATELY, THICKNESS: 2.5-3 MM" | PROSTHETICS & ORTHOSIS SUPPLIES
6643 | 4224200130100 | "SILICONE LINER, CUSHION FOR TRANSTIBIAL AMPUTEES, WITH ONE SEALING RING HEIGHTS, SUITABLE FOR AMPUTEES WITH EXCESS SOFT TISSUE, CLOTH COVER, SIZE 340 MM APPROXIMATELY, THICKNESS: 2.5-3 MM" | PROSTHETICS & ORTHOSIS SUPPLIES
6644 | 4224200130200 | "SILICONE LINER, CUSHION FOR TRANSTIBIAL AMPUTEES, WITH ONE SEALING RING HEIGHTS, SUITABLE FOR AMPUTEES WITH EXCESS SOFT TISSUE, CLOTH COVER, SIZE 360 MM APPROXIMATELY, THICKNESS: 2.5-3 MM" | PROSTHETICS & ORTHOSIS SUPPLIES
6645 | 4224200116400 | "SILICONE LINER, LOCKING FOR TRANSHUMERAL AND TRANSRADIAL AMPUTEES, SUITABLE FOR AMPUTEES WITH EXCESS SOFT TISSUE, SIZE 110 MM APPROXIMATELY" | PROSTHETICS & ORTHOSIS SUPPLIES
6646 | 4224200116500 | "SILICONE LINER, LOCKING FOR TRANSHUMERAL AND TRANSRADIAL AMPUTEES, SUITABLE FOR AMPUTEES WITH EXCESS SOFT TISSUE, SIZE 140 MM APPROXIMATELY" | PROSTHETICS & ORTHOSIS SUPPLIES
6647 | 4224200116600 | "SILICONE LINER, LOCKING FOR TRANSHUMERAL AND TRANSRADIAL AMPUTEES, SUITABLE FOR AMPUTEES WITH EXCESS SOFT TISSUE, SIZE 160 MM APPROXIMATELY" | PROSTHETICS & ORTHOSIS SUPPLIES
6648 | 4224200116700 | "SILICONE LINER, LOCKING FOR TRANSHUMERAL AND TRANSRADIAL AMPUTEES, SUITABLE FOR AMPUTEES WITH EXCESS SOFT TISSUE, SIZE 180 MM APPROXIMATELY" | PROSTHETICS & ORTHOSIS SUPPLIES
6649 | 4224200116800 | "SILICONE LINER, LOCKING FOR TRANSHUMERAL AND TRANSRADIAL AMPUTEES, SUITABLE FOR AMPUTEES WITH EXCESS SOFT TISSUE, SIZE 200 MM APPROXIMATELY" | PROSTHETICS & ORTHOSIS SUPPLIES
6650 | 4224200116900 | "SILICONE LINER, LOCKING FOR TRANSHUMERAL AND TRANSRADIAL AMPUTEES, SUITABLE FOR AMPUTEES WITH EXCESS SOFT TISSUE, SIZE 220 MM APPROXIMATELY" | PROSTHETICS & ORTHOSIS SUPPLIES
6651 | 4224170641500 | "SILICONE BUNION HALLUX VALGUS, COVERS LATERALLY THE BUNION AREA, HOLDING ITSELF WITH THE HOOP IN A TOE, WASHABLE, ASSORTED SIZE" | PROSTHETICS & ORTHOSIS SUPPLIES
6652 | 4224170641600 | SILICONE SHIELD, VARUS QUINTUS LATERAL DISCHARGE OF THE BUNION AREA, HOLDING ITSELF WITH THE HOOP IN THE FIFTH TOE, MADE OF EXTRA - SOFT MEDICAL SILICONE, IT FITS TO BODY TEMPERATURE, WASHABLE, LATERAL DISCHARGE OF THE BUNION AREA, PROTECTION OF FRICTION AND PRESSURES OF BUNION QUINTUS VALGUS SIDE SHIELD, QUINTUS VALGUS BURSITIS | PROSTHETICS & ORTHOSIS SUPPLIES
6653 | 4224171318200 | "SILICONE, GREASE, FOR ISOLATING COMPONENTS WITH LAMINATION TECHNIQUE, TUBE, 10-15 GM" | PROSTHETICS & ORTHOSIS SUPPLIES
6654 | 4224200135900 | "PROSTHETIC CARBON FOOT PLATE, USED FOR AMPUTEES WITH LONG RESIDUAL LIMB, INCLUDING PARTIAL FOOT AMPUTATION, PLATE SECURELY BONDS TO THE SOCKET FACILITATES COSMETIC FINISHING ENERGY STORING, LOW / MODERATE AND HIGH IMPACT LEVEL K - LEVEL: K1 K 2 K 3 AND K 4 MAXIMUM BODY WEIGHT UP TO 150 KG, FITS REGULAR FOOT COVER, ASSORTED SIZE" | PROSTHETICS & ORTHOSIS SUPPLIES
6655 | 4224200033300 | SKIVING KNIFE, LEATHER CUTTING KNIFE HALF-ROUND, AN ORTHOTICS WORKSHOP TOOL, WOODEN HANDLE WITH BRASS COLLAR | PROSTHETICS & ORTHOSIS SUPPLIES
6656 | 4224170306900 | SLEEVE TRANSFEMORAL NEOPRENE SUSPENSION SIZE XX-LARGE LEFT | PROSTHETICS & ORTHOSIS SUPPLIES
6657 | 4224171308700 | SLEEVE, PAIR OF SUSPENSION, TWO - WAY STRETCH FOR BELOW KNEE AMPUTATION PROSTHESES, LENGTH 250 MM, LOWER CIRCUMFERENCE 310 MM, UPPER CIRCUMFERENCE 440 MM, APPROXIMATELY | PROSTHETICS & ORTHOSIS SUPPLIES
6658 | 4214280210800 | SLEEVE, PAIR OF SUSPENSION, TWO - WAY STRETCH FOR BELOW KNEE AMPUTATION PROSTHESES, LENGTH 250 MM, LOWER CIRCUMFERENCE 325 MM, UPPER CIRCUMFERENCE 455 MM, APPROXIMATELY | PROSTHETICS & ORTHOSIS SUPPLIES
6659 | 4224171308600 | SLEEVE, PAIR OF SUSPENSION, TWO - WAY STRETCH FOR BELOW KNEE AMPUTATION PROSTHESIS, LENGTH 250 MM, LOWER CIRCUMFERENCE 295 MM, UPPER CIRCUMFERENCE 425 MM, APPROXIMATELY | PROSTHETICS & ORTHOSIS SUPPLIES
6660 | 4224171308800 | SLEEVE, PAIR OF SUSPENSION, TWO - WAY STRETCH FOR BELOW KNEE AMPUTATION PROSTHESIS, LENGTH 250 MM, LOWER CIRCUMFERENCE 310 MM, UPPER CIRCUMFERENCE 410 MM, APPROXIMATELY | PROSTHETICS & ORTHOSIS SUPPLIES
6661 | 4224171316100 | "SLIDING ADAPTER ALUMINUM FOR MODULAR PROSTHESIS, HEIGHT: 25 MM, MAXIMUM BODY WEIGHT: 100 KG, APPROXIMATELY" | PROSTHETICS & ORTHOSIS SUPPLIES
6662 | 4224171309300 | "SLIDING ADAPTER WITH TUBE CLAMP ADAPTER, TITANIUM 30 MM DIAMETER ALLOWS ADDITIONAL SLIDING ADJUSTMENTS BETWEEN THE PROSTHETIC SOCKET AND TUBE ADAPTER CAN BE SHIFTED MEDIALLY OR LATERALLY SYSTEM, HEIGHT: 51 MM APPROXIMATELY WEIGHT: 190 APPROXIMATELY GRAMS FOR BODY WEIGHT UP TO 85 KG" | PROSTHETICS & ORTHOSIS SUPPLIES
6663 | 4224171309200 | "SLIDING DOUBLE ADAPTER WITH ADJUSTABLE SCREWS ""TITANIUM"" WITH PYRAMID RECEIVER, ALLOWS TRANSLATION ADJUSTMENT MEDIALLY OR LATERALLY IN THE FRONTAL PLANE OR DORSALLY OR VENTRALLY IN THE SAGITTAL PLANE HEIGHT: 60 MM APPROXIMATELY SYSTEM HEIGHT: 97 MM APPROXIMATELY FOR BODY WEIGHT UP TO 100 KG" | PROSTHETICS & ORTHOSIS SUPPLIES
6664 | 4224200405900 | "SOCK, COMPRESSION, SHRINKER, TRANSFEMORAL, RESIDUAL LIMB, CLASS 1 SIZE: XX-LARGE, ASSORTED LENGTH" | PROSTHETICS & ORTHOSIS SUPPLIES
6665 | 4224200406500 | "SOCK, COMPRESSION, SHRINKER, TRANSTIBIAL, RESIDUAL LIMB, CLASS 1 SIZE: XX-LARGE, ASSORTED LENGTH" | PROSTHETICS & ORTHOSIS SUPPLIES
6666 | 4224200405700 | "SOCK, COMPRESSION, SHRINKER, TRANSFEMORAL, RESIDUAL LIMB, CLASS 1 SIZE: X-LARGE, ASSORTED LENGTH" | PROSTHETICS & ORTHOSIS SUPPLIES
6667 | 4224200405800 | "SOCK, COMPRESSION, SHRINKER, TRANSFEMORAL, RESIDUAL LIMB, CLASS 1 SIZE: X-SMALL, ASSORTED LENGTH" | PROSTHETICS & ORTHOSIS SUPPLIES
6668 | 4224200405500 | "SOCK, COMPRESSION, SHRINKER, TRANSFEMORAL, RESIDUAL LIMB, CLASS 1 SIZE: LARGE, ASSORTED LENGTH" | PROSTHETICS & ORTHOSIS SUPPLIES
6669 | 4224200405600 | "SOCK, COMPRESSION, SHRINKER, TRANSFEMORAL, RESIDUAL LIMB, CLASS 1 SIZE: MEDIUM, ASSORTED LENGTH" | PROSTHETICS & ORTHOSIS SUPPLIES
6670 | 4224200406300 | "SOCK, COMPRESSION, SHRINKER, TRANSTIBIAL, RESIDUAL LIMB, CLASS 1 SIZE: X-LARGE, ASSORTED LENGTH" | PROSTHETICS & ORTHOSIS SUPPLIES
6671 | 4224200406400 | "SOCK, COMPRESSION, SHRINKER, TRANSTIBIAL, RESIDUAL LIMB, CLASS 1 SIZE: X-SMALL, ASSORTED LENGTH" | PROSTHETICS & ORTHOSIS SUPPLIES
6672 | 4224200406000 | "SOCK, COMPRESSION, SHRINKER, TRANSTIBIAL, RESIDUAL LIMB, CLASS 1 SIZE: LARGE, ASSORTED LENGTH" | PROSTHETICS & ORTHOSIS SUPPLIES
6673 | 4224200406100 | "SOCK, COMPRESSION, SHRINKER, TRANSTIBIAL, RESIDUAL LIMB, CLASS 1 SIZE: MEDIUM, ASSORTED LENGTH" | PROSTHETICS & ORTHOSIS SUPPLIES
6674 | 4224200406200 | "SOCK, COMPRESSION, SHRINKER, TRANSTIBIAL, RESIDUAL LIMB, CLASS 1 SIZE: SMALL, ASSORTED LENGTH" | PROSTHETICS & ORTHOSIS SUPPLIES
6675 | 4224200403800 | "SOCK, COTTON, MULTIPLE PLY, RESIDUAL LIMB, 20 CM APPROXIMATELY" | PROSTHETICS & ORTHOSIS SUPPLIES
6676 | 4224200403900 | "SOCK, COTTON, MULTIPLE PLY, RESIDUAL LIMB, 25 CM APPROXIMATELY" | PROSTHETICS & ORTHOSIS SUPPLIES
6677 | 4224200404000 | "SOCK, COTTON, MULTIPLE PLY, RESIDUAL LIMB, 30 CM APPROXIMATELY" | PROSTHETICS & ORTHOSIS SUPPLIES
6678 | 4224200404100 | "SOCK, COTTON, MULTIPLE PLY, RESIDUAL LIMB, 35 CM APPROXIMATELY" | PROSTHETICS & ORTHOSIS SUPPLIES
6679 | 4224200404200 | "SOCK, COTTON, MULTIPLE PLY, RESIDUAL LIMB, 40 CM APPROXIMATELY" | PROSTHETICS & ORTHOSIS SUPPLIES
6680 | 4224200404300 | "SOCK, COTTON, MULTIPLE PLY, RESIDUAL LIMB, 45 CM APPROXIMATELY" | PROSTHETICS & ORTHOSIS SUPPLIES
6681 | 4224200404400 | "SOCK, COTTON, MULTIPLE PLY, RESIDUAL LIMB, 50 CM APPROXIMATELY" | PROSTHETICS & ORTHOSIS SUPPLIES
6682 | 4224200404500 | "SOCK, COTTON, MULTIPLE PLY, RESIDUAL LIMB, 60 CM APPROXIMATELY" | PROSTHETICS & ORTHOSIS SUPPLIES
6683 | 4224200403700 | "SOCK, NYLON, MULTIPLE PLY, PROTECTIVE, LENGTH 25 CM APPROXIMATELY" | PROSTHETICS & ORTHOSIS SUPPLIES
6684 | 4224200403500 | "SOCK, NYLON, MULTIPLE PLY, PROTECTIVE, LENGTH 35 CM APPROXIMATELY" | PROSTHETICS & ORTHOSIS SUPPLIES
6685 | 4224200403200 | "SOCK, NYLON, MULTIPLE PLY, PROTECTIVE, LENGTH 40 CM APPROXIMATELY" | PROSTHETICS & ORTHOSIS SUPPLIES
6686 | 4224200404600 | SOCK, STRETCHABLE, FOR LISFRANC/CHOPART AMPUTATION, SEAMLESS DISTAL END OF SOCK, HAS POLYMER GEL FOR PROTECTION OF BONY AREAS, DERMA SEAL TRANS PED, SIZE: SMALL STANDARD | PROSTHETICS & ORTHOSIS SUPPLIES
6687 | 4224200505800 | "SOCKET ADAPTER WITH PYRAMID RECEIVER STAINLESS STEEL, SYSTEM HEIGHT: 33 MM APPROXIMATELY FOR BODY WEIGHT UP TO 125 KG." | PROSTHETICS & ORTHOSIS SUPPLIES
6688 | 4224200507300 | "SOCKET ADAPTER WITH PYRAMID ROTATABLE TITANIUM SYSTEM HEIGHT: 9 MM APPROXIMATELY, FOR BODY WEIGHT UP TO 150 KG." | PROSTHETICS & ORTHOSIS SUPPLIES
6689 | 4224200507800 | "SOCKET ADAPTER, STAINLESS STEEL, WITH PYRAMID AND LAMINATION ANCHOR, WITH 4 X 3 LAMINATION DUMMY APPROXIMATELY" | PROSTHETICS & ORTHOSIS SUPPLIES
6690 | 4224200509100 | SOCKET ATTACHMENT BLOCK WITH FOUR COUNTERSUNK HEAD SCREW S AND LAMINATION DUMMY 120 MM WOOD CONNECTION DIAMETER 30 MM HEIGHT APPROXIMATELY | PROSTHETICS & ORTHOSIS SUPPLIES
6691 | 4224200508900 | SOCKET ATTACHMENT BLOCK WITH FOUR COUNTERSUNK HEAD SCREW S AND LAMINATION DUMMY 120 MM WOOD CONNECTION DIAMETER 64 MM HEIGHT APPROXIMATELY | PROSTHETICS & ORTHOSIS SUPPLIES
6692 | 4224200508700 | SOCKET ATTACHMENT BLOCK WITH FOUR COUNTERSUNK HEAD SCREW S AND LAMINATION DUMMY 147 MM WOOD CONNECTION DIAMETER 64 MM HEIGHT APPROXIMATELY | PROSTHETICS & ORTHOSIS SUPPLIES
6693 | 4224200507500 | SOCKET ATTACHMENT PIECE FOR ALIGNMENT OF FOREARM PIECE | PROSTHETICS & ORTHOSIS SUPPLIES
6694 | 4224200509200 | SOCKET, ATTACHMENT, BLOCK, PEDIATRIC, FOR TRANSTIBIAL AND TRANSFEMORAL | PROSTHETICS & ORTHOSIS SUPPLIES
6695 | 4224200509300 | "SOCKET, ATTACHMENT, BLOCK, PLASTIC, FOR CHILDREN, WITH FOUR COUNTER SUNK HEAD SCREWS AND 4 X 8 APPROXIMATELY LAMINATION CAP" | PROSTHETICS & ORTHOSIS SUPPLIES
6696 | 4224200410300 | "SOCK, COMPRESSION, SHRINKER, TRANSFEMORAL, RESIDUAL LIMB, CLASS 2 SIZE: XX-LARGE, LENGTH 30 CM APPROXIMATELY" | PROSTHETICS & ORTHOSIS SUPPLIES
6697 | 4224200409700 | "SOCK, COMPRESSION, SHRINKER, TRANSFEMORAL, RESIDUAL LIMB, CLASS 2 SIZE: X-LARGE, LENGTH 30 CM APPROXIMATELY" | PROSTHETICS & ORTHOSIS SUPPLIES
6698 | 4224200410000 | "SOCK, COMPRESSION, SHRINKER, TRANSFEMORAL, RESIDUAL LIMB, CLASS 2 SIZE: X-SMALL, LENGTH 30 CM APPROXIMATELY" | PROSTHETICS & ORTHOSIS SUPPLIES
6699 | 4224200410600 | "SOCK, COMPRESSION, SHRINKER, TRANSFEMORAL, RESIDUAL LIMB, CLASS 2 SIZE: LARGE, LENGTH 20 CM APPROXIMATELY" | PROSTHETICS & ORTHOSIS SUPPLIES
6700 | 4224200410700 | "SOCK, COMPRESSION, SHRINKER, TRANSFEMORAL, RESIDUAL LIMB, CLASS 2 SIZE: LARGE, LENGTH 25 CM APPROXIMATELY" | PROSTHETICS & ORTHOSIS SUPPLIES
6701 | 4224200408800 | "SOCK, COMPRESSION, SHRINKER, TRANSFEMORAL, RESIDUAL LIMB, CLASS 2 SIZE: LARGE, LENGTH 30 CM APPROXIMATELY" | PROSTHETICS & ORTHOSIS SUPPLIES
6702 | 4224200409100 | "SOCK, COMPRESSION, SHRINKER, TRANSFEMORAL, RESIDUAL LIMB, CLASS 2 SIZE: MEDIUM, LENGTH 30 CM APPROXIMATELY" | PROSTHETICS & ORTHOSIS SUPPLIES
6703 | 4224200409400 | "SOCK, COMPRESSION, SHRINKER, TRANSFEMORAL, RESIDUAL LIMB, CLASS 2 SIZE: SMALL, LENGTH 30 CM APPROXIMATELY" | PROSTHETICS & ORTHOSIS SUPPLIES
6704 | 4224200401900 | "SOCKS, ELASTIC, FABRIC, WITH INNER POLYMER GEL COATING FOR TRANSTIBIAL AMPUTATION, SOCKS LENGTH 650 MM, GEL LENGTH 250 MM, DISTAL CIRCUMFERENCE 150 - 220 MM, PROXIMAL CIRCUMFERENCE 220 - 320 MM, APPROXIMATELY" | PROSTHETICS & ORTHOSIS SUPPLIES
6705 | 4224171308900 | "RUBBER SOLE SHEET, BLACK, SIZE: 4 X 610 X 910 MM, APPROXIMATELY" | PROSTHETICS & ORTHOSIS SUPPLIES
6706 | 4224170617900 | "PADDING FOR ORTHOTICS, FABRIC, BREATHABLE, STRETCHABLE, WATERPROOF, MOISTURE WICKING, VERY COMFORTABLE, AIR PERMEABLE, WIDTH 1400 MM APPROXIMATELY, LENGTH 5 METER APPROXIMATELY, THICKNESS 3 MM, ASSORTED COLORS." | PROSTHETICS & ORTHOSIS SUPPLIES
6707 | 4224200036500 | SPANNER WRENCHES KIT, STEEL, AN ORTHOTICS WORKSHOP TOOL | PROSTHETICS & ORTHOSIS SUPPLIES
6708 | 4224200012100 | SPECIAL CLEANER FOR PROSTHETIC GLOVES, NET CONTENTS 0.45 KG, APPROXIMATELY | PROSTHETICS & ORTHOSIS SUPPLIES
6709 | 4224170202000 | "HIP ABDUCTION PILLOW, PEDIATRIC, FREJKA MODEL 480 OR EQUIVALENT, ADJUSTABLE AND LONG SHOULDER STRAPS WITH CLICK CLIPS, REMOVABLE PADDING AND HARD ABDUCTION SUPPORT, WASHABLE MATERIAL, SIZE 12" | PROSTHETICS & ORTHOSIS SUPPLIES
6710 | 4224170202100 | "HIP ABDUCTION PILLOW, PEDIATRIC, FREJKA MODEL 480 OR EQUIVALENT, ADJUSTABLE AND LONG SHOULDER STRAPS WITH CLICK CLIPS, REMOVABLE PADDING AND HARD ABDUCTION SUPPORT, WASHABLE MATERIAL, SIZE 14-15" | PROSTHETICS & ORTHOSIS SUPPLIES
6711 | 4224170202200 | "HIP ABDUCTION PILLOW, PEDIATRIC, FREJKA MODEL 480 OR EQUIVALENT, ADJUSTABLE AND LONG SHOULDER STRAPS WITH CLICK CLIPS, REMOVABLE PADDING AND HARD ABDUCTION SUPPORT, WASHABLE MATERIAL, SIZE 16-17" | PROSTHETICS & ORTHOSIS SUPPLIES
6712 | 4224170202300 | "HIP ABDUCTION PILLOW, PEDIATRIC, FREJKA MODEL 480 OR EQUIVALENT, ADJUSTABLE AND LONG SHOULDER STRAPS WITH CLICK CLIPS, REMOVABLE PADDING AND HARD ABDUCTION SUPPORT, WASHABLE MATERIAL, SIZE 18-19" | PROSTHETICS & ORTHOSIS SUPPLIES
6713 | 4224170202400 | "HIP ABDUCTION PILLOW, PEDIATRIC, FREJKA MODEL 480 OR EQUIVALENT, ADJUSTABLE AND LONG SHOULDER STRAPS WITH CLICK CLIPS, REMOVABLE PADDING AND HARD ABDUCTION SUPPORT, WASHABLE MATERIAL, SIZE 20-21" | PROSTHETICS & ORTHOSIS SUPPLIES
6714 | 4224170906200 | "SANDAL, HIGH COUNTERS, FULL COW/CALF LEATHER UPPER, SOFT PADDING AROUND HEEL CUFFS, A HIGH AND EXTRA LONG STIFFENER TO SUPPORT ANKLE, FULL LEATHER INSOLE, ADAPTABLE SOLE-UNIT, GOOD TOE SPRING, HIGH TOE BOX ; STRONG TOE CAP, HEEL AND RIGID SHANK, PINK, SIZE 30" | PROSTHETICS & ORTHOSIS SUPPLIES
6715 | 4224170905800 | "SANDAL, HIGH COUNTERS, FULL COW/CALF LEATHER UPPER, SOFT PADDING AROUND HEEL CUFFS, A HIGH AND EXTRA LONG STIFFENER TO SUPPORT ANKLE, FULL LEATHER INSOLE, ADAPTABLE SOLE-UNIT, GOOD TOE SPRING, HIGH TOE BOX ; STRONG TOE CAP, HEEL AND RIGID SHANK, BLUE, SIZE 29" | PROSTHETICS & ORTHOSIS SUPPLIES
6716 | 4224170904200 | "SANDAL, HIGH COUNTERS, FULL COW/CALF LEATHER UPPERBLACK, SOFT PADDING AROUND HEEL CUFFS, A HIGH AND EXTRA LONG STIFFENER TO SUPPORT ANKLE, FULL LEATHER INSOLE, ADAPTABLE SOLE-UNIT, GOOD TOE SPRING, HIGH TOE BOX ; STRONG TOE CAP, HEEL AND RIGID SHANK, BLACK, SIZE 18" | PROSTHETICS & ORTHOSIS SUPPLIES
6717 | 4224170904300 | "SANDAL, HIGH COUNTERS, FULL COW/CALF LEATHER UPPERBLACK, SOFT PADDING AROUND HEEL CUFFS, A HIGH AND EXTRA LONG STIFFENER TO SUPPORT ANKLE, FULL LEATHER INSOLE, ADAPTABLE SOLE-UNIT, GOOD TOE SPRING, HIGH TOE BOX ; STRONG TOE CAP, HEEL AND RIGID SHANK, BLACK, SIZE 19" | PROSTHETICS & ORTHOSIS SUPPLIES
6718 | 4224170904400 | "SANDAL, HIGH COUNTERS, FULL COW/CALF LEATHER UPPERBLACK, SOFT PADDING AROUND HEEL CUFFS, A HIGH AND EXTRA LONG STIFFENER TO SUPPORT ANKLE, FULL LEATHER INSOLE, ADAPTABLE SOLE-UNIT, GOOD TOE SPRING, HIGH TOE BOX ; STRONG TOE CAP, HEEL AND RIGID SHANK, BLACK, SIZE 20" | PROSTHETICS & ORTHOSIS SUPPLIES
6719 | 4224170904500 | "SANDAL, HIGH COUNTERS, FULL COW/CALF LEATHER UPPERBLACK, SOFT PADDING AROUND HEEL CUFFS, A HIGH AND EXTRA LONG STIFFENER TO SUPPORT ANKLE, FULL LEATHER INSOLE, ADAPTABLE SOLE-UNIT, GOOD TOE SPRING, HIGH TOE BOX ; STRONG TOE CAP, HEEL AND RIGID SHANK, BLACK, SIZE 21" | PROSTHETICS & ORTHOSIS SUPPLIES
6720 | 4224170904600 | "SANDAL, HIGH COUNTERS, FULL COW/CALF LEATHER UPPERBLACK, SOFT PADDING AROUND HEEL CUFFS, A HIGH AND EXTRA LONG STIFFENER TO SUPPORT ANKLE, FULL LEATHER INSOLE, ADAPTABLE SOLE-UNIT, GOOD TOE SPRING, HIGH TOE BOX ; STRONG TOE CAP, HEEL AND RIGID SHANK, BLACK, SIZE 22" | PROSTHETICS & ORTHOSIS SUPPLIES
6721 | 4224170904700 | "SANDAL, HIGH COUNTERS, FULL COW/CALF LEATHER UPPERBLACK, SOFT PADDING AROUND HEEL CUFFS, A HIGH AND EXTRA LONG STIFFENER TO SUPPORT ANKLE, FULL LEATHER INSOLE, ADAPTABLE SOLE-UNIT, GOOD TOE SPRING, HIGH TOE BOX ; STRONG TOE CAP, HEEL AND RIGID SHANK, BLACK, SIZE 23" | PROSTHETICS & ORTHOSIS SUPPLIES
6722 | 4224170904800 | "SANDAL, HIGH COUNTERS, FULL COW/CALF LEATHER UPPERBLACK, SOFT PADDING AROUND HEEL CUFFS, A HIGH AND EXTRA LONG STIFFENER TO SUPPORT ANKLE, FULL LEATHER INSOLE, ADAPTABLE SOLE-UNIT, GOOD TOE SPRING, HIGH TOE BOX ; STRONG TOE CAP, HEEL AND RIGID SHANK, BLACK, SIZE 24" | PROSTHETICS & ORTHOSIS SUPPLIES
6723 | 4224170904900 | "SANDAL, HIGH COUNTERS, FULL COW/CALF LEATHER UPPERBLACK, SOFT PADDING AROUND HEEL CUFFS, A HIGH AND EXTRA LONG STIFFENER TO SUPPORT ANKLE, FULL LEATHER INSOLE, ADAPTABLE SOLE-UNIT, GOOD TOE SPRING, HIGH TOE BOX ; STRONG TOE CAP, HEEL AND RIGID SHANK, BLACK, SIZE 25" | PROSTHETICS & ORTHOSIS SUPPLIES
6724 | 4224170905000 | "SANDAL, HIGH COUNTERS, FULL COW/CALF LEATHER UPPERBLACK, SOFT PADDING AROUND HEEL CUFFS, A HIGH AND EXTRA LONG STIFFENER TO SUPPORT ANKLE, FULL LEATHER INSOLE, ADAPTABLE SOLE-UNIT, GOOD TOE SPRING, HIGH TOE BOX ; STRONG TOE CAP, HEEL AND RIGID SHANK, BLACK, SIZE 26" | PROSTHETICS & ORTHOSIS SUPPLIES
6725 | 4224170905100 | "SANDAL, HIGH COUNTERS, FULL COW/CALF LEATHER UPPERBLACK, SOFT PADDING AROUND HEEL CUFFS, A HIGH AND EXTRA LONG STIFFENER TO SUPPORT ANKLE, FULL LEATHER INSOLE, ADAPTABLE SOLE-UNIT, GOOD TOE SPRING, HIGH TOE BOX ; STRONG TOE CAP, HEEL AND RIGID SHANK, BLACK, SIZE 27" | PROSTHETICS & ORTHOSIS SUPPLIES
6726 | 4224170905200 | "SANDAL, HIGH COUNTERS, FULL COW/CALF LEATHER UPPERBLACK, SOFT PADDING AROUND HEEL CUFFS, A HIGH AND EXTRA LONG STIFFENER TO SUPPORT ANKLE, FULL LEATHER INSOLE, ADAPTABLE SOLE-UNIT, GOOD TOE SPRING, HIGH TOE BOX ; STRONG TOE CAP, HEEL AND RIGID SHANK, BLUE, SIZE 27" | PROSTHETICS & ORTHOSIS SUPPLIES
6727 | 4224170905300 | "SANDAL, HIGH COUNTERS, FULL COW/CALF LEATHER UPPERBLACK, SOFT PADDING AROUND HEEL CUFFS, A HIGH AND EXTRA LONG STIFFENER TO SUPPORT ANKLE, FULL LEATHER INSOLE, ADAPTABLE SOLE-UNIT, GOOD TOE SPRING, HIGH TOE BOX ; STRONG TOE CAP, HEEL AND RIGID SHANK, PINK, SIZE 27" | PROSTHETICS & ORTHOSIS SUPPLIES
6728 | 4224170905400 | "SANDAL, HIGH COUNTERS, FULL COW/CALF LEATHER UPPERBLACK, SOFT PADDING AROUND HEEL CUFFS, A HIGH AND EXTRA LONG STIFFENER TO SUPPORT ANKLE, FULL LEATHER INSOLE, ADAPTABLE SOLE-UNIT, GOOD TOE SPRING, HIGH TOE BOX ; STRONG TOE CAP, HEEL AND RIGID SHANK, BLACK, SIZE 28" | PROSTHETICS & ORTHOSIS SUPPLIES
6729 | 4224170905500 | "SANDAL, HIGH COUNTERS, FULL COW/CALF LEATHER UPPERBLACK, SOFT PADDING AROUND HEEL CUFFS, A HIGH AND EXTRA LONG STIFFENER TO SUPPORT ANKLE, FULL LEATHER INSOLE, ADAPTABLE SOLE-UNIT, GOOD TOE SPRING, HIGH TOE BOX ; STRONG TOE CAP, HEEL AND RIGID SHANK, BLUE, SIZE 28" | PROSTHETICS & ORTHOSIS SUPPLIES
6730 | 4224170905600 | "SANDAL, HIGH COUNTERS, FULL COW/CALF LEATHER UPPERBLACK, SOFT PADDING AROUND HEEL CUFFS, A HIGH AND EXTRA LONG STIFFENER TO SUPPORT ANKLE, FULL LEATHER INSOLE, ADAPTABLE SOLE-UNIT, GOOD TOE SPRING, HIGH TOE BOX ; STRONG TOE CAP, HEEL AND RIGID SHANK, PINK, SIZE 28" | PROSTHETICS & ORTHOSIS SUPPLIES
6731 | 4224170905700 | "SANDAL, HIGH COUNTERS, FULL COW/CALF LEATHER UPPERBLACK, SOFT PADDING AROUND HEEL CUFFS, A HIGH AND EXTRA LONG STIFFENER TO SUPPORT ANKLE, FULL LEATHER INSOLE, ADAPTABLE SOLE-UNIT, GOOD TOE SPRING, HIGH TOE BOX ; STRONG TOE CAP, HEEL AND RIGID SHANK, BLACK, SIZE 29" | PROSTHETICS & ORTHOSIS SUPPLIES
6732 | 4224170905900 | "SANDAL, HIGH COUNTERS, FULL COW/CALF LEATHER UPPERBLACK, SOFT PADDING AROUND HEEL CUFFS, A HIGH AND EXTRA LONG STIFFENER TO SUPPORT ANKLE, FULL LEATHER INSOLE, ADAPTABLE SOLE-UNIT, GOOD TOE SPRING, HIGH TOE BOX ; STRONG TOE CAP, HEEL AND RIGID SHANK, PINK, SIZE 29" | PROSTHETICS & ORTHOSIS SUPPLIES
6733 | 4224170906000 | "SANDAL, HIGH COUNTERS, FULL COW/CALF LEATHER UPPERBLACK, SOFT PADDING AROUND HEEL CUFFS, A HIGH AND EXTRA LONG STIFFENER TO SUPPORT ANKLE, FULL LEATHER INSOLE, ADAPTABLE SOLE-UNIT, GOOD TOE SPRING, HIGH TOE BOX ; STRONG TOE CAP, HEEL AND RIGID SHANK, BLACK, SIZE 30" | PROSTHETICS & ORTHOSIS SUPPLIES
6734 | 4224170906100 | "SANDAL, HIGH COUNTERS, FULL COW/CALF LEATHER UPPERBLACK, SOFT PADDING AROUND HEEL CUFFS, A HIGH AND EXTRA LONG STIFFENER TO SUPPORT ANKLE, FULL LEATHER INSOLE, ADAPTABLE SOLE-UNIT, GOOD TOE SPRING, HIGH TOE BOX ; STRONG TOE CAP, HEEL AND RIGID SHANK, BLUE, SIZE 30" | PROSTHETICS & ORTHOSIS SUPPLIES
6735 | 4224170906400 | "SANDAL, HIGH COUNTERS, FULL COW/CALF LEATHER UPPERBLACK, SOFT PADDING AROUND HEEL CUFFS, A HIGH AND EXTRA LONG STIFFENER TO SUPPORT ANKLE, FULL LEATHER INSOLE, ADAPTABLE SOLE-UNIT, GOOD TOE SPRING, HIGH TOE BOX ; STRONG TOE CAP, HEEL AND RIGID SHANK, BLUE, SIZE 31" | PROSTHETICS & ORTHOSIS SUPPLIES
6736 | 4224170906500 | "SANDAL, HIGH COUNTERS, FULL COW/CALF LEATHER UPPERBLACK, SOFT PADDING AROUND HEEL CUFFS, A HIGH AND EXTRA LONG STIFFENER TO SUPPORT ANKLE, FULL LEATHER INSOLE, ADAPTABLE SOLE-UNIT, GOOD TOE SPRING, HIGH TOE BOX ; STRONG TOE CAP, HEEL AND RIGID SHANK, PINK, SIZE 31" | PROSTHETICS & ORTHOSIS SUPPLIES
6737 | 4224170906600 | "SANDAL, HIGH COUNTERS, FULL COW/CALF LEATHER UPPERBLACK, SOFT PADDING AROUND HEEL CUFFS, A HIGH AND EXTRA LONG STIFFENER TO SUPPORT ANKLE, FULL LEATHER INSOLE, ADAPTABLE SOLE-UNIT, GOOD TOE SPRING, HIGH TOE BOX ; STRONG TOE CAP, HEEL AND RIGID SHANK, BLACK, SIZE 32" | PROSTHETICS & ORTHOSIS SUPPLIES
6738 | 4224170906700 | "SANDAL, HIGH COUNTERS, FULL COW/CALF LEATHER UPPERBLACK, SOFT PADDING AROUND HEEL CUFFS, A HIGH AND EXTRA LONG STIFFENER TO SUPPORT ANKLE, FULL LEATHER INSOLE, ADAPTABLE SOLE-UNIT, GOOD TOE SPRING, HIGH TOE BOX ; STRONG TOE CAP, HEEL AND RIGID SHANK, BLUE, SIZE 32" | PROSTHETICS & ORTHOSIS SUPPLIES
6739 | 4224170906800 | "SANDAL, HIGH COUNTERS, FULL COW/CALF LEATHER UPPERBLACK, SOFT PADDING AROUND HEEL CUFFS, A HIGH AND EXTRA LONG STIFFENER TO SUPPORT ANKLE, FULL LEATHER INSOLE, ADAPTABLE SOLE-UNIT, GOOD TOE SPRING, HIGH TOE BOX ; STRONG TOE CAP, HEEL AND RIGID SHANK, PINK, SIZE 32" | PROSTHETICS & ORTHOSIS SUPPLIES
6740 | 4224170906900 | "SANDAL, HIGH COUNTERS, FULL COW/CALF LEATHER UPPERBLACK, SOFT PADDING AROUND HEEL CUFFS, A HIGH AND EXTRA LONG STIFFENER TO SUPPORT ANKLE, FULL LEATHER INSOLE, ADAPTABLE SOLE-UNIT, GOOD TOE SPRING, HIGH TOE BOX ; STRONG TOE CAP, HEEL AND RIGID SHANK, BLACK, SIZE 33" | PROSTHETICS & ORTHOSIS SUPPLIES
6741 | 4224170907000 | "SANDAL, HIGH COUNTERS, FULL COW/CALF LEATHER UPPERBLACK, SOFT PADDING AROUND HEEL CUFFS, A HIGH AND EXTRA LONG STIFFENER TO SUPPORT ANKLE, FULL LEATHER INSOLE, ADAPTABLE SOLE-UNIT, GOOD TOE SPRING, HIGH TOE BOX ; STRONG TOE CAP, HEEL AND RIGID SHANK, BLUE, SIZE 33" | PROSTHETICS & ORTHOSIS SUPPLIES
6742 | 4224170907100 | "SANDAL, HIGH COUNTERS, FULL COW/CALF LEATHER UPPERBLACK, SOFT PADDING AROUND HEEL CUFFS, A HIGH AND EXTRA LONG STIFFENER TO SUPPORT ANKLE, FULL LEATHER INSOLE, ADAPTABLE SOLE-UNIT, GOOD TOE SPRING, HIGH TOE BOX ; STRONG TOE CAP, HEEL AND RIGID SHANK, PINK, SIZE 33" | PROSTHETICS & ORTHOSIS SUPPLIES
6743 | 4224170907200 | "SANDAL, HIGH COUNTERS, FULL COW/CALF LEATHER UPPERBLACK, SOFT PADDING AROUND HEEL CUFFS, A HIGH AND EXTRA LONG STIFFENER TO SUPPORT ANKLE, FULL LEATHER INSOLE, ADAPTABLE SOLE-UNIT, GOOD TOE SPRING, HIGH TOE BOX ; STRONG TOE CAP, HEEL AND RIGID SHANK, BLACK, SIZE 34" | PROSTHETICS & ORTHOSIS SUPPLIES
6744 | 4224170907300 | "SANDAL, HIGH COUNTERS, FULL COW/CALF LEATHER UPPERBLACK, SOFT PADDING AROUND HEEL CUFFS, A HIGH AND EXTRA LONG STIFFENER TO SUPPORT ANKLE, FULL LEATHER INSOLE, ADAPTABLE SOLE-UNIT, GOOD TOE SPRING, HIGH TOE BOX ; STRONG TOE CAP, HEEL AND RIGID SHANK, BLUE, SIZE 34" | PROSTHETICS & ORTHOSIS SUPPLIES
6745 | 4224170907400 | "SANDAL, HIGH COUNTERS, FULL COW/CALF LEATHER UPPERBLACK, SOFT PADDING AROUND HEEL CUFFS, A HIGH AND EXTRA LONG STIFFENER TO SUPPORT ANKLE, FULL LEATHER INSOLE, ADAPTABLE SOLE-UNIT, GOOD TOE SPRING, HIGH TOE BOX ; STRONG TOE CAP, HEEL AND RIGID SHANK, PINK, SIZE 34" | PROSTHETICS & ORTHOSIS SUPPLIES
6746 | 4224170907500 | "SANDAL, HIGH COUNTERS, FULL COW/CALF LEATHER UPPERBLACK, SOFT PADDING AROUND HEEL CUFFS, A HIGH AND EXTRA LONG STIFFENER TO SUPPORT ANKLE, FULL LEATHER INSOLE, ADAPTABLE SOLE-UNIT, GOOD TOE SPRING, HIGH TOE BOX ; STRONG TOE CAP, HEEL AND RIGID SHANK, BLACK, SIZE 35" | PROSTHETICS & ORTHOSIS SUPPLIES
6747 | 4224170907600 | "SANDAL, HIGH COUNTERS, FULL COW/CALF LEATHER UPPERBLACK, SOFT PADDING AROUND HEEL CUFFS, A HIGH AND EXTRA LONG STIFFENER TO SUPPORT ANKLE, FULL LEATHER INSOLE, ADAPTABLE SOLE-UNIT, GOOD TOE SPRING, HIGH TOE BOX ; STRONG TOE CAP, HEEL AND RIGID SHANK, BLUE, SIZE 35" | PROSTHETICS & ORTHOSIS SUPPLIES
6748 | 4224170907700 | "SANDAL, HIGH COUNTERS, FULL COW/CALF LEATHER UPPERBLACK, SOFT PADDING AROUND HEEL CUFFS, A HIGH AND EXTRA LONG STIFFENER TO SUPPORT ANKLE, FULL LEATHER INSOLE, ADAPTABLE SOLE-UNIT, GOOD TOE SPRING, HIGH TOE BOX ; STRONG TOE CAP, HEEL AND RIGID SHANK, PINK, SIZE 35" | PROSTHETICS & ORTHOSIS SUPPLIES
6749 | 4224170907800 | "SANDAL, HIGH COUNTERS, FULL COW/CALF LEATHER UPPERBLACK, SOFT PADDING AROUND HEEL CUFFS, A HIGH AND EXTRA LONG STIFFENER TO SUPPORT ANKLE, FULL LEATHER INSOLE, ADAPTABLE SOLE-UNIT, GOOD TOE SPRING, HIGH TOE BOX ; STRONG TOE CAP, HEEL AND RIGID SHANK, BLACK, SIZE 36" | PROSTHETICS & ORTHOSIS SUPPLIES
6750 | 4224170907900 | "SANDAL, HIGH COUNTERS, FULL COW/CALF LEATHER UPPERBLACK, SOFT PADDING AROUND HEEL CUFFS, A HIGH AND EXTRA LONG STIFFENER TO SUPPORT ANKLE, FULL LEATHER INSOLE, ADAPTABLE SOLE-UNIT, GOOD TOE SPRING, HIGH TOE BOX ; STRONG TOE CAP, HEEL AND RIGID SHANK, PINK, SIZE 36" | PROSTHETICS & ORTHOSIS SUPPLIES
6751 | 4224170906300 | "SANDAL, HIGH COUNTERS, FULL COW/CALF LEATHER UPPERBLACK, SOFT PADDING AROUND HEEL CUFFS, A HIGH AND EXTRA LONG STIFFENER TO SUPPORT ANKLE, FULL LEATHER INSOLE, ADAPTABLE SOLE-UNIT, GOOD TOE SPRING, HIGH TOE BOX ; STRONG TOE CAP, HEEL AND RIGID SHANK, BLACK, SIZE 31" | PROSTHETICS & ORTHOSIS SUPPLIES
6752 | 4224200035700 | "STEEL RULER, AN ORTHOTICS WORKSHOP TOOL, SCALES 30 CM APPROXIMATELY" | PROSTHETICS & ORTHOSIS SUPPLIES
6753 | 4224200035600 | "STEEL RULER, AN ORTHOTICS WORKSHOP TOOL, SCALES 50-60 CM APPROXIMATELY" | PROSTHETICS & ORTHOSIS SUPPLIES
6754 | 4224210301600 | "CERVICAL ORTHOSIS, STERNO OCCIPITAL MANDIBULAR IMMOBILIZER TYPE (S.O.M.I), SIZE LARGE" | PROSTHETICS & ORTHOSIS SUPPLIES
6755 | 4224180000000 | "CERVICAL ORTHOSIS, STERNO OCCIPITAL MANDIBULAR IMMOBILIZER TYPE (S.O.M.I), SIZE SMALL" | PROSTHETICS & ORTHOSIS SUPPLIES
6756 | 4231155304700 | "CASTING STOCKINETTE, COTTON, WIDTH 100 MM APPROXIMATELY, WEIGHT/ROLL 25-30 M" | PROSTHETICS & ORTHOSIS SUPPLIES
6757 | 4224150401500 | "STOCKINETTE, ELASTIC, WIDTH 100 MM APPROXIMATELY, WEIGHT/ROLL 75-80 M" | PROSTHETICS & ORTHOSIS SUPPLIES
6758 | 4224150401600 | "STOCKINETTE, ELASTIC, WIDTH 150 MM APPROXIMATELY, WEIGHT/ROLL 40-45 M" | PROSTHETICS & ORTHOSIS SUPPLIES
6759 | 4224150401700 | "STOCKINETTE, ELASTIC, WIDTH 60 MM APPROXIMATELY, WEIGHT/ROLL 45-50 M" | PROSTHETICS & ORTHOSIS SUPPLIES
6760 | 4224150400700 | STOCKINETTE FIBERGLASS FOR FABRICATION OF THIN - WALLED (LIGHTWEIGHT DESIGN) WIDTH 100 MM APPROXIMATELY LENGTH /ROLL 5-7 METER | PROSTHETICS & ORTHOSIS SUPPLIES
6761 | 4224150400800 | STOCKINETTE FIBERGLASS FOR FABRICATION OF THIN - WALLED (LIGHTWEIGHT DESIGN) WIDTH 80 MM APPROXIMATELY LENGTH /ROLL 8-10 METER | PROSTHETICS & ORTHOSIS SUPPLIES
6762 | 4224150400900 | STOCKINETTE FIBERGLASS HIGH ELASTICITY TWO - WAY STRETCH WIDTH 200 MM APPROXIMATELY LENGTH /ROLL 7-10 METER | PROSTHETICS & ORTHOSIS SUPPLIES
6763 | 4224150401000 | STOCKINETTE FIBERGLASS HIGH ELASTICITY TWO - WAY STRETCH WIDTH 250 MM APPROXIMATELY LENGTH /ROLL 5-6 METER | PROSTHETICS & ORTHOSIS SUPPLIES
6764 | 4224150401100 | STOCKINETTE FIBERGLASS HIGH ELASTICITY TWO - WAY STRETCH WIDTH 300 MM APPROXIMATELY LENGTH /ROLL 4-5 METER | PROSTHETICS & ORTHOSIS SUPPLIES
6765 | 4224150401200 | STOCKINETTE FIBERGLASS HIGH ELASTICITY TWO - WAY STRETCH WIDTH 60 MM APPROXIMATELY LENGTH /ROLL 28-30 METER | PROSTHETICS & ORTHOSIS SUPPLIES
6766 | 4224150401300 | STOCKINETTE FIBERGLASS HIGH ELASTICITY TWO - WAY STRETCH WIDTH 80 MM APPROXIMATELY LENGTH /ROLL 17-20 METER | PROSTHETICS & ORTHOSIS SUPPLIES
6767 | 4224150400500 | STOCKINETTE NYLON CAUCASIAN SKIN COLOR 120 MM X 38-40 METER LENGTH /ROLL APPROXIMATELY | PROSTHETICS & ORTHOSIS SUPPLIES
6768 | 4224150401800 | STOCKINETTE NYLON CAUCASIAN SKIN COLOR 150 MM X 32-35 METER LENGTH /ROLL APPROXIMATELY | PROSTHETICS & ORTHOSIS SUPPLIES
6769 | 4224150401900 | STOCKINETTE NYLON CAUCASIAN SKIN COLOR 60 MM X 48-50 METER LENGTH /ROLL APPROXIMATELY | PROSTHETICS & ORTHOSIS SUPPLIES
6770 | 4224150402000 | STOCKINETTE NYLON CAUCASIAN SKIN COLOR 90 MM X 35-37 METER LENGTH /ROLL APPROXIMATELY | PROSTHETICS & ORTHOSIS SUPPLIES
6771 | 4224150401400 | "CASTING STOCKINETTE, COTTON, WIDTH 80 MM APPROXIMATELY, WEIGHT/ROLL 17-20 M" | PROSTHETICS & ORTHOSIS SUPPLIES
6772 | 4214280204600 | STOCKINETTE FIBERGLASS HIGH ELASTICITY TWO - WAY STRETCH WIDTH 150 MM APPROXIMATELY LENGTH /ROLL 9-10 METER | PROSTHETICS & ORTHOSIS SUPPLIES
6773 | 4224150400400 | "STOCKINETTE, POLYESTER AND FIBERGLASS MIX, WIDTH 100 MM APPROXIMATELY, LENGTH 32-35 METER APPROXIMATELY" | PROSTHETICS & ORTHOSIS SUPPLIES
6774 | 4224150603700 | "STOCKINETTE, POLYESTER AND FIBERGLASS MIX, WIDTH 120 MM APPROXIMATELY, LENGTH 26-28 METER APPROXIMATELY" | PROSTHETICS & ORTHOSIS SUPPLIES
6775 | 4224150603600 | "STOCKINETTE, POLYESTER AND FIBERGLASS MIX, WIDTH 200 MM APPROXIMATELY, LENGTH 18-20 METER" | PROSTHETICS & ORTHOSIS SUPPLIES
6776 | 4224150603800 | "STOCKINETTE, POLYESTER AND FIBERGLASS MIX, WIDTH 250 MM APPROXIMATELY, LENGTH 15-17 METER APPROXIMATELY" | PROSTHETICS & ORTHOSIS SUPPLIES
6777 | 4224150402100 | "STOCKINETTE, POLYESTER AND FIBERGLASS MIX, WIDTH 300 MM APPROXIMATELY, LENGTH 11-13 METER APPROXIMATELY" | PROSTHETICS & ORTHOSIS SUPPLIES
6778 | 4231155304200 | "STOCKINETTE, PERLON, WHITE, WIDTH 120 MM APPROXIMATELY, L/ROLL 33-35 METER" | PROSTHETICS & ORTHOSIS SUPPLIES
6779 | 4231155304100 | "STOCKINETTE, PERLON, WHITE, WIDTH 150 MM APPROXIMATELY, L/ROLL 27-30 METER" | PROSTHETICS & ORTHOSIS SUPPLIES
6780 | 4224200430300 | STOCKINGS, COSMETIC, FOR BELOW KNEE PROSTHESIS, SIZE 1, LENGTH 38.5 CM, APPROXIMATELY | PROSTHETICS & ORTHOSIS SUPPLIES
6781 | 4224200405100 | STOCKINGS, COSMETIC, FOR BELOW KNEE PROSTHESIS, SIZE 2, LENGTH 40.5 CM, APPROXIMATELY | PROSTHETICS & ORTHOSIS SUPPLIES
6782 | 4224200426200 | STOCKINGS, COSMETIC, FOR BELOW KNEE PROSTHESIS, SIZE 3, LENGTH 44.5 CM, APPROXIMATELY | PROSTHETICS & ORTHOSIS SUPPLIES
6783 | 4224200405200 | "STOCKINGS, NYLON, COSMETIC, TRANSFEMORAL, FOR PEDIATRIC, 34 CM APPROXIMATELY" | PROSTHETICS & ORTHOSIS SUPPLIES
6784 | 4224200405300 | "STOCKINGS, NYLON, COSMETIC, TRANSFEMORAL, FOR PEDIATRIC, 37 CM APPROXIMATELY" | PROSTHETICS & ORTHOSIS SUPPLIES
6785 | 4224200405400 | "STOCKINGS, NYLON, COSMETIC, TRANSFEMORAL, FOR PEDIATRIC, 44 CM APPROXIMATELY" | PROSTHETICS & ORTHOSIS SUPPLIES
6786 | 4618153500300 | "STOCKINGS, NYLON, WITH TOPBAND, ARE INTENDED FOR THE OUTER COSMETIC FINISH OF MODULAR KNEE DISARTICULATION PROSTHESIS AND TRANSFEMORAL PROSTHESIS, LENGTH 59 CM, FOOT LENGTH 18-20 CM, BEIGE" | PROSTHETICS & ORTHOSIS SUPPLIES
6787 | 4618153500400 | "STOCKINGS, NYLON, WITH TOPBAND, ARE INTENDED FOR THE OUTER COSMETIC FINISH OF MODULAR KNEE DISARTICULATION PROSTHESIS AND TRANSFEMORAL PROSTHESIS, LENGTH 59 CM, FOOT LENGTH 18-20 CM, LIGHT BROWN" | PROSTHETICS & ORTHOSIS SUPPLIES
6788 | 4618153500700 | "STOCKINGS, NYLON, WITH TOPBAND, ARE INTENDED FOR THE OUTER COSMETIC FINISH OF MODULAR KNEE DISARTICULATION PROSTHESIS AND TRANSFEMORAL PROSTHESIS, LENGTH 66 CM, FOOT LENGTH 20-21 CM, BEIGE" | PROSTHETICS & ORTHOSIS SUPPLIES
6789 | 4618153501000 | "STOCKINGS, NYLON, WITH TOPBAND, ARE INTENDED FOR THE OUTER COSMETIC FINISH OF MODULAR KNEE DISARTICULATION PROSTHESIS AND TRANSFEMORAL PROSTHESIS, LENGTH 72 CM, FOOT LENGTH 20-21 CM, LIGHT BROWN" | PROSTHETICS & ORTHOSIS SUPPLIES
6790 | 4618153501200 | "STOCKINGS, NYLON, WITH TOPBAND, ARE INTENDED FOR THE OUTER COSMETIC FINISH OF MODULAR KNEE DISARTICULATION PROSTHESIS AND TRANSFEMORAL PROSTHESIS, LENGTH 83-84 CM, FOOT LENGTH 20-21 CM, LIGHT BROWN" | PROSTHETICS & ORTHOSIS SUPPLIES
6791 | 4618153500900 | "STOCKINGS, NYLON, WITH TOPBAND, ARE INTENDED FOR THE OUTER COSMETIC FINISH OF MODULAR KNEE DISARTICULATION PROSTHESIS AND TRANSFEMORAL PROSTHESIS, LENGTH 72 CM, FOOT LENGTH 20-21 CM, BEIGE" | PROSTHETICS & ORTHOSIS SUPPLIES
6792 | 4618153501100 | "STOCKINGS, NYLON, WITH TOPBAND, ARE INTENDED FOR THE OUTER COSMETIC FINISH OF MODULAR KNEE DISARTICULATION PROSTHESIS AND TRANSFEMORAL PROSTHESIS, LENGTH 83-84 CM, FOOT LENGTH 20-21 CM, BEIGE" | PROSTHETICS & ORTHOSIS SUPPLIES
6793 | 4618153500600 | "STOCKINGS, NYLON, WITH TOPBAND, ARE INTENDED FOR THE OUTER COSMETIC FINISH OF MODULAR KNEE DISARTICULATION PROSTHESIS AND TRANSFEMORAL PROSTHESIS, LENGTH 61-62 CM, FOOT LENGTH 19-20 CM, LIGHT BROWN" | PROSTHETICS & ORTHOSIS SUPPLIES
6794 | 4618153500800 | "STOCKINGS, NYLON, WITH TOPBAND, ARE INTENDED FOR THE OUTER COSMETIC FINISH OF MODULAR KNEE DISARTICULATION PROSTHESIS AND TRANSFEMORAL PROSTHESIS, LENGTH 66 CM, FOOT LENGTH 20-21 CM, LIGHT BROWN" | PROSTHETICS & ORTHOSIS SUPPLIES
6795 | 4618153501300 | "STOCKINGS, NYLON, WITH TOPBAND, ARE INTENDED FOR THE OUTER COSMETIC FINISH OF MODULAR KNEE DISARTICULATION PROSTHESIS AND TRANSFEMORAL PROSTHESIS, LENGTH 100-105 CM, FOOT LENGTH 18-19 CM, SIZE HIP DISARTICULATION, LIGHT BROWN" | PROSTHETICS & ORTHOSIS SUPPLIES
6796 | 4618153500500 | "STOCKINGS, NYLON, WITH TOPBAND, ARE INTENDED FOR THE OUTER COSMETIC FINISH OF MODULAR KNEE DISARTICULATION PROSTHESIS AND TRANSFEMORAL PROSTHESIS, LENGTH 61-62 CM, FOOT LENGTH 19-20 CM, BEIGE" | PROSTHETICS & ORTHOSIS SUPPLIES
6797 | 4224200035000 | "STORAGE CONTAINER FOR GLUE, AN ORTHOTICS WORKSHOP TOOL, FLAT BRUSH, FOR ADHESIVE, VARNISH, CONTENTS 450-800 ML" | PROSTHETICS & ORTHOSIS SUPPLIES
6798 | 4224200033400 | STRAIGHT HAND SHEARS OR SNIPS, AN ORTHOTICS WORKSHOP TOOL, STEEL, STRAIGHT, WITH TOOTHED BLADE, PAINTED HANDLE | PROSTHETICS & ORTHOSIS SUPPLIES
6799 | 4224200401600 | "SOCKS, MULTIPLE PLY, TERRY CLOTH, WHITE, THIN - WALLED FOR TRANSTIBIAL AMPUTATION, LENGTH 30 CM APPROXIMATELY" | PROSTHETICS & ORTHOSIS SUPPLIES
6800 | 4224200401400 | "SOCKS, MULTIPLE PLY, TERRY CLOTH, WHITE, THIN - WALLED FOR TRANSTIBIAL AMPUTATION, LENGTH 40 CM APPROXIMATELY" | PROSTHETICS & ORTHOSIS SUPPLIES
6801 | 4224200401500 | "SOCKS, MULTIPLE PLY, TERRY CLOTH, WHITE, THIN - WALLED FOR TRANSTIBIAL AMPUTATION, LENGTH 50 CM APPROXIMATELY" | PROSTHETICS & ORTHOSIS SUPPLIES
6802 | 4224200401300 | "SOCKS, MULTIPLE PLY, TERRY CLOTH, WHITE, THIN - WALLED FOR TRANSTIBIAL AMPUTATION, LENGTH 60 CM APPROXIMATELY" | PROSTHETICS & ORTHOSIS SUPPLIES
6803 | 4224200400800 | "SOCKS, MULTIPLE PLY, WOOL, TRANSTIBIAL AMPUTATION, NATURAL LENGTH 35 CM, UPPER WIDTH 15 CM APPROXIMATELY, LOWER WIDTH 9 CM APPROXIMATELY" | PROSTHETICS & ORTHOSIS SUPPLIES
6804 | 4224200400900 | "SOCKS, MULTIPLE PLY, WOOL, TRANSTIBIAL AMPUTATION, NATURAL LENGTH 45 CM, UPPER WIDTH 15 CM APPROXIMATELY, LOWER WIDTH 9 CM APPROXIMATELY" | PROSTHETICS & ORTHOSIS SUPPLIES
6805 | 4224200401200 | "SOCKS, MULTIPLE PLY, WOOL, TRANSTIBIAL AMPUTATION, NATURAL LENGTH 50 CM, UPPER WIDTH 15 CM APPROXIMATELY, LOWER WIDTH 9 CM APPROXIMATELY" | PROSTHETICS & ORTHOSIS SUPPLIES
6806 | 4214180200100 | "ELECTRODE, FOR SUCTION SOCKET" | PROSTHETICS & ORTHOSIS SUPPLIES
6807 | 4224200030100 | "FAST SETTING ADHESIVE TWO COMPONENTS, 4 TO 10 MINUTES CURING TIME, FOR ATTACHMENTS OF SOCKET ADAPTER METAL AND PLASTIC, HIGH TEMPERATURE RESISTANCE, INCLUDING GUN OF SUPERGLUE, NET CONTENTS 50 ML GRAMS APPROXIMATELY" | PROSTHETICS & ORTHOSIS SUPPLIES
6808 | 4224170314800 | "KNEE IMMOBILIZER, BIVALVE, THERMOPLASTIC, LARGE" | PROSTHETICS & ORTHOSIS SUPPLIES
6809 | 4224170656000 | SUPRA MALLEOLAR ORTHOSIS, CUSTOM MADE, COMBO THICKNESS 1-3MM POLYETHYLENE WITH ANKLE FOOT ORTHOSIS THICKNESS 2- 4MM POLYPROPYLENE | PROSTHETICS & ORTHOSIS SUPPLIES
6810 | 4224170655900 | SUPRA MALLEOLAR ORTHOSIS, CUSTOM MADE, PEDIATRIC, THICKNESS 1-3MM POLYETHYLENE, COLOR UPON REQUEST | PROSTHETICS & ORTHOSIS SUPPLIES
6811 | 4224170317500 | SWEDISH, KNEE CAGE, LARGE | PROSTHETICS & ORTHOSIS SUPPLIES
6812 | 4224170317400 | SWEDISH, KNEE CAGE, MEDIUM | PROSTHETICS & ORTHOSIS SUPPLIES
6813 | 4224170317300 | SWEDISH, KNEE CAGE, SMALL | PROSTHETICS & ORTHOSIS SUPPLIES
6814 | 4224200010900 | "SOCKET SUSPENSION SYSTEM, KISS LANYARD, FOR TRANSFEMORAL / TRANSTIBIAL AMPUTATIONS, CAN BE DONNED WHILE SITTING, SUITED, FOR GERIATRIC USERS" | PROSTHETICS & ORTHOSIS SUPPLIES
6815 | 4224200133200 | "CUSTOM MADE, KAFO, MICROPROCESSOR CONTROL KNEE, COMPLETE INCLUDING, SUPPORTS KNEE FLEXION, NAVIGATING SLOPES, WALKING ON UNEVEN TERRAIN OR, THE MICROPROCESSOR SENSOR MAKES THE ENTIRE GAIT PATTERN MORE DYNAMIC AND RESPONSIVE, THE USER CAN ALSO CHANGE SETTINGS ON THEIR JOINT SWITCHING BETWEEN DIFFERENT MODES USING THE SMARTPHONE APPLICATION INCLUDES PATIENT ASSESSMENT AT CUSTOMERS PREMISES MEASURING INCLUDES ALL REQUIRED MATERIALS/COMPONENTS TO FABRICATE ORTHOSIS FITTING AND DELIVERY BY CERTIFIED ORTHOTIST IN MULTIPLE CLINICS AND DIFFERENT REGIONS WITH FOLLOW UP (APPENDIX C)" | PROSTHETICS & ORTHOSIS SUPPLIES
6816 | 4224200133300 | "KAFO, MICROPROCESSOR CONTROL KNEE, COMPLETE INCLUDING, SUPPORTS KNEE FLEXION, NAVIGATING SLOPES, WALKING ON UNEVEN TERRAIN OR, THE MICROPROCESSOR SENSOR MAKES THE ENTIRE GAIT PATTERN MORE DYNAMIC AND RESPONSIVE, THE USER CAN ALSO CHANGE SETTINGS ON THEIR JOINT SWITCHING BETWEEN DIFFERENT MODES USING THE SMARTPHONE APPLICATION" | PROSTHETICS & ORTHOSIS SUPPLIES
6817 | 4224200113500 | "ELEVATED VACUUM SYSTEM, PREVENTS VOLUME LOSS AND MINIMIZES VOLUME FLUCTUATIONS IN THE RESIDUAL LIMB, TUBE CLAMP 34 MM, SYSTEM HEIGHT 95 MM, FOR BODY WEIGHT UP TO 125 KG, INCLUDING SEALING SLEEVE AND LINER W/ COMPLETE ACCESSORIES AND TRAINING" | PROSTHETICS & ORTHOSIS SUPPLIES
6818 | 4224200010800 | "ELEVATED VACUUM SYSTEM, PREVENTS VOLUME LOSS, AND MINIMIZES VOLUME FLUCTUATIONS, IN THE RESIDUAL LIMB, INCLUDES, PATIENT ASSESSMENT, AT CUSTOMERS PREMISES, MEASURING, INCLUDES ALL REQUIRED MATERIALS/COMPONENTS, TO FABRICATE PROSTHESIS, DELIVERY, FITTING BY CERTIFIED ORTHOTIST, IN MULTIPLE CLINICS, AND DIFFERENT REGIONS WITH FOLLOW UP" | PROSTHETICS & ORTHOSIS SUPPLIES
6819 | 4214360501000 | "T - STRAP, STANDARD DESIGN, LEATHER, LINED WITH COWHIDE, BLACK, EXTRA LARGE" | PROSTHETICS & ORTHOSIS SUPPLIES
6820 | 4214360500800 | "T - STRAP, STANDARD DESIGN, LEATHER, LINED WITH COWHIDE, BLACK, LARGE" | PROSTHETICS & ORTHOSIS SUPPLIES
6821 | 4214360500900 | "T - STRAP, STANDARD DESIGN, LEATHER, LINED WITH COWHIDE, BLACK, MEDIUM" | PROSTHETICS & ORTHOSIS SUPPLIES
6822 | 4214360501300 | "T - STRAP, STANDARD DESIGN, LEATHER, LINED WITH COWHIDE, BROWN, EXTRA LARGE" | PROSTHETICS & ORTHOSIS SUPPLIES
6823 | 4214360501100 | "T - STRAP, STANDARD DESIGN, LEATHER, LINED WITH COWHIDE, BROWN, LARGE" | PROSTHETICS & ORTHOSIS SUPPLIES
6824 | 4214360501200 | "T - STRAP, STANDARD DESIGN, LEATHER, LINED WITH COWHIDE, BROWN, MEDIUM" | PROSTHETICS & ORTHOSIS SUPPLIES
6825 | 4224200033100 | T- HANDLE HEX KEY SET, STEEL BLADE, AN ORTHOTICS WORKSHOP TOOL, WITH PLASTIC T-HANDLE, WRENCH SIZE 2 / 3 / 4 / 5 / 6 / 8 / 10 | PROSTHETICS & ORTHOSIS SUPPLIES
6826 | 4224200012000 | TALCUM, POWDER, NET CONTENTS, 1 KG., APPROXIMATELY | PROSTHETICS & ORTHOSIS SUPPLIES
6827 | 4224200013800 | TAPE LINEN ADHESIVE FOR SEALING LAMINATION RESIN LENGTH : 50 METER APPROXIMATELY WIDTH: 25 MM APPROXIMATELY COLOR: RAW WHITE | PROSTHETICS & ORTHOSIS SUPPLIES
6828 | 4224150201800 | "PADDING SHEET, TECHNOGEL OR EQUIVALENT, FOR PADDING FOS, AFO AND KAFO, HIGH SHOCK ABSORPTION, WASHABLE, LENGTH 50 CM, WIDTH 50 CM, THICKNESS 0.3 CM, APPROXIMATELY, BLUE COLOR" | PROSTHETICS & ORTHOSIS SUPPLIES
6829 | 4224200430400 | "SOCKS, WITH DISTAL HOLE, TERRY CLOTH, FOR USING WITH LINERS WITH A CONNECTOR, TRANSTIBIAL AMPUTATION, LENGTH 30 CM APPROXIMATELY" | PROSTHETICS & ORTHOSIS SUPPLIES
6830 | 4224200430500 | "SOCKS, WITH DISTAL HOLE, TERRY CLOTH, FOR USING WITH LINERS WITH A CONNECTOR, TRANSTIBIAL AMPUTATION, LENGTH 40 CM APPROXIMATELY" | PROSTHETICS & ORTHOSIS SUPPLIES
6831 | 4224200430600 | "SOCKS, WITH DISTAL HOLE, TERRY CLOTH, FOR USING WITH LINERS WITH A CONNECTOR, TRANSFEMORAL AMPUTATION, LENGTH 30 CM APPROXIMATELY" | PROSTHETICS & ORTHOSIS SUPPLIES
6832 | 4224200430700 | "SOCKS, WITH DISTAL HOLE, TERRY CLOTH, FOR USING WITH LINERS WITH A CONNECTOR, TRANSFEMORAL AMPUTATION, LENGTH 40 CM APPROXIMATELY" | PROSTHETICS & ORTHOSIS SUPPLIES
6833 | 4224200407100 | "SOCKS, MULTIPLE PLY, TERRY CLOTH, WHITE, THIN - WALLED FOR TRANSTIBIAL AMPUTATION, LENGTH 20 CM APPROXIMATELY" | PROSTHETICS & ORTHOSIS SUPPLIES
6834 | 4224200407200 | "SOCKS, MULTIPLE PLY, TERRY CLOTH, WHITE, THIN - WALLED FOR TRANSTIBIAL AMPUTATION, LENGTH 25 CM APPROXIMATELY" | PROSTHETICS & ORTHOSIS SUPPLIES
6835 | 4224200407400 | "SOCKS, MULTIPLE PLY, TERRY CLOTH, WHITE, THIN - WALLED FOR TRANSTIBIAL AMPUTATION, LENGTH 35 CM APPROXIMATELY" | PROSTHETICS & ORTHOSIS SUPPLIES
6836 | 4224200407600 | "SOCKS, MULTIPLE PLY, TERRY CLOTH, WHITE, THIN - WALLED FOR TRANSTIBIAL AMPUTATION, LENGTH 45 CM APPROXIMATELY" | PROSTHETICS & ORTHOSIS SUPPLIES
6837 | 4410311900000 | "THERMO PAPERS, LIGHT BLUE, LENGTH 1000 X 1550 MM, APPROXIMATELY" | PROSTHETICS & ORTHOSIS SUPPLIES
6838 | 4410311900100 | "THERMO PAPERS, PINK, LENGTH 1000 X 1550 MM, APPROXIMATELY" | PROSTHETICS & ORTHOSIS SUPPLIES
6839 | 4224151014800 | "CAP FOR THERMOFORMABLE ANKLE JOINTS, JOINTS SELF, ALIGN ALONG MEDIAL, LATERAL AXES, HIGH STRENGTH INNER FILAMENT CORE, EASY TO FABRICATE, DURABLE, MEDIAL/LATERAL CONTROL MOTION LIMITING" | PROSTHETICS & ORTHOSIS SUPPLIES
6840 | 4224151020700 | "THERMOPLASTIC SHEET, RIGID FOR FABRICATING SELF-SUPPORTING CHECK SOCKETS FOR TT, TF AND HD, WITH GOOD FRACTURE RESISTANCE, HIGH STIFFNESS, HIGH THERMOPLASTIC DIMENSIONAL STABILITY, HIGH RESISTANCE AGAINST THE FORMATION OF STRESS CRACKS, LENGTH 400 MM, WIDTH 400 MM, THICKNESS 8 MM APPROXIMATELY" | PROSTHETICS & ORTHOSIS SUPPLIES
6841 | 4224151021900 | "THERMOPLASTIC SHEET, RIGID FOR FABRICATING SELF-SUPPORTING CHECK SOCKETS FOR TT, TF AND HD, WITH GOOD FRACTURE RESISTANCE, HIGH STIFFNESS, HIGH THERMOPLASTIC DIMENSIONAL STABILITY, HIGH RESISTANCE AGAINST THE FORMATION OF STRESS CRACKS, LENGTH 400 MM, WIDTH 400 MM, THICKNESS 10 MM APPROXIMATELY" | PROSTHETICS & ORTHOSIS SUPPLIES
6842 | 4224151022000 | "THERMOPLASTIC SHEET, RIGID FOR FABRICATING SELF-SUPPORTING CHECK SOCKETS FOR TT, TF AND HD, WITH GOOD FRACTURE RESISTANCE, HIGH STIFFNESS, HIGH THERMOPLASTIC DIMENSIONAL STABILITY, HIGH RESISTANCE AGAINST THE FORMATION OF STRESS CRACKS, LENGTH 400 MM, WIDTH 400 MM, THICKNESS 12 MM APPROXIMATELY" | PROSTHETICS & ORTHOSIS SUPPLIES
6843 | 4224151022100 | "THERMOPLASTIC SHEET, RIGID FOR FABRICATING SELF-SUPPORTING CHECK SOCKETS FOR TT, TF AND HD, WITH GOOD FRACTURE RESISTANCE, HIGH STIFFNESS, HIGH THERMOPLASTIC DIMENSIONAL STABILITY, HIGH RESISTANCE AGAINST THE FORMATION OF STRESS CRACKS, LENGTH 400 MM, WIDTH 400 MM, THICKNESS 15 MM APPROXIMATELY" | PROSTHETICS & ORTHOSIS SUPPLIES
6844 | 4224151020900 | "THERMOPLASTIC SHEET, SILVERSHIELD FOR FABRICATING FLEXIBLE INNER SOCKETS IN LOWER LIMB PROSTHETICS, ANTIBACTERIAL EFFECT, VERY HIGH FLEXIBILITY, LENGTH 400 MM, WIDTH 400 MM, THICKNESS 12 MM APPROXIMATELY" | PROSTHETICS & ORTHOSIS SUPPLIES
6845 | 4224151021000 | "THERMOPLASTIC SHEET, SILVERSHIELD FOR FABRICATING FLEXIBLE INNER SOCKETS IN LOWER LIMB PROSTHETICS, ANTIBACTERIAL EFFECT, VERY HIGH FLEXIBILITY, LENGTH 400 MM, WIDTH 400 MM, THICKNESS 16 MM APPROXIMATELY" | PROSTHETICS & ORTHOSIS SUPPLIES
6846 | 4224151020800 | "THERMOPLASTIC SHEET, SILVERSHIELD FOR FABRICATING FLEXIBLE INNER SOCKETS IN LOWER LIMB PROSTHETICS, ANTIBACTERIAL EFFECT, VERY HIGH FLEXIBILITY, LENGTH 400 MM, WIDTH 400 MM, THICKNESS 9 MM APPROXIMATELY" | PROSTHETICS & ORTHOSIS SUPPLIES
6847 | 4224151021100 | "THERMOPLASTIC SHEET, SOFT FOR FABRICATING FLEXIBLE INNER PROSTHETIC SOCKETS IN LOWER LIMB PROSTHETICS, HIGH FLEXIBILITY, HIGH SURFACE QUALITY, CAN BE SUBSEQUENTLY THERMOFORMED, COMFORTABLE TO WEAR, WASHABLE, LENGTH 400 MM, WIDTH 400 MM, THICKNESS 10 MM APPROXIMATELY" | PROSTHETICS & ORTHOSIS SUPPLIES
6848 | 4224150902300 | "THERMOPLASTIC SHEET, SOFT FOR FABRICATING FLEXIBLE INNER PROSTHETIC SOCKETS IN LOWER LIMB PROSTHETICS, HIGH FLEXIBILITY, HIGH SURFACE QUALITY, CAN BE SUBSEQUENTLY THERMOFORMED, COMFORTABLE TO WEAR, WASHABLE, LENGTH 400 MM, WIDTH 400 MM, THICKNESS 12 MM APPROXIMATELY" | PROSTHETICS & ORTHOSIS SUPPLIES
6849 | 4224151021200 | "THERMOPLASTIC SHEET, SOFT FOR FABRICATING FLEXIBLE INNER PROSTHETIC SOCKETS IN LOWER LIMB PROSTHETICS, HIGH FLEXIBILITY, HIGH SURFACE QUALITY, CAN BE SUBSEQUENTLY THERMOFORMED, COMFORTABLE TO WEAR, WASHABLE, LENGTH 400 MM, WIDTH 400 MM, THICKNESS 15 MM APPROXIMATELY" | PROSTHETICS & ORTHOSIS SUPPLIES
6850 | 4224151021600 | "THERMOPLASTIC SHEET, SUPRA SOFT WITH SILICONE FOR FABRICATING HIGHLY FLEXIBLE SOFT-WALLED INNER SOCKETS FOR THE THIGH, VERY HIGH FLEXIBILITY, COMFORTABLE SOCKET BRIMS, HIGH SURFACE QUALITY, COMFORTABLE TO WEAR, EASY TO SAND, WASHABLE, LENGTH 400 MM, WIDTH 400 MM, THICKNESS 9 MM APPROXIMATELY" | PROSTHETICS & ORTHOSIS SUPPLIES
6851 | 4224151021700 | "THERMOPLASTIC SHEET, SUPRA SOFT WITH SILICONE FOR FABRICATING HIGHLY FLEXIBLE SOFT-WALLED INNER SOCKETS FOR THE THIGH, VERY HIGH FLEXIBILITY, COMFORTABLE SOCKET BRIMS, HIGH SURFACE QUALITY, COMFORTABLE TO WEAR, EASY TO SAND, WASHABLE, LENGTH 400 MM, WIDTH 400 MM, THICKNESS 12 MM APPROXIMATELY" | PROSTHETICS & ORTHOSIS SUPPLIES
6852 | 4224151021300 | "THERMOPLASTIC SHEET, SUPRA SOFT, FOR FABRICATING HIGHLY FLEXIBLE SOFT-WALLED INNER SOCKETS FOR THE THIGH, VERY HIGH FLEXIBILITY AND MORE COMFORTABLE SOCKET BRIMS, HIGH SURFACE QUALITY, COMFORTABLE TO WEAR, WASHABLE, LENGTH 400 MM, WIDTH 400 MM, THICKNESS 10 MM APPROXIMATELY" | PROSTHETICS & ORTHOSIS SUPPLIES
6853 | 4224151021400 | "THERMOPLASTIC SHEET, SUPRA SOFT, FOR FABRICATING HIGHLY FLEXIBLE SOFT-WALLED INNER SOCKETS FOR THE THIGH, VERY HIGH FLEXIBILITY AND MORE COMFORTABLE SOCKET BRIMS, HIGH SURFACE QUALITY, COMFORTABLE TO WEAR, WASHABLE, LENGTH 400 MM, WIDTH 400 MM, THICKNESS 12 MM APPROXIMATELY" | PROSTHETICS & ORTHOSIS SUPPLIES
6854 | 4224151021500 | "THERMOPLASTIC SHEET, SUPRA SOFT, FOR FABRICATING HIGHLY FLEXIBLE SOFT-WALLED INNER SOCKETS FOR THE THIGH, VERY HIGH FLEXIBILITY AND MORE COMFORTABLE SOCKET BRIMS, HIGH SURFACE QUALITY, COMFORTABLE TO WEAR, WASHABLE, LENGTH 400 MM, WIDTH 400 MM, THICKNESS 15 MM APPROXIMATELY" | PROSTHETICS & ORTHOSIS SUPPLIES
6855 | 4224151020300 | "THERMOPLASTIC SHEET, CLEAR FOR THE FABRICATION OF SELF-SUPPORTING CHECK SOCKETS, SHEET, TRANSPARENCY OF THE CHECK SOCKET TO FACILITATES PRECISE VERIFICATION OF THE FIT AND SKIN, LENGTH 400 MM, WIDTH 400 MM, THICKNESS 10 MM APPROXIMATELY" | PROSTHETICS & ORTHOSIS SUPPLIES
6856 | 4224151020400 | "THERMOPLASTIC SHEET, CLEAR FOR THE FABRICATION OF SELF-SUPPORTING CHECK SOCKETS, SHEET, TRANSPARENCY OF THE CHECK SOCKET TO FACILITATES PRECISE VERIFICATION OF THE FIT AND SKIN, LENGTH 400 MM, WIDTH 400 MM, THICKNESS 12 MM APPROXIMATELY" | PROSTHETICS & ORTHOSIS SUPPLIES
6857 | 4224151020500 | "THERMOPLASTIC SHEET, CLEAR FOR THE FABRICATION OF SELF-SUPPORTING CHECK SOCKETS, SHEET, TRANSPARENCY OF THE CHECK SOCKET TO FACILITATES PRECISE VERIFICATION OF THE FIT AND SKIN, LENGTH 400 MM, WIDTH 400 MM, THICKNESS 15 MM APPROXIMATELY" | PROSTHETICS & ORTHOSIS SUPPLIES
6858 | 4224151020600 | "THERMOPLASTIC SHEET, CLEAR FOR THE FABRICATION OF SELF-SUPPORTING CHECK SOCKETS, SHEET, TRANSPARENCY OF THE CHECK SOCKET TO FACILITATES PRECISE VERIFICATION OF THE FIT AND SKIN, LENGTH 400 MM, WIDTH 400 MM, THICKNESS 20 MM APPROXIMATELY" | PROSTHETICS & ORTHOSIS SUPPLIES
6859 | 4224151021800 | "THERMOPLASTIC SHEET, CLEAR FOR THE FABRICATION OF SELF-SUPPORTING CHECK SOCKETS, SHEET, TRANSPARENCY OF THE CHECK SOCKET TO FACILITATES PRECISE VERIFICATION OF THE FIT AND SKIN, LENGTH 400 MM, WIDTH 400 MM, THICKNESS 8 MM APPROXIMATELY" | PROSTHETICS & ORTHOSIS SUPPLIES
6860 | 4224151007600 | "THERMOPLASTIC SHEET, CLEAR, (ANTIBACTERIAL), FOR THE FABRICATION OF SELF - SUPPORTING CHECK SOCKETS, SHEET, LENGTH 400 MM, WIDTH 400 MM, THICKNESS 8 MM APPROXIMATELY" | PROSTHETICS & ORTHOSIS SUPPLIES
6861 | 4224151009000 | "THERMOPLASTIC SHEET, POLYPROPYLENE COPOLYMER, POSSIBLE, APPLICATIONS, ANKLE - FOOT - ORTHOSIS, KNEE - ANKLE - FOOT - ORTHOSIS, FOS, TLSOS, LENGTH 2000 MM, WIDTH, 1000 MM, THICKNESS, 4 MM APPROXIMATELY" | PROSTHETICS & ORTHOSIS SUPPLIES
6862 | 4224151008800 | "THERMOPLASTIC SHEET, POLYPROPYLENE COPOLYMER, POSSIBLE, APPLICATIONS, ANKLE - FOOT - ORTHOSIS, KNEE - ANKLE - FOOT - ORTHOSIS, FOS, TLSOS, LENGTH, 2000 MM, WIDTH, 1000 MM, THICKNESS, 2 MM APPROXIMATELY" | PROSTHETICS & ORTHOSIS SUPPLIES
6863 | 4224151008900 | "THERMOPLASTIC SHEET, POLYPROPYLENE COPOLYMER, POSSIBLE, APPLICATIONS, ANKLE - FOOT - ORTHOSIS, KNEE - ANKLE - FOOT - ORTHOSIS, FOS, TLSOS, LENGTH, 2000 MM, WIDTH, 1000 MM, THICKNESS, 3 MM APPROXIMATELY" | PROSTHETICS & ORTHOSIS SUPPLIES
6864 | 4224200015100 | "THERMO PAPERS, BEIGE, LENGTH 2000 X 800 MM, APPROXIMATELY" | PROSTHETICS & ORTHOSIS SUPPLIES
6865 | 4224200015300 | "THERMO PAPERS, GRAY, LENGTH 2000 X 800 MM, APPROXIMATELY" | PROSTHETICS & ORTHOSIS SUPPLIES
6866 | 4224200015200 | "THERMO PAPERS, GREEN, LENGTH 2000 X 800 MM, APPROXIMATELY" | PROSTHETICS & ORTHOSIS SUPPLIES
6867 | 4224200015400 | "THERMO PAPER, BROWN, FOR DYEING SHEET MATERIALS, LENGTH 2000 X 800 MM, APPROXIMATELY" | PROSTHETICS & ORTHOSIS SUPPLIES
6868 | 4224200015500 | "THERMO PAPER, RED, FOR DYEING SHEET MATERIALS, LENGTH 2000 X 800 MM, APPROXIMATELY" | PROSTHETICS & ORTHOSIS SUPPLIES
6869 | 4224151006800 | "FLEXURE JOINT, FOR AFO, ALLOWS LIMITED MOVEMENT, SIZE LARGE" | PROSTHETICS & ORTHOSIS SUPPLIES
6870 | 4224151006900 | "FLEXURE JOINT, FOR AFO, ALLOWS LIMITED MOVEMENT, SIZE MEDIUM" | PROSTHETICS & ORTHOSIS SUPPLIES
6871 | 4224151007000 | "FLEXURE JOINT, FOR AFO, ALLOWS LIMITED MOVEMENT, SIZE SMALL" | PROSTHETICS & ORTHOSIS SUPPLIES
6872 | 4224200011600 | THINNER, FOR QUICK DRYING, RUBBER CEMENT, FOR BONDING, FLEXIBLE MATERIALS, NET CONTENTS, 800 GM, APPROXIMATELY | PROSTHETICS & ORTHOSIS SUPPLIES
6873 | 4224200011500 | THINNER, FOR RESIN, NET CONTENTS, 800 GM, APPROXIMATELY | PROSTHETICS & ORTHOSIS SUPPLIES
6874 | 4618221104900 | "TLSO (THORACIC LUMBAR SACRAL ORTHOSIS), SEMI RIGID BRACE, FOR SPINAL IMMOBILIZATION AND COMPRESSION FRACTURES, BIVALVE, BOA CLOSURE, PROVIDES ABDOMINAL COMPRESSION, ADJUSTABLE FRONT AND BACK PANEL, REMOVABLE WASHABLE COVER, ASSORTED SIZE" | PROSTHETICS & ORTHOSIS SUPPLIES
6875 | 4224200030600 | "TOOLS KIT FOR TAKING THE MEASUREMENTS OF THE TRANSFEMORAL, INCLUDING SPRING-TENSIONED MEASURING TAPE LENGTH 1500MM TWO-SIDED CM BOTH SIDES, CALLIPERS : MEASUREMENT RANGE 30 MM - 500 MM TO BE USED FOR DETERMINING THE LENGTH OF THE RESIDUAL LIMB FROM THE ISCHIAL TUBEROSITY TO THE RESIDUAL LIMB END, AND CALLIPER TO TAKE BONY AND ANATOMIC MEASUREMENTS OF TRANSFEMORAL WITH SYNTHETIC MATERIAL WHICH IS PLEASANT ON THE SKIN, ADJUSTABLE GONIOMETER : DIMENSIONS ( W X D X H ) 250 X 20 X 125 MM APPROXIMATELY, ROTATABLE LEVEL, ALUMINUM SOLE WITH INSET MAGNETS, HANDY, ADJUSTABLE GONIOMETER, ROTATION DISC SCALE IN DEGREES AND MM/M" | PROSTHETICS & ORTHOSIS SUPPLIES
6876 | 4224200036000 | "WATER LEVEL TOOL FOR ALIGNMENT, AN ORTHOTICS WORKSHOP TOOL, ALUMINUM ALLOY, WITH HORIZONTAL AND VERTICAL LEVEL MADE OF PLEXIGLAS, LENGTH 300-400 MM APPROXIMATELY" | PROSTHETICS & ORTHOSIS SUPPLIES
6877 | 4224200030500 | TORQUE WRENCH WITH CONNECTION PIECE, ADJUSTABLE AT THE HANDLE AND APPEARS ON THE SCALE, TOTAL WRENCH LENGTH 290 MM AND MEASUREMENT RANGE 1 - 25 NM, INCLUDES THREE BITS OF THE SIZE 3, 4, 5 | PROSTHETICS & ORTHOSIS SUPPLIES
6878 | 4224170306800 | "PROSTHETIC SUSPENSION BELT, TRANSFEMORAL, NEOPRENE ADHESIVE STRIP, SIZE HIP CIRCUMFERENCE 58 - 65 CM APPROXIMATELY RIGHT" | PROSTHETICS & ORTHOSIS SUPPLIES
6879 | 4224170307000 | "PROSTHETIC SUSPENSION BELT, TRANSFEMORAL, NEOPRENE ADHESIVE STRIP, SIZE HIP CIRCUMFERENCE 58 - 65 CM APPROXIMATELY LEFT" | PROSTHETICS & ORTHOSIS SUPPLIES
6880 | 4224200036200 | "TRY SQUARE, AN ORTHOTICS WORKSHOP TOOL, STEEL SQUARE 90 DEGREE, STEEL, GALVANISED, SIDE PIECE, LENGTH 200 X 130 MM APPROXIMATELY" | PROSTHETICS & ORTHOSIS SUPPLIES
6881 | 4224171316800 | TUBE ADAPTER STAINLESS STEEL 30 MM DIAMETER WITH 30 X 2 MM ALUMINUM ALLOY TUBE LENGTH 200 MM APPROXIMATELY | PROSTHETICS & ORTHOSIS SUPPLIES
6882 | 4224171316900 | TUBE ADAPTER STAINLESS STEEL 30 MM DIAMETER WITH 30 X 2 MM ALUMINUM ALLOY TUBE LENGTH 440 MM APPROXIMATELY | PROSTHETICS & ORTHOSIS SUPPLIES
6883 | 4224171309000 | "TUBE ADAPTER TITANIUM MINIMUM SYSTEM HEIGHT: 97 MM APPROXIMATELY, MAXIMUM SYSTEM HEIGHT: 232 MM APPROXIMATELY DIAMETER: 30 MM APPROXIMATELY WEIGHT: 160 G APPROXIMATELY FOR BODY WEIGHT UP TO 100 KG" | PROSTHETICS & ORTHOSIS SUPPLIES
6884 | 4224171309100 | TUBE ADAPTER TITANIUM MINIMUM SYSTEM HEIGHT: 97 MM MAXIMUM SYSTEM HEIGHT: 472 MM APPROXIMATELY DIAMETER: 30 MM APPROXIMATELY WEIGHT: 275 G APPROXIMATELY FOR BODY WEIGHT UP TO 100 KG | PROSTHETICS & ORTHOSIS SUPPLIES
6885 | 4224171317100 | TUBE ADAPTER, ALUMINUM, FOR CHILDREN, FOR FOOT ADAPTER, TUBE LENGTH 260 MM APPROXIMATELY WITH FOUR ADJUSTMENT SET SCREW S | PROSTHETICS & ORTHOSIS SUPPLIES
6886 | 4224171317000 | TUBE ADAPTER, ALUMINUM, FOR CHILDREN, FOR FOOT ADAPTER, TUBE LENGTH 300 MM APPROXIMATELY WITH FOUR ADJUSTMENT SET SCREW S | PROSTHETICS & ORTHOSIS SUPPLIES
6887 | 4224171317200 | TUBE ADAPTER, FOR CHILDREN, ANGLED, FOR MODULAR HIP JOINT, TUBE LENGTH 200 MM APPROXIMATELY, WITH FOUR ADJUSTMENT SET SCREW S | PROSTHETICS & ORTHOSIS SUPPLIES
6888 | 4224171317300 | "TUBE ADAPTER, TITANIUM, 34 MM, MAXIMUM 150 KG, LENGTH 282 MM APPROXIMATELY" | PROSTHETICS & ORTHOSIS SUPPLIES
6889 | 4224171317400 | "TUBE ADAPTER, TITANIUM, 34 MM, MAXIMUM 150 KG, LENGTH 472 MM APPROXIMATELY" | PROSTHETICS & ORTHOSIS SUPPLIES
6890 | 4224200300100 | "ADAPTER, TUBE CLAMP, TITANIUM WITH 4 ADJUSTMENT SET SCREWS INNER DIAMETER 30 MM APPROXIMATELY SYSTEM HEIGHT: 33 MM APPROXIMATELY FOR BODY WEIGHT UP TO 100 KG" | PROSTHETICS & ORTHOSIS SUPPLIES
6891 | 4224200034800 | TUBE CUTTER, AN ORTHOTICS WORKSHOP TOOL, ESPECIALLY COMPACT AND HANDY DESIGN, CUTTING WHEEL FOR ESPECIALLY LONG SERVICE LIVES AND ESPECIALLY SUITABLE FOR STAINLESS STEEL | PROSTHETICS & ORTHOSIS SUPPLIES
6892 | 4224200016700 | "TUBE GUILD, FOR SQUARE CUTTING LENGTH, 30 MM DIAMETER APPROXIMATELY" | PROSTHETICS & ORTHOSIS SUPPLIES
6893 | 4224200023200 | "TUBE, ALUMINUM, LENGTH 250 MM APPROXIMATELY, WEIGHT UP TO 100 KG" | PROSTHETICS & ORTHOSIS SUPPLIES
6894 | 4224200023300 | "TUBE, ALUMINUM, LENGTH 400 MM APPROXIMATELY, WEIGHT UP TO100 KG" | PROSTHETICS & ORTHOSIS SUPPLIES
6895 | 4224200006300 | "TUBULAR RIVET (SPEED RIVET), CAP CLOSED, LOWER PART OPEN, STEEL, WITH MALE AND FEMALE PARTS, HEAD DIAMETER 8 MM, LENGTH 9 M APPROXIMATELY" | PROSTHETICS & ORTHOSIS SUPPLIES
6896 | 4224200012300 | "VACUUM, FORMING, TOOL, FOR UPPER EXTREMITY USED, OUTER Q, 26 CM APPROXIMATELY" | PROSTHETICS & ORTHOSIS SUPPLIES
6897 | 4224200006000 | "SUCTION VALVE FOR FLEXIBLE SOCKETS, AUTO EXPULSION THREADED BODY PUSH BUTTON RELEASE" | PROSTHETICS & ORTHOSIS SUPPLIES
6898 | 4224200006100 | "SUCTION VALVE FOR SOCKETS, PUSH BUTTON RELEASE TRANSTIBIAL" | PROSTHETICS & ORTHOSIS SUPPLIES
6899 | 4412210902600 | "HOOK AND LOOP, WIDTH 25 MM APPROXIMATELY, LENGTH 400 MM APPROXIMATELY, SKIN COLOR/WHITE" | PROSTHETICS & ORTHOSIS SUPPLIES
6900 | 4412210902800 | "HOOK AND LOOP, WIDTH 40 MM APPROXIMATELY, LENGTH 400 MM APPROXIMATELY, SKIN COLOR/WHITE" | PROSTHETICS & ORTHOSIS SUPPLIES
6901 | 4224200036400 | VERTICAL FABRICATING JIG, AN ORTHOTICS WORKSHOP TOOL, FOR ASSEMBLING A PROSTHESIS | PROSTHETICS & ORTHOSIS SUPPLIES
6902 | 4229680373300 | "VISE-GRIP PLIERS, AN ORTHOTICS WORKSHOP TOOL, TOTAL LENGTH 220-250 MM APPROXIMATELY" | PROSTHETICS & ORTHOSIS SUPPLIES
6903 | 4224152003900 | "WEBBING ELASTIC WIDTH 35 MM APPROXIMATELY, GRAY WITH WHITE STRIPES ROLL OF 25 METERS APPROXIMATELY" | PROSTHETICS & ORTHOSIS SUPPLIES
6904 | 4224152004000 | "WEBBING ELASTIC WIDTH 45 MM APPROXIMATELY, GRAY WITH WHITE STRIPES ROLL OF 25 METERS APPROXIMATELY" | PROSTHETICS & ORTHOSIS SUPPLIES
6905 | 4224152004600 | "WEBBING, ELASTIC, WIDTH 20 MM APPROXIMATELY, BEIGE, WITH WHITE STRIPES, ROLL OF 25 METERS APPROXIMATELY" | PROSTHETICS & ORTHOSIS SUPPLIES
6906 | 4224152004700 | "WEBBING, ELASTIC, WIDTH 35 MM APPROXIMATELY, BEIGE, WITH WHITE STRIPES, ROLL OF 25 METERS APPROXIMATELY" | PROSTHETICS & ORTHOSIS SUPPLIES
6907 | 4224152004800 | "WEBBING, ELASTIC, WIDTH 45 MM APPROXIMATELY, BEIGE, WITH WHITE STRIPES, ROLL OF 25 METERS APPROXIMATELY" | PROSTHETICS & ORTHOSIS SUPPLIES
6908 | 4224152004200 | "WEBBING, NON - ELASTIC, WIDTH 25 MM APPROXIMATELY, WHITE, ROLL OF 50 METERS APPROXIMATELY" | PROSTHETICS & ORTHOSIS SUPPLIES
6909 | 4224152002800 | "WEBBING, NON ELASTIC, WIDTH 30 MM APPROXIMATELY, WHITE, ROLL OF 50 METERS APPROXIMATELY" | PROSTHETICS & ORTHOSIS SUPPLIES
6910 | 4224150400600 | WOVEN CARBON FIBER STOCKINETTE FOR FABRICATION OF RIGID FRAME STRUTS CLASPS AND CONNECTION WIDTH 20 MM LENGTH /ROLL 25 METER APPROXIMATELY | PROSTHETICS & ORTHOSIS SUPPLIES
6911 | 4214280205000 | "WOVEN CARBON FIBER STOCKINETTE, FOR FABRICATION OF THIN -WALLED, HIGH-STRENGTH, WIDTH 100 MM, LENGTH/ROLL 10-15 METER" | PROSTHETICS & ORTHOSIS SUPPLIES
6912 | 4214280204900 | WOVEN CARBON FIBERGLASS STOCKINETTE FOR FABRICATION OF THIN -WALLED, HIGH-STRENGTH, WIDTH 80 MM, LENGTH/ROLL 11 METER, APPROXIMATELY | PROSTHETICS & ORTHOSIS SUPPLIES
6913 | 4224200031200 | YATES CLAMPS, AN ORTHOTICS WORKSHOP TOOL | PROSTHETICS & ORTHOSIS SUPPLIES
6914 | 4224200037400 | "SHUTTLE LOCK WITH PYRAMID, ATTACHED OUTSIDE SOCKET, ALUMINUM BODY" | PROSTHETICS & ORTHOSIS SUPPLIES
6915 | 4224200441700 | "SILICONE LINER, LOCKING FOR TRANSFEMORAL AMPUTEES, ANTIBACTERIAL MATERIAL SUITABLE FOR AMPUTEES WITH EXCESS SOFT TISSUE, SIZE 200 MM APPROXIMATELY, THICKNESS: 2.5-3 MM" | PROSTHETICS & ORTHOSIS SUPPLIES
6916 | 4224200441900 | "SILICONE LINER, LOCKING FOR TRANSFEMORAL AMPUTEES, ANTIBACTERIAL MATERIAL SUITABLE FOR AMPUTEES WITH EXCESS SOFT TISSUE, SIZE 220 MM APPROXIMATELY, THICKNESS: 2.5-3 MM" | PROSTHETICS & ORTHOSIS SUPPLIES
6917 | 4224200442100 | "SILICONE LINER, LOCKING FOR TRANSFEMORAL AMPUTEES, ANTIBACTERIAL MATERIAL SUITABLE FOR AMPUTEES WITH EXCESS SOFT TISSUE, SIZE 240 MM APPROXIMATELY, THICKNESS: 2.5-3 MM" | PROSTHETICS & ORTHOSIS SUPPLIES
6918 | 4224200442300 | "SILICONE LINER, LOCKING FOR TRANSFEMORAL AMPUTEES, ANTIBACTERIAL MATERIAL SUITABLE FOR AMPUTEES WITH EXCESS SOFT TISSUE, SIZE 260 MM APPROXIMATELY, THICKNESS: 2.5-3 MM" | PROSTHETICS & ORTHOSIS SUPPLIES
6919 | 4224200442500 | "SILICONE LINER, LOCKING FOR TRANSFEMORAL AMPUTEES, ANTIBACTERIAL MATERIAL SUITABLE FOR AMPUTEES WITH EXCESS SOFT TISSUE, SIZE 280 MM APPROXIMATELY, THICKNESS: 2.5-3 MM" | PROSTHETICS & ORTHOSIS SUPPLIES
6920 | 4224200442700 | "SILICONE LINER, LOCKING FOR TRANSFEMORAL AMPUTEES, ANTIBACTERIAL MATERIAL SUITABLE FOR AMPUTEES WITH EXCESS SOFT TISSUE, SIZE 300 MM APPROXIMATELY, THICKNESS: 2.5-3 MM" | PROSTHETICS & ORTHOSIS SUPPLIES
6921 | 4224200442900 | "SILICONE LINER, LOCKING FOR TRANSFEMORAL AMPUTEES, ANTIBACTERIAL MATERIAL SUITABLE FOR AMPUTEES WITH EXCESS SOFT TISSUE, SIZE 320 MM APPROXIMATELY, THICKNESS: 2.5-3 MM" | PROSTHETICS & ORTHOSIS SUPPLIES
6922 | 4224200443100 | "SILICONE LINER, LOCKING FOR TRANSFEMORAL AMPUTEES, ANTIBACTERIAL MATERIAL SUITABLE FOR AMPUTEES WITH EXCESS SOFT TISSUE, SIZE 350 MM APPROXIMATELY, THICKNESS: 2.5-3 MM" | PROSTHETICS & ORTHOSIS SUPPLIES
6923 | 4224200443300 | "SILICONE LINER, LOCKING FOR TRANSFEMORAL AMPUTEES, ANTIBACTERIAL MATERIAL SUITABLE FOR AMPUTEES WITH EXCESS SOFT TISSUE, SIZE 380 MM APPROXIMATELY, THICKNESS: 2.5-3 MM" | PROSTHETICS & ORTHOSIS SUPPLIES
6924 | 4224200443500 | "SILICONE LINER, LOCKING FOR TRANSFEMORAL AMPUTEES, ANTIBACTERIAL MATERIAL SUITABLE FOR AMPUTEES WITH EXCESS SOFT TISSUE, SIZE 410 MM APPROXIMATELY, THICKNESS: 2.5-3 MM" | PROSTHETICS & ORTHOSIS SUPPLIES
6925 | 4224200443700 | "SILICONE LINER, LOCKING FOR TRANSFEMORAL AMPUTEES, ANTIBACTERIAL MATERIAL SUITABLE FOR AMPUTEES WITH EXCESS SOFT TISSUE, SIZE 440 MM APPROXIMATELY, THICKNESS: 2.5-3 MM" | PROSTHETICS & ORTHOSIS SUPPLIES
6926 | 4224200441800 | "SILICONE LINER, LOCKING FOR TRANSFEMORAL AMPUTEES, ANTIBACTERIAL MATERIAL SUITABLE FOR AMPUTEES WITH EXCESS SOFT TISSUE, SIZE 200 MM APPROXIMATELY, THICKNESS: 5.5-6 MM" | PROSTHETICS & ORTHOSIS SUPPLIES
6927 | 4224200442000 | "SILICONE LINER, LOCKING FOR TRANSFEMORAL AMPUTEES, ANTIBACTERIAL MATERIAL SUITABLE FOR AMPUTEES WITH EXCESS SOFT TISSUE, SIZE 220 MM APPROXIMATELY, THICKNESS: 5.5-6 MM" | PROSTHETICS & ORTHOSIS SUPPLIES
6928 | 4224200442200 | "SILICONE LINER, LOCKING FOR TRANSFEMORAL AMPUTEES, ANTIBACTERIAL MATERIAL SUITABLE FOR AMPUTEES WITH EXCESS SOFT TISSUE, SIZE 240 MM APPROXIMATELY, THICKNESS: 5.5-6 MM" | PROSTHETICS & ORTHOSIS SUPPLIES
6929 | 4224200442400 | "SILICONE LINER, LOCKING FOR TRANSFEMORAL AMPUTEES, ANTIBACTERIAL MATERIAL SUITABLE FOR AMPUTEES WITH EXCESS SOFT TISSUE, SIZE 260 MM APPROXIMATELY, THICKNESS: 5.5-6 MM" | PROSTHETICS & ORTHOSIS SUPPLIES
6930 | 4224200442600 | "SILICONE LINER, LOCKING FOR TRANSFEMORAL AMPUTEES, ANTIBACTERIAL MATERIAL SUITABLE FOR AMPUTEES WITH EXCESS SOFT TISSUE, SIZE 280 MM APPROXIMATELY, THICKNESS: 5.5-6 MM" | PROSTHETICS & ORTHOSIS SUPPLIES
6931 | 4224200442800 | "SILICONE LINER, LOCKING FOR TRANSFEMORAL AMPUTEES, ANTIBACTERIAL MATERIAL SUITABLE FOR AMPUTEES WITH EXCESS SOFT TISSUE, SIZE 300 MM APPROXIMATELY, THICKNESS: 5.5-6 MM" | PROSTHETICS & ORTHOSIS SUPPLIES
6932 | 4224200443000 | "SILICONE LINER, LOCKING FOR TRANSFEMORAL AMPUTEES, ANTIBACTERIAL MATERIAL SUITABLE FOR AMPUTEES WITH EXCESS SOFT TISSUE, SIZE 320 MM APPROXIMATELY, THICKNESS: 5.5-6 MM" | PROSTHETICS & ORTHOSIS SUPPLIES
6933 | 4224200443200 | "SILICONE LINER, LOCKING FOR TRANSFEMORAL AMPUTEES, ANTIBACTERIAL MATERIAL SUITABLE FOR AMPUTEES WITH EXCESS SOFT TISSUE, SIZE 350 MM APPROXIMATELY, THICKNESS: 5.5-6 MM" | PROSTHETICS & ORTHOSIS SUPPLIES
6934 | 4224200443400 | "SILICONE LINER, LOCKING FOR TRANSFEMORAL AMPUTEES, ANTIBACTERIAL MATERIAL SUITABLE FOR AMPUTEES WITH EXCESS SOFT TISSUE, SIZE 380 MM APPROXIMATELY, THICKNESS: 5.5-6 MM" | PROSTHETICS & ORTHOSIS SUPPLIES
6935 | 4224200443600 | "SILICONE LINER, LOCKING FOR TRANSFEMORAL AMPUTEES, ANTIBACTERIAL MATERIAL SUITABLE FOR AMPUTEES WITH EXCESS SOFT TISSUE, SIZE 410 MM APPROXIMATELY, THICKNESS: 5.5-6 MM" | PROSTHETICS & ORTHOSIS SUPPLIES
6936 | 4224200443800 | "SILICONE LINER, LOCKING FOR TRANSFEMORAL AMPUTEES, ANTIBACTERIAL MATERIAL SUITABLE FOR AMPUTEES WITH EXCESS SOFT TISSUE, SIZE 440 MM APPROXIMATELY, THICKNESS: 5.5-6 MM" | PROSTHETICS & ORTHOSIS SUPPLIES
6937 | 4224200433300 | "SILICONE LINER, CUSHION FOR TRANSFEMORAL AMPUTEES, ANTIBACTERIAL MATERIAL SUITABLE FOR AMPUTEES WITH EXCESS SOFT TISSUE, SIZE 200 MM APPROXIMATELY, THICKNESS: 2.5-3 MM" | PROSTHETICS & ORTHOSIS SUPPLIES
6938 | 4224200433500 | "SILICONE LINER, CUSHION FOR TRANSFEMORAL AMPUTEES, ANTIBACTERIAL MATERIAL SUITABLE FOR AMPUTEES WITH EXCESS SOFT TISSUE, SIZE 220 MM APPROXIMATELY, THICKNESS: 2.5-3 MM" | PROSTHETICS & ORTHOSIS SUPPLIES
6939 | 4224200433700 | "SILICONE LINER, CUSHION FOR TRANSFEMORAL AMPUTEES, ANTIBACTERIAL MATERIAL SUITABLE FOR AMPUTEES WITH EXCESS SOFT TISSUE, SIZE 240 MM APPROXIMATELY, THICKNESS: 2.5-3 MM" | PROSTHETICS & ORTHOSIS SUPPLIES
6940 | 4224200433900 | "SILICONE LINER, CUSHION FOR TRANSFEMORAL AMPUTEES, ANTIBACTERIAL MATERIAL SUITABLE FOR AMPUTEES WITH EXCESS SOFT TISSUE, SIZE 260 MM APPROXIMATELY, THICKNESS: 2.5-3 MM" | PROSTHETICS & ORTHOSIS SUPPLIES
6941 | 4224200434100 | "SILICONE LINER, CUSHION FOR TRANSFEMORAL AMPUTEES, ANTIBACTERIAL MATERIAL SUITABLE FOR AMPUTEES WITH EXCESS SOFT TISSUE, SIZE 280 MM APPROXIMATELY, THICKNESS: 2.5-3 MM" | PROSTHETICS & ORTHOSIS SUPPLIES
6942 | 4224200434300 | "SILICONE LINER, CUSHION FOR TRANSFEMORAL AMPUTEES, ANTIBACTERIAL MATERIAL SUITABLE FOR AMPUTEES WITH EXCESS SOFT TISSUE, SIZE 300 MM APPROXIMATELY, THICKNESS: 2.5-3 MM" | PROSTHETICS & ORTHOSIS SUPPLIES
6943 | 4224200434500 | "SILICONE LINER, CUSHION FOR TRANSFEMORAL AMPUTEES, ANTIBACTERIAL MATERIAL SUITABLE FOR AMPUTEES WITH EXCESS SOFT TISSUE, SIZE 320 MM APPROXIMATELY, THICKNESS: 2.5-3 MM" | PROSTHETICS & ORTHOSIS SUPPLIES
6944 | 4224200434700 | "SILICONE LINER, CUSHION FOR TRANSFEMORAL AMPUTEES, ANTIBACTERIAL MATERIAL SUITABLE FOR AMPUTEES WITH EXCESS SOFT TISSUE, SIZE 350 MM APPROXIMATELY, THICKNESS: 2.5-3 MM" | PROSTHETICS & ORTHOSIS SUPPLIES
6945 | 4224200434900 | "SILICONE LINER, CUSHION FOR TRANSFEMORAL AMPUTEES, ANTIBACTERIAL MATERIAL SUITABLE FOR AMPUTEES WITH EXCESS SOFT TISSUE, SIZE 380 MM APPROXIMATELY, THICKNESS: 2.5-3 MM" | PROSTHETICS & ORTHOSIS SUPPLIES
6946 | 4224200435100 | "SILICONE LINER, CUSHION FOR TRANSFEMORAL AMPUTEES, ANTIBACTERIAL MATERIAL SUITABLE FOR AMPUTEES WITH EXCESS SOFT TISSUE, SIZE 410 MM APPROXIMATELY, THICKNESS: 2.5-3 MM" | PROSTHETICS & ORTHOSIS SUPPLIES
6947 | 4224200435300 | "SILICONE LINER, CUSHION FOR TRANSFEMORAL AMPUTEES, ANTIBACTERIAL MATERIAL SUITABLE FOR AMPUTEES WITH EXCESS SOFT TISSUE, SIZE 440 MM APPROXIMATELY, THICKNESS: 2.5-3 MM" | PROSTHETICS & ORTHOSIS SUPPLIES
6948 | 4224200433400 | "SILICONE LINER, CUSHION FOR TRANSFEMORAL AMPUTEES, ANTIBACTERIAL MATERIAL SUITABLE FOR AMPUTEES WITH EXCESS SOFT TISSUE, SIZE 200 MM APPROXIMATELY, THICKNESS: 5.5-6 MM" | PROSTHETICS & ORTHOSIS SUPPLIES
6949 | 4224200433600 | "SILICONE LINER, CUSHION FOR TRANSFEMORAL AMPUTEES, ANTIBACTERIAL MATERIAL SUITABLE FOR AMPUTEES WITH EXCESS SOFT TISSUE, SIZE 220 MM APPROXIMATELY, THICKNESS: 5.5-6 MM" | PROSTHETICS & ORTHOSIS SUPPLIES
6950 | 4224200433800 | "SILICONE LINER, CUSHION FOR TRANSFEMORAL AMPUTEES, ANTIBACTERIAL MATERIAL SUITABLE FOR AMPUTEES WITH EXCESS SOFT TISSUE, SIZE 240 MM APPROXIMATELY, THICKNESS: 5.5-6 MM" | PROSTHETICS & ORTHOSIS SUPPLIES
6951 | 4224200434000 | "SILICONE LINER, CUSHION FOR TRANSFEMORAL AMPUTEES, ANTIBACTERIAL MATERIAL SUITABLE FOR AMPUTEES WITH EXCESS SOFT TISSUE, SIZE 260 MM APPROXIMATELY, THICKNESS: 5.5-6 MM" | PROSTHETICS & ORTHOSIS SUPPLIES
6952 | 4224200434200 | "SILICONE LINER, CUSHION FOR TRANSFEMORAL AMPUTEES, ANTIBACTERIAL MATERIAL SUITABLE FOR AMPUTEES WITH EXCESS SOFT TISSUE, SIZE 280 MM APPROXIMATELY, THICKNESS: 5.5-6 MM" | PROSTHETICS & ORTHOSIS SUPPLIES
6953 | 4224200434400 | "SILICONE LINER, CUSHION FOR TRANSFEMORAL AMPUTEES, ANTIBACTERIAL MATERIAL SUITABLE FOR AMPUTEES WITH EXCESS SOFT TISSUE, SIZE 300 MM APPROXIMATELY, THICKNESS: 5.5-6 MM" | PROSTHETICS & ORTHOSIS SUPPLIES
6954 | 4224200434600 | "SILICONE LINER, CUSHION FOR TRANSFEMORAL AMPUTEES, ANTIBACTERIAL MATERIAL SUITABLE FOR AMPUTEES WITH EXCESS SOFT TISSUE, SIZE 320 MM APPROXIMATELY, THICKNESS: 5.5-6 MM" | PROSTHETICS & ORTHOSIS SUPPLIES
6955 | 4224200434800 | "SILICONE LINER, CUSHION FOR TRANSFEMORAL AMPUTEES, ANTIBACTERIAL MATERIAL SUITABLE FOR AMPUTEES WITH EXCESS SOFT TISSUE, SIZE 350 MM APPROXIMATELY, THICKNESS: 5.5-6 MM" | PROSTHETICS & ORTHOSIS SUPPLIES
6956 | 4224200435000 | "SILICONE LINER, CUSHION FOR TRANSFEMORAL AMPUTEES, ANTIBACTERIAL MATERIAL SUITABLE FOR AMPUTEES WITH EXCESS SOFT TISSUE, SIZE 380 MM APPROXIMATELY, THICKNESS: 5.5-6 MM" | PROSTHETICS & ORTHOSIS SUPPLIES
6957 | 4224200435200 | "SILICONE LINER, CUSHION FOR TRANSFEMORAL AMPUTEES, ANTIBACTERIAL MATERIAL SUITABLE FOR AMPUTEES WITH EXCESS SOFT TISSUE, SIZE 410 MM APPROXIMATELY, THICKNESS: 5.5-6 MM" | PROSTHETICS & ORTHOSIS SUPPLIES
6958 | 4224200435400 | "SILICONE LINER, CUSHION FOR TRANSFEMORAL AMPUTEES, ANTIBACTERIAL MATERIAL SUITABLE FOR AMPUTEES WITH EXCESS SOFT TISSUE, SIZE 440 MM APPROXIMATELY, THICKNESS: 5.5-6 MM" | PROSTHETICS & ORTHOSIS SUPPLIES
6959 | 4224170202500 | "HIP ABDUCTION PILLOW, PEDIATRIC, FREJKA MODEL 480 OR EQUIVALENT, ADJUSTABLE AND LONG SHOULDER STRAPS WITH CLICK CLIPS, REMOVABLE PADDING AND HARD ABDUCTION SUPPORT, WASHABLE MATERIAL, SIZE 24-25" | PROSTHETICS & ORTHOSIS SUPPLIES
6960 | 4224170202600 | "HIP ABDUCTION PILLOW, PEDIATRIC, FREJKA MODEL 480 OR EQUIVALENT, ADJUSTABLE AND LONG SHOULDER STRAPS WITH CLICK CLIPS, REMOVABLE PADDING AND HARD ABDUCTION SUPPORT, WASHABLE MATERIAL, SIZE 26-27" | PROSTHETICS & ORTHOSIS SUPPLIES
6961 | 4224170202700 | "HIP ABDUCTION PILLOW, PEDIATRIC, FREJKA MODEL 480 OR EQUIVALENT, ADJUSTABLE AND LONG SHOULDER STRAPS WITH CLICK CLIPS, REMOVABLE PADDING AND HARD ABDUCTION SUPPORT, WASHABLE MATERIAL, SIZE 28-29" | PROSTHETICS & ORTHOSIS SUPPLIES
6962 | 4618221108600 | CERVICAL THORACIC LUMBAR SACRAL ORTHOSIS, PROVIDES ANTERIOR, POSTERIOR, LATERAL, AND ROTATIONAL CONTROL (APL AND R), FULLY ADJUSTABLE CONTAINS WASHABLE FOAM LINERS AND A REMOVABLE FOAM LUMBAR PAD, SIZE LARGE | PROSTHETICS & ORTHOSIS SUPPLIES
6963 | 4224200262900 | PATTERN RECOGNITION TRANSRADIAL PROSTHETIC SYSTEM, PATTERN RECOGNITION TO TRANSLATE USER MUSCLE PATTERNS INTO PRECISE PROSTHETIC MOVEMENTS, PROVIDES INTUITIVE AND INDIVIDUALIZED CONTROL, ENHANCED SPEED, PROPORTIONAL RESPONSE, AND REAL-TIME APP FEEDBACK. COMPATIBLE WITH MICROPROCESSOR-CONTROLLED, MULTI-ARTICULATING HANDS | PROSTHETICS & ORTHOSIS SUPPLIES
6964 | 4224200195900 | ANKLE FOOT ORTHOSIS (AFO), RIGID, POLYPROPYLENE, 4 MM, FULL FOOT ANATOMICAL DESIGN, PADDING IN CALF AREA, ASSISTS DORSIFLEXION IN THE FOOT, SIZE 35 - 37, RIGHT | PROSTHETICS & ORTHOSIS SUPPLIES
6965 | 4224170711100 | OFF LOADING WALKING BOOT, STANDARD PROFILE, PEDIATRIC, SIZE LARGE | PROSTHETICS & ORTHOSIS SUPPLIES
6966 | 4224170711200 | OFF LOADING WALKING BOOT, STANDARD PROFILE, PEDIATRIC, SIZE MEDIUM | PROSTHETICS & ORTHOSIS SUPPLIES
6967 | 4224170711300 | OFF LOADING WALKING BOOT, STANDARD PROFILE, PEDIATRIC, SIZE SMALL | PROSTHETICS & ORTHOSIS SUPPLIES
6968 | 4224200454000 | SOCK, COMPRESSION, SHRINKER, TRANSFEMORAL, RESIDUAL LIMB, CLASS 1 SIZE: SMALL, ASSORTED LENGTH | PROSTHETICS & ORTHOSIS SUPPLIES
6969 | 4224171327200 | "SILICONE LINER, TRANSFEMORAL WITH FIVE SEALING RING HEIGHTS, CUSHION, WITHOUT DISTAL CONNECTION, ANTIBACTERIAL, WITH MINERAL OILS REDUCED ELONGATION, NO-STRETCH MATRIX THE ENTIRE LENGTH OF LINER FOR REDUCED ELONGATION AND GOOD TISSUE MANAGEMENT, CONICAL, SIZE 380 MM APPROXIMATELY" | PROSTHETICS & ORTHOSIS SUPPLIES
6970 | 4224171327100 | "SILICONE LINER, TRANSFEMORAL WITH FIVE SEALING RING HEIGHTS, CUSHION, WITHOUT DISTAL CONNECTION, ANTIBACTERIAL, WITH MINERAL OILS REDUCED ELONGATION, NO-STRETCH MATRIX THE ENTIRE LENGTH OF LINER FOR REDUCED ELONGATION AND GOOD TISSUE MANAGEMENT, CONICAL, SIZE 360 MM APPROXIMATELY" | PROSTHETICS & ORTHOSIS SUPPLIES
6971 | 4224171327000 | "SILICONE LINER, TRANSFEMORAL WITH FIVE SEALING RING HEIGHTS, CUSHION, WITHOUT DISTAL CONNECTION, ANTIBACTERIAL, WITH MINERAL OILS REDUCED ELONGATION, NO-STRETCH MATRIX THE ENTIRE LENGTH OF LINER FOR REDUCED ELONGATION AND GOOD TISSUE MANAGEMENT, CONICAL, SIZE 340 MM APPROXIMATELY" | PROSTHETICS & ORTHOSIS SUPPLIES
6972 | 4224171326900 | "SILICONE LINER, TRANSFEMORAL WITH FIVE SEALING RING HEIGHTS, CUSHION, WITHOUT DISTAL CONNECTION, ANTIBACTERIAL, WITH MINERAL OILS REDUCED ELONGATION, NO-STRETCH MATRIX THE ENTIRE LENGTH OF LINER FOR REDUCED ELONGATION AND GOOD TISSUE MANAGEMENT, CONICAL, SIZE 320 MM APPROXIMATELY" | PROSTHETICS & ORTHOSIS SUPPLIES
6973 | 4224171326800 | "SILICONE LINER, TRANSFEMORAL WITH FIVE SEALING RING HEIGHTS, CUSHION, WITHOUT DISTAL CONNECTION, ANTIBACTERIAL, WITH MINERAL OILS REDUCED ELONGATION, NO-STRETCH MATRIX THE ENTIRE LENGTH OF LINER FOR REDUCED ELONGATION AND GOOD TISSUE MANAGEMENT, CONICAL, SIZE 300 MM APPROXIMATELY" | PROSTHETICS & ORTHOSIS SUPPLIES
6974 | 4224171326700 | "SILICONE LINER, TRANSFEMORAL WITH FIVE SEALING RING HEIGHTS, CUSHION, WITHOUT DISTAL CONNECTION, ANTIBACTERIAL, WITH MINERAL OILS REDUCED ELONGATION, NO-STRETCH MATRIX THE ENTIRE LENGTH OF LINER FOR REDUCED ELONGATION AND GOOD TISSUE MANAGEMENT, CONICAL, SIZE 280 MM APPROXIMATELY" | PROSTHETICS & ORTHOSIS SUPPLIES
6975 | 4224171326600 | "SILICONE LINER, TRANSFEMORAL WITH FIVE SEALING RING HEIGHTS, CUSHION, WITHOUT DISTAL CONNECTION, ANTIBACTERIAL, WITH MINERAL OILS REDUCED ELONGATION, NO-STRETCH MATRIX THE ENTIRE LENGTH OF LINER FOR REDUCED ELONGATION AND GOOD TISSUE MANAGEMENT, CONICAL, SIZE 265 MM APPROXIMATELY" | PROSTHETICS & ORTHOSIS SUPPLIES
6976 | 4224171326500 | "SILICONE LINER, TRANSFEMORAL WITH FIVE SEALING RING HEIGHTS, CUSHION, WITHOUT DISTAL CONNECTION, ANTIBACTERIAL, WITH MINERAL OILS REDUCED ELONGATION, NO-STRETCH MATRIX THE ENTIRE LENGTH OF LINER FOR REDUCED ELONGATION AND GOOD TISSUE MANAGEMENT, CONICAL, SIZE 250 MM APPROXIMATELY" | PROSTHETICS & ORTHOSIS SUPPLIES
6977 | 4224171326400 | "SILICONE LINER, TRANSFEMORAL WITH FIVE SEALING RING HEIGHTS, CUSHION, WITHOUT DISTAL CONNECTION, ANTIBACTERIAL, WITH MINERAL OILS REDUCED ELONGATION, NO-STRETCH MATRIX THE ENTIRE LENGTH OF LINER FOR REDUCED ELONGATION AND GOOD TISSUE MANAGEMENT, STANDARD, SIZE 550 MM APPROXIMATELY" | PROSTHETICS & ORTHOSIS SUPPLIES
6978 | 4224171326300 | "SILICONE LINER, TRANSFEMORAL WITH FIVE SEALING RING HEIGHTS, CUSHION, WITHOUT DISTAL CONNECTION, ANTIBACTERIAL, WITH MINERAL OILS REDUCED ELONGATION, NO-STRETCH MATRIX THE ENTIRE LENGTH OF LINER FOR REDUCED ELONGATION AND GOOD TISSUE MANAGEMENT, STANDARD, SIZE 500 MM APPROXIMATELY" | PROSTHETICS & ORTHOSIS SUPPLIES
6979 | 4224171326200 | "SILICONE LINER, TRANSFEMORAL WITH FIVE SEALING RING HEIGHTS, CUSHION, WITHOUT DISTAL CONNECTION, ANTIBACTERIAL, WITH MINERAL OILS REDUCED ELONGATION, NO-STRETCH MATRIX THE ENTIRE LENGTH OF LINER FOR REDUCED ELONGATION AND GOOD TISSUE MANAGEMENT, STANDARD, SIZE 450 MM APPROXIMATELY" | PROSTHETICS & ORTHOSIS SUPPLIES
6980 | 4224171326100 | "SILICONE LINER, TRANSFEMORAL WITH FIVE SEALING RING HEIGHTS, CUSHION, WITHOUT DISTAL CONNECTION, ANTIBACTERIAL, WITH MINERAL OILS REDUCED ELONGATION, NO-STRETCH MATRIX THE ENTIRE LENGTH OF LINER FOR REDUCED ELONGATION AND GOOD TISSUE MANAGEMENT, STANDARD, SIZE 400 MM APPROXIMATELY" | PROSTHETICS & ORTHOSIS SUPPLIES
6981 | 4224171326000 | "SILICONE LINER, TRANSFEMORAL WITH FIVE SEALING RING HEIGHTS, CUSHION, WITHOUT DISTAL CONNECTION, ANTIBACTERIAL, WITH MINERAL OILS REDUCED ELONGATION, NO-STRETCH MATRIX THE ENTIRE LENGTH OF LINER FOR REDUCED ELONGATION AND GOOD TISSUE MANAGEMENT, STANDARD, SIZE 380 MM APPROXIMATELY" | PROSTHETICS & ORTHOSIS SUPPLIES
6982 | 4224171325900 | "SILICONE LINER, TRANSFEMORAL WITH FIVE SEALING RING HEIGHTS, CUSHION, WITHOUT DISTAL CONNECTION, ANTIBACTERIAL, WITH MINERAL OILS REDUCED ELONGATION, NO-STRETCH MATRIX THE ENTIRE LENGTH OF LINER FOR REDUCED ELONGATION AND GOOD TISSUE MANAGEMENT, STANDARD, SIZE 360 MM APPROXIMATELY" | PROSTHETICS & ORTHOSIS SUPPLIES
6983 | 4224171325800 | "SILICONE LINER, TRANSFEMORAL WITH FIVE SEALING RING HEIGHTS, CUSHION, WITHOUT DISTAL CONNECTION, ANTIBACTERIAL, WITH MINERAL OILS REDUCED ELONGATION, NO-STRETCH MATRIX THE ENTIRE LENGTH OF LINER FOR REDUCED ELONGATION AND GOOD TISSUE MANAGEMENT, STANDARD, SIZE 340 MM APPROXIMATELY" | PROSTHETICS & ORTHOSIS SUPPLIES
6984 | 4224171325700 | "SILICONE LINER, TRANSFEMORAL WITH FIVE SEALING RING HEIGHTS, CUSHION, WITHOUT DISTAL CONNECTION, ANTIBACTERIAL, WITH MINERAL OILS REDUCED ELONGATION, NO-STRETCH MATRIX THE ENTIRE LENGTH OF LINER FOR REDUCED ELONGATION AND GOOD TISSUE MANAGEMENT, STANDARD, SIZE 320 MM APPROXIMATELY" | PROSTHETICS & ORTHOSIS SUPPLIES
6985 | 4224171325600 | "SILICONE LINER, TRANSFEMORAL WITH FIVE SEALING RING HEIGHTS, CUSHION, WITHOUT DISTAL CONNECTION, ANTIBACTERIAL, WITH MINERAL OILS REDUCED ELONGATION, NO-STRETCH MATRIX THE ENTIRE LENGTH OF LINER FOR REDUCED ELONGATION AND GOOD TISSUE MANAGEMENT, STANDARD, SIZE 300 MM APPROXIMATELY" | PROSTHETICS & ORTHOSIS SUPPLIES
6986 | 4224171325500 | "SILICONE LINER, TRANSFEMORAL WITH FIVE SEALING RING HEIGHTS, CUSHION, WITHOUT DISTAL CONNECTION, ANTIBACTERIAL, WITH MINERAL OILS REDUCED ELONGATION, NO-STRETCH MATRIX THE ENTIRE LENGTH OF LINER FOR REDUCED ELONGATION AND GOOD TISSUE MANAGEMENT, STANDARD, SIZE 280 MM APPROXIMATELY" | PROSTHETICS & ORTHOSIS SUPPLIES
6987 | 4224171325400 | "SILICONE LINER, TRANSFEMORAL WITH FIVE SEALING RING HEIGHTS, CUSHION, WITHOUT DISTAL CONNECTION, ANTIBACTERIAL, WITH MINERAL OILS REDUCED ELONGATION, NO-STRETCH MATRIX THE ENTIRE LENGTH OF LINER FOR REDUCED ELONGATION AND GOOD TISSUE MANAGEMENT, STANDARD, SIZE 265 MM APPROXIMATELY" | PROSTHETICS & ORTHOSIS SUPPLIES
6988 | 4224171325300 | "SILICONE LINER, TRANSFEMORAL WITH FIVE SEALING RING HEIGHTS, CUSHION, WITHOUT DISTAL CONNECTION, ANTIBACTERIAL, WITH MINERAL OILS REDUCED ELONGATION, NO-STRETCH MATRIX THE ENTIRE LENGTH OF LINER FOR REDUCED ELONGATION AND GOOD TISSUE MANAGEMENT, STANDARD, SIZE 250 MM APPROXIMATELY" | PROSTHETICS & ORTHOSIS SUPPLIES
6989 | 4110410300200 | HEEL PROTECTOR, PREVENT PRESSURE ULCERS, MEDICAL SHEEPSKIN THERAPEUTIC ITEM, FREE SIZE ADJUSTABLE, VELCRO SECURING STRAPS, MACHINE WASHABLE | REHABILITATION AND PHYSIOTHERAPY SUPPLIES SUPPLEMENTARY
6990 | 4221150100400 | CANE, QUAD, LOW LARGE BASE, T-SHAPE HANDLE, ADAPTABLE FOR RIGHT AND LEFT HANDED, MADE OF ALUMINUM, HEAVY DUTY, WITH ADJUSTABLE HEIGHT 73 -97 CM (+/- 5 CM) | REHABILITATION AND PHYSIOTHERAPY SUPPLIES SUPPLEMENTARY
6991 | 4221150602400 | HEMI-WALKER, FOLDING, ADULT, TALL, MADE FROM ALUMINUM WITH ADJUSTABLE HEIGHT, 90CM - 105CM (+/5CM), HEAVY DUTY, WEIGHT CAPACITY UP TO 250KG | REHABILITATION AND PHYSIOTHERAPY SUPPLIES SUPPLEMENTARY
6992 | 4225170000600 | IMMOBILIZER, ARM OR LEG, MADE OF PRINTED COTTON, LINED WITH SOFT LAYER INNER CLOTH, HAS EQUALLY DIVIDED PLASTIC STRIPS TO PROVIDE RIGIDITY, PADDED WITH MINIMUM 2 CM, THICK FOAM IN THE INSIDE VELCRO STRAPS ARE ADJUSTABLE, LENGTH 12-14 cm | REHABILITATION AND PHYSIOTHERAPY SUPPLIES SUPPLEMENTARY
6993 | 4225170000700 | IMMOBILIZER, ARM OR LEG, MADE OF PRINTED COTTON, LINED WITH SOFT LAYER INNER CLOTH, HAS EQUALLY DIVIDED PLASTIC STRIPS TO PROVIDE RIGIDITY, PADDED WITH MINIMUM 2 CM, THICK FOAM IN THE INSIDE VELCRO STRAPS ARE ADJUSTABLE, LENGTH 16-18 cm | REHABILITATION AND PHYSIOTHERAPY SUPPLIES SUPPLEMENTARY
6994 | 4225170000800 | IMMOBILIZER, ARM OR LEG, MADE OF PRINTED COTTON, LINED WITH SOFT LAYER INNER CLOTH, HAS EQUALLY DIVIDED PLASTIC STRIPS TO PROVIDE RIGIDITY, PADDED WITH MINIMUM 2 CM, THICK FOAM IN THE INSIDE VELCRO STRAPS ARE ADJUSTABLE, LENGTH 19-21 cm | REHABILITATION AND PHYSIOTHERAPY SUPPLIES SUPPLEMENTARY
6995 | 4225170001000 | IMMOBILIZER, ARM OR LEG, MADE OF PRINTED COTTON, LINED WITH SOFT LAYER INNER CLOTH, HAS EQUALLY DIVIDED PLASTIC STRIPS TO PROVIDE RIGIDITY, PADDED WITH MINIMUM 2 CM, THICK FOAM IN THE INSIDE VELCRO STRAPS ARE ADJUSTABLE, LENGTH 25 cm | REHABILITATION AND PHYSIOTHERAPY SUPPLIES SUPPLEMENTARY
6996 | 4225170001100 | IMMOBILIZER, ARM OR LEG, MADE OF PRINTED COTTON, LINED WITH SOFT LAYER INNER CLOTH, HAS EQUALLY DIVIDED PLASTIC STRIPS TO PROVIDE RIGIDITY, PADDED WITH MINIMUM 2 CM, THICK FOAM IN THE INSIDE VELCRO STRAPS ARE ADJUSTABLE, LENGTH 26-27 cm | REHABILITATION AND PHYSIOTHERAPY SUPPLIES SUPPLEMENTARY
6997 | 4225170001200 | IMMOBILIZER, ARM OR LEG, MADE OF PRINTED COTTON, LINED WITH SOFT LAYER INNER CLOTH, HAS EQUALLY DIVIDED PLASTIC STRIPS TO PROVIDE RIGIDITY, PADDED WITH MINIMUM 2 CM, THICK FOAM IN THE INSIDE VELCRO STRAPS ARE ADJUSTABLE, LENGTH 28-29 cm | REHABILITATION AND PHYSIOTHERAPY SUPPLIES SUPPLEMENTARY
6998 | 4214280226600 | STOCKING, READY MADE, MEDICAL GRADUATED COMPRESSION, SEAMLESS, BELOW KNEE, WIDE/PLUS, WITH CLOSE TOE, POLYAMIDE, ELASTANE, LATEX FREE, SKIN COLOR, CLASS 1 (18 - 21 MMHG), ASSORTED SIZES | REHABILITATION AND PHYSIOTHERAPY SUPPLIES SUPPLEMENTARY
6999 | 4214280274000 | STOCKING, READY MADE, MEDICAL GRADUATED COMPRESSION, SEAMLESS, BELOW KNEE, WIDE/PLUS, WITH CLOSE TOE, POLYAMIDE, ELASTANE, LATEX FREE, SKIN COLOR, CLASS 2 (20 - 32 MMHG), ASSORTED SIZES | REHABILITATION AND PHYSIOTHERAPY SUPPLIES SUPPLEMENTARY
7000 | 4214280274100 | STOCKING, READY MADE, MEDICAL GRADUATED COMPRESSION, SEAMLESS, BELOW KNEE, WIDE/PLUS, WITH CLOSE TOE, POLYAMIDE, ELASTANE, LATEX FREE, SKIN COLOR, CLASS 3 (34 - 46 MMHG), ASSORTED SIZES | REHABILITATION AND PHYSIOTHERAPY SUPPLIES SUPPLEMENTARY
7001 | 4214280274200 | STOCKING, READY MADE, MEDICAL GRADUATED COMPRESSION, SEAMLESS, BELOW KNEE, WIDE/PLUS, WITH OPEN TOE, POLYAMIDE, ELASTANE, LATEX FREE, SKIN COLOR, CLASS 1 (18 - 21 MMHG), ASSORTED SIZES | REHABILITATION AND PHYSIOTHERAPY SUPPLIES SUPPLEMENTARY
7002 | 4214280207700 | STOCKING, READY MADE, MEDICAL GRADUATED COMPRESSION, SEAMLESS, BELOW KNEE, WIDE/PLUS, WITH OPEN TOE, POLYAMIDE, ELASTANE, LATEX FREE, SKIN COLOR, CLASS 2 (20 - 32 MMHG), ASSORTED SIZES | REHABILITATION AND PHYSIOTHERAPY SUPPLIES SUPPLEMENTARY
7003 | 4214280207000 | STOCKING, READY MADE, MEDICAL GRADUATED COMPRESSION, SEAMLESS, BELOW KNEE, WIDE/PLUS, WITH OPEN TOE, POLYAMIDE, ELASTANE, LATEX FREE, SKIN COLOR, CLASS 3 (34 - 46 MMHG), ASSORTED SIZES | REHABILITATION AND PHYSIOTHERAPY SUPPLIES SUPPLEMENTARY
7004 | 4214280227100 | STOCKING, READY MADE, MEDICAL GRADUATED COMPRESSION, SEAMLESS, PANTY, WIDE/PLUS, WITH CLOSE TOE, POLYAMIDE, ELASTANE, LATEX FREE, SKIN COLOR, CLASS 1 (18 - 21 MMHG), ASSORTED SIZES | REHABILITATION AND PHYSIOTHERAPY SUPPLIES SUPPLEMENTARY
7005 | 4214280229500 | STOCKING, READY MADE, MEDICAL GRADUATED COMPRESSION, SEAMLESS, PANTY, WIDE/PLUS, WITH CLOSE TOE, POLYAMIDE, ELASTANE, LATEX FREE, SKIN COLOR, CLASS 2 (20 - 32 MMHG), ASSORTED SIZES | REHABILITATION AND PHYSIOTHERAPY SUPPLIES SUPPLEMENTARY
7006 | 4214280227000 | STOCKING, READY MADE, MEDICAL GRADUATED COMPRESSION, SEAMLESS, PANTY, WITH CLOSE TOE, POLYAMIDE, ELASTANE, LATEX FREE, SKIN COLOR, CLASS 1 (18 - 21 MMHG), ASSORTED SIZES | REHABILITATION AND PHYSIOTHERAPY SUPPLIES SUPPLEMENTARY
7007 | 4214280227700 | STOCKING, READY MADE, MEDICAL GRADUATED COMPRESSION, SEAMLESS, THIGH WITH WAIST ATTACHMENT, WIDE/PLUS, WITH CLOSE TOE, POLYAMIDE, ELASTANE, LATEX FREE, SKIN COLOR, CLASS 1 (18 - 21 MMHG), ASSORTED SIZES | REHABILITATION AND PHYSIOTHERAPY SUPPLIES SUPPLEMENTARY
7008 | 4214280274500 | STOCKING, READY MADE, MEDICAL GRADUATED COMPRESSION, SEAMLESS, THIGH WITH WAIST ATTACHMENT, WIDE/PLUS, WITH CLOSE TOE, POLYAMIDE, ELASTANE, LATEX FREE, SKIN COLOR, CLASS 2 (20 - 32 MMHG), ASSORTED SIZES | REHABILITATION AND PHYSIOTHERAPY SUPPLIES SUPPLEMENTARY
7009 | 4214280227600 | STOCKING, READY MADE, MEDICAL GRADUATED COMPRESSION, SEAMLESS, THIGH WITH WAIST ATTACHMENT, WITH CLOSE TOE, POLYAMIDE, ELASTANE, LATEX FREE, SKIN COLOR, CLASS 1 (18 - 21 MMHG), ASSORTED SIZES | REHABILITATION AND PHYSIOTHERAPY SUPPLIES SUPPLEMENTARY
7010 | 4214280274600 | STOCKING, READY MADE, MEDICAL GRADUATED COMPRESSION, SEAMLESS, THIGH WITH WAIST ATTACHMENT, WITH CLOSE TOE, POLYAMIDE, ELASTANE, LATEX FREE, SKIN COLOR, CLASS 2 (20 - 32 MMHG), ASSORTED SIZES | REHABILITATION AND PHYSIOTHERAPY SUPPLIES SUPPLEMENTARY
7011 | 4225170101800 | GAIT BELT, MULTI-HANDLED, DISINFECTANT, LENGTH SIZE 125-150CM X WIDTH NOT LESS THAN 10CM | REHABILITATION AND PHYSIOTHERAPY SUPPLIES SUPPLEMENTARY
7012 | 4214420101500 | NEEDLE, ACUPUNCTURE / DRY, 13-13.5 X 0.16-0.20 MM, IN INTRODUCER TUBE, DISPOSABLE, STERILE, INDIVIDUAL PACK | REHABILITATION AND PHYSIOTHERAPY SUPPLIES SUPPLEMENTARY
7013 | 4214420100000 | NEEDLE, ACUPUNCTURE / DRY, 14.5-15 X 0.16-0.20 MM, IN INTRODUCER TUBE, DISPOSABLE, STERILE, INDIVIDUAL PACK | REHABILITATION AND PHYSIOTHERAPY SUPPLIES SUPPLEMENTARY
7014 | 4214420101100 | NEEDLE, ACUPUNCTURE / DRY, 20-25 X 0.20-0.22 MM, IN INTRODUCER TUBE, DISPOSABLE, STERILE, INDIVIDUAL PACK | REHABILITATION AND PHYSIOTHERAPY SUPPLIES SUPPLEMENTARY
7015 | 4214420100100 | NEEDLE, ACUPUNCTURE / DRY, 30-35 X 0.20-0.25 MM, IN INTRODUCER TUBE, DISPOSABLE, STERILE, INDIVIDUAL PACK | REHABILITATION AND PHYSIOTHERAPY SUPPLIES SUPPLEMENTARY
7016 | 4214420100200 | NEEDLE, ACUPUNCTURE / DRY, 40-45 X 0.25 - 0.30 MM, IN INTRODUCER TUBE, DISPOSABLE, STERILE, INDIVIDUAL PACK | REHABILITATION AND PHYSIOTHERAPY SUPPLIES SUPPLEMENTARY
7017 | 4214420101200 | NEEDLE, ACUPUNCTURE / DRY, 50-55 X 0.25 - 0.30 MM, IN INTRODUCER TUBE, DISPOSABLE, STERILE, INDIVIDUAL PACK | REHABILITATION AND PHYSIOTHERAPY SUPPLIES SUPPLEMENTARY
7018 | 4214420101300 | NEEDLE, ACUPUNCTURE / DRY, 75-80 X 0.30 - 0.35 MM, IN INTRODUCER TUBE, DISPOSABLE, STERILE, INDIVIDUAL PACK | REHABILITATION AND PHYSIOTHERAPY SUPPLIES SUPPLEMENTARY
7019 | 4214420101400 | NEEDLE, ACUPUNCTURE / DRY, 90-95 X 0.30 - 0.40 MM, IN INTRODUCER TUBE, DISPOSABLE, STERILE, INDIVIDUAL PACK | REHABILITATION AND PHYSIOTHERAPY SUPPLIES SUPPLEMENTARY
7020 | 4214420101000 | NEEDLE, ACUPUNCTURE / DRY, 100 X 0.35-0.45 MM, IN INTRODUCER TUBE, DISPOSABLE, STERILE, INDIVIDUAL PACK | REHABILITATION AND PHYSIOTHERAPY SUPPLIES SUPPLEMENTARY
7021 | 4224171201300 | ASSISTIVE TOOLS, CLOSED CELL FOAM TUBING: USED FOR BUILDING UP TOOL AND UTENSIL HANDLES, TUBING HAS A SLIP RESISTANT OUTER LAYER, CAN BE CUT TO THE REQUIRED LENGTH. SIZE: 15MM X 5MM X 30CM PACK OF 6 | REHABILITATION AND PHYSIOTHERAPY SUPPLIES SUPPLEMENTARY
7022 | 4221170900000 | ASSISTIVE TOOLS, COMPUTER KEYBOARD AID, THE TYPE AID HELPS PEOPLE WITH LIMITED FUNCTIONAL HAND SKILLS TO ACCURATELY DEPRESS KEYS, LENGTH IS 19 CM APPROXIMATELY | REHABILITATION AND PHYSIOTHERAPY SUPPLIES SUPPLEMENTARY
7023 | 4224180704700 | ASSISTIVE TOOLS, FINGER CONTRACTURE CUSHION, PROVIDES CUSHIONING SEPARATION, TO THE FINGERS, TERRY-CLOTH COVER, ELASTIC STRAP PRODUCT PLACEMENT IN HAND, WASHABLE, SIZE: MEDIUM (FIT RIGHT AND LEFT) | REHABILITATION AND PHYSIOTHERAPY SUPPLIES SUPPLEMENTARY
7024 | 4221200500000 | ASSISTIVE TOOLS, LONG HANDLE COMB ANTI- SLIP HANDLE FITS SNUGLY IN THE HAND TO STAY IN PLACE WHEN IN USE PROVIDES MAXIMUM REACH WITH MINIMUM EFFORT | REHABILITATION AND PHYSIOTHERAPY SUPPLIES SUPPLEMENTARY
7025 | 4221160200100 | ASSISTIVE TOOLS, LONG HANDLE SPONGE, POLYFOAM SPONGE, HANDLES CAN BE BENT TO ANY DESIRED ANGLE TO CHANGE POSITION TO FORM A CUSTOMIZED HOOK OR CURVE, SPONGE IS TREATED WITH AN ANTIBACTERIAL AGENT THAT PROLONGS THE SPONGE LIFE, MEASURES 57 CM APPROXIMATELY LENGTH | REHABILITATION AND PHYSIOTHERAPY SUPPLIES SUPPLEMENTARY
7026 | 4221160801000 | ASSISTIVE TOOLS, T- PULL DOOR CLOSER, LIGHTWEIGHT AND DURABLE, SWIVELS, CAN GRAB AND PULL FROM ANY POSITION, EASY TO INSTALL WITH EASY PEEL AND STICK INSTALLATION OR SCREW INTO THE DOOR, MADE OUT OF DURABLE HIGH DENSITY PLASTIC PARTS, CAN HOLD AT LEAST 25 KG, HOLDS UP IN COLD, HUMIDITY, AND HEAT. ADHESIVE AND SCREWS ARE INCLUDED. | REHABILITATION AND PHYSIOTHERAPY SUPPLIES SUPPLEMENTARY
7027 | 4219221100100 | ASSISTIVE TOOLS, TRANSFER BOARD, LAMINATED WOODEN BOARD, TO TRANSFER BETWEEN SURFACES, AND THE ENDS ARE THINNED TO SLIDE UNDER THE PATIENT, TRANSFER BOARD WITH HANDHOLES, WITH A HAND HOLE, CUT INTO BOTH ENDS FOR EASIER GRIP, MAXIMUM USER WEIGHT 190 KG APPROXIMATELY, LENGTH: 760MM WIDTH: 210MM APPROXIMATELY | REHABILITATION AND PHYSIOTHERAPY SUPPLIES SUPPLEMENTARY
7028 | 4231250400100 | SILICONE GEL, CHIN STRAP, FABRIC-LINED, FOR SCAR MANAGEMENT, SIZE CHILD | REHABILITATION AND PHYSIOTHERAPY SUPPLIES SUPPLEMENTARY
7029 | 4231250003500 | SILICONE GEL, TUBE, FOR SCAR MANAGEMENT, THIN LAYER OF GEL COVERING SKIN WITHOUT PENETRATING IT, NON STICKY AND QUICK DRYING AND MOISTURE, TUBE WEIGHT:15 ML | REHABILITATION AND PHYSIOTHERAPY SUPPLIES SUPPLEMENTARY
7030 | 4224150005300 | SPLINT, BASEBALL FINGER SPLINT, HELP STABILIZE THE PHALANGEAL JOINTS IN POSITION, MALLEABLE, ALUMINUM SPLINT CAN BE RESHAPED TO HOLD FINGERS AT AN EXACT DEGREE OF FLEXION OR EXTENSION, PROVIDES FIRM SUPPORT WHILE INJURY HEALS SIZE: XLARGE, LENGTH 13 CM APPROXIMATELY | REHABILITATION AND PHYSIOTHERAPY SUPPLIES SUPPLEMENTARY
7031 | 4224150001800 | SPLINT, CLOCKSPRING/BUNNELL EXTENSION, MADE WITH ALUMINUM AND PADDED WITH FELT, THIS SPLINT IS USED IN THE CASE OF FLEXION CONTRACTURES, LATEX FREE. SIZE: LARGE | REHABILITATION AND PHYSIOTHERAPY SUPPLIES SUPPLEMENTARY
7032 | 4224150001600 | SPLINT, CLOCKSPRING/BUNNELL EXTENSION, MADE WITH ALUMINUM AND PADDED WITH FELT, THIS SPLINT IS USED IN THE CASE OF FLEXION CONTRACTURES, LATEX FREE. SIZE: SMALL | REHABILITATION AND PHYSIOTHERAPY SUPPLIES SUPPLEMENTARY
7033 | 4618154200000 | SPLINT, PALM SHIELD, PREVENT SKIN BREAKDOWN IN CASE OF FINGERS CONTRACTURE, FINGER SEPARATORSWITH STRAP SECURES OVER THE BACK OF THE HAND TO PREVENT SLIDING OFF EXTRA-LARGE THUMB PAD PROVIDES AMPLE THUMB RESTING ROOM CAN BE EASILY CUSTOMIZED FOR A PERFECT AND COMFORTABLE FIT UNIVERSAL SIZE, LEFT | REHABILITATION AND PHYSIOTHERAPY SUPPLIES SUPPLEMENTARY
7034 | 4618154200100 | SPLINT, PALM SHIELD, PREVENT SKIN BREAKDOWN IN CASE OF FINGERS CONTRACTURE, FINGER SEPARATORSWITH STRAP SECURES OVER THE BACK OF THE HAND TO PREVENT SLIDING OFF EXTRA-LARGE THUMB PAD PROVIDES AMPLE THUMB RESTING ROOM CAN BE EASILY CUSTOMIZED FOR A PERFECT AND COMFORTABLE FIT UNIVERSAL SIZE, RIGHT | REHABILITATION AND PHYSIOTHERAPY SUPPLIES SUPPLEMENTARY
7035 | 4224180618000 | SPLINT, SHORT HAND-BASED THUMBSPICA SPLINT, SUPPORTS MP AND CMC JOINTS OF THE THUMB, MALLEABLE ALUMINUM STAY IS CONTOURED FOR AN ANATOMICALLY CORRECT FIT SELF-WICKING LINING TO CONTROL PERSPIRATION, NO CONTACT ON THE ULNAR SIDE OF THE HAND, LEFT, SIZE: LARGE | REHABILITATION AND PHYSIOTHERAPY SUPPLIES SUPPLEMENTARY
7036 | 4224180618300 | SPLINT, SHORT HAND-BASED THUMBSPICA SPLINT, SUPPORTS MP AND CMC JOINTS OF THE THUMB, MALLEABLE ALUMINUM STAY IS CONTOURED FOR AN ANATOMICALLY CORRECT FIT SELF-WICKING LINING TO CONTROL PERSPIRATION, NO CONTACT ON THE ULNAR SIDE OF THE HAND, RIGHT, SIZE: LARGE | REHABILITATION AND PHYSIOTHERAPY SUPPLIES SUPPLEMENTARY
7037 | 4224180615200 | SPLINT, LOOP THUMB SUPPORT THAT PLACES THE CMC JOINT INTO RADIAL OR PALMAR ABDUCTION BY PLACING TENSION OVER THE THENAR EMINENCE AND ATTACHING THE LOOP OVER THE WRIST JOINT WITH TWO SOFT STRAPS, PLACES THE THUMB IN PROPER POSITION TO IMPROVE MILD TO MODERATE FLEXOR SPASTICITY THUMB, UNIVERSAL, SMALL | REHABILITATION AND PHYSIOTHERAPY SUPPLIES SUPPLEMENTARY
7038 | 4224180615300 | SPLINT, LOOP THUMB SUPPORT THAT PLACES THE CMC JOINT INTO RADIAL OR PALMAR ABDUCTION BY PLACING TENSION OVER THE THENAR EMINENCE AND ATTACHING THE LOOP OVER THE WRIST JOINT WITH TWO SOFT STRAPS, PLACES THE THUMB IN PROPER POSITION TO IMPROVE MILD TO MODERATE FLEXOR SPASTICITY THUMB, UNIVERSAL, MEDIUM | REHABILITATION AND PHYSIOTHERAPY SUPPLIES SUPPLEMENTARY
7039 | 4224180615400 | SPLINT, LOOP THUMB SUPPORT THAT PLACES THE CMC JOINT INTO RADIAL OR PALMAR ABDUCTION BY PLACING TENSION OVER THE THENAR EMINENCE AND ATTACHING THE LOOP OVER THE WRIST JOINT WITH TWO SOFT STRAPS, PLACES THE THUMB IN PROPER POSITION TO IMPROVE MILD TO MODERATE FLEXOR SPASTICITY THUMB, UNIVERSAL, LARGE | REHABILITATION AND PHYSIOTHERAPY SUPPLIES SUPPLEMENTARY
7040 | 4224180610400 | SPLINT, THUMB SPICA, THERMOPLASTIC MATERIAL, SUPPORTS THE CMC JOINT AND IMMOBILIZES THE THUMB MCP JOINT, LEFT, SIZE MEDIUM | REHABILITATION AND PHYSIOTHERAPY SUPPLIES SUPPLEMENTARY
7041 | 4224180610500 | SPLINT, THUMB SPICA, THERMOPLASTIC MATERIAL, SUPPORTS THE CMC JOINT AND IMMOBILIZES THE THUMB MCP JOINT, LEFT, SIZE SMALL | REHABILITATION AND PHYSIOTHERAPY SUPPLIES SUPPLEMENTARY
7042 | 4224180610800 | SPLINT, THUMB SPICA, THERMOPLASTIC MATERIAL, SUPPORTS THE CMC JOINT AND IMMOBILIZES THE THUMB MCP JOINT, RIGHT, SIZE MEDIUM | REHABILITATION AND PHYSIOTHERAPY SUPPLIES SUPPLEMENTARY
7043 | 4224180610900 | SPLINT, THUMB SPICA, THERMOPLASTIC MATERIAL, SUPPORTS THE CMC JOINT AND IMMOBILIZES THE THUMB MCP JOINT, RIGHT, SIZE SMALL | REHABILITATION AND PHYSIOTHERAPY SUPPLIES SUPPLEMENTARY
7044 | 4224150706000 | SPLINT, WRIST DYNAMIC SPLINT, THERMOPLASTIC MATERIAL, SPLINT IS IN DORSAL SIDE, THE SPLINT INCLUDES 2 DURABLE HINGE, SIZE LARGE | REHABILITATION AND PHYSIOTHERAPY SUPPLIES SUPPLEMENTARY
7045 | 4224150705900 | SPLINT, WRIST DYNAMIC SPLINT, THERMOPLASTIC MATERIAL, SPLINT IS IN DORSAL SIDE, THE SPLINT INCLUDES 2 DURABLE HINGE, SIZE MEDIUM | REHABILITATION AND PHYSIOTHERAPY SUPPLIES SUPPLEMENTARY
7046 | 4224150705800 | SPLINT, WRIST DYNAMIC SPLINT, THERMOPLASTIC MATERIAL, SPLINT IS IN DORSAL SIDE, THE SPLINT INCLUDES 2 DURABLE HINGE, SIZE SMALL | REHABILITATION AND PHYSIOTHERAPY SUPPLIES SUPPLEMENTARY
7047 | 4618220408500 | SPLINT, WRIST SUPPORT, ELASTIC COMFORTABLE FABRIC, FOUR WAY STRETCH, NO STAY, ALLOWING WRIST MOVEMENT, UNIVERSAL (FIT RIGHT AND LEFT), LARGE | REHABILITATION AND PHYSIOTHERAPY SUPPLIES SUPPLEMENTARY
7048 | 4618220408600 | SPLINT, WRIST SUPPORT, ELASTIC COMFORTABLE FABRIC, FOUR WAY STRETCH, NO STAY, ALLOWING WRIST MOVEMENT, UNIVERSAL (FIT RIGHT AND LEFT), MEDIUM | REHABILITATION AND PHYSIOTHERAPY SUPPLIES SUPPLEMENTARY
7049 | 4618220403500 | SPLINT, WRIST SUPPORT, ELASTIC COMFORTABLE FABRIC, FOUR WAY STRETCH, NO STAY, ALLOWING WRIST MOVEMENT, UNIVERSAL (FIT RIGHT AND LEFT), SMALL | REHABILITATION AND PHYSIOTHERAPY SUPPLIES SUPPLEMENTARY
7050 | 4224180607900 | SPLINT, WRIST SUPPORT, ELASTIC COMFORTABLE FABRIC, FOUR WAY STRETCH, NO STAY, ALLOWING WRIST MOVEMENT, UNIVERSAL (FIT RIGHT AND LEFT), X-LARGE | REHABILITATION AND PHYSIOTHERAPY SUPPLIES SUPPLEMENTARY
7051 | 4224150006100 | SPLINTING ACCESSORIES, ELASTIC THREAD, STRETCHABILITY AT LEAST 200 %, NO AGEING AFTER 6 WEEKS OF MAXIMUM STRETCHING, SPOOL OF 10 M, MAXIMUM RESISTANCE SPLINTING MATERIAL, WHITE OR BEIGE, SOFT FINGER LOOP, ± 400 G FOR MOST DYNAMIC FINGER SPLINTS | REHABILITATION AND PHYSIOTHERAPY SUPPLIES SUPPLEMENTARY
7052 | 4224190200000 | SPLINTING ACCESSORIES, KIT, TUBE ADJUSTER, THE COMPACT DESIGN ALLOWS YOU TO FIX ONE INDIVIDUAL ADJUSTER FOR EACH FINGER, THE ADJUSTERS ARE LIGHT-WEIGHT, ONE (1) EACH = ONE (1) KIT | REHABILITATION AND PHYSIOTHERAPY SUPPLIES SUPPLEMENTARY
7053 | 4224200601300 | SPLINTING ACCESSORIES, KNUCKLES BENDER COIL SPRING, THE SPRING CAN ALSO BE TURNED UPSIDE DOWN TO INCREASE SPRING POWER, TORQUE FORCE AT FULL FINGER EXTENSION, 1000 GRAM/CM | REHABILITATION AND PHYSIOTHERAPY SUPPLIES SUPPLEMENTARY
7054 | 4224150207600 | SPLINTING ACCESSORIES, PADDING MATERIAL, EXTREMELY SOFT, SELF ADHESIVE PADDING WITH SLIGHTLY RAISED, FELT SURFACE MADE FROM 100% COTTON, STRETCHABLE IN ONE DIRECTION | REHABILITATION AND PHYSIOTHERAPY SUPPLIES SUPPLEMENTARY
7055 | 4224151010500 | SPLINTING ACCESSORIES, STRIPS, PRE-CUT, NON-STICK, SMOOTH EDGES CUT, THICKNESS 3.4MM, SIZE: 45 X 2 CM, BLUE | REHABILITATION AND PHYSIOTHERAPY SUPPLIES SUPPLEMENTARY
7056 | 4224151010600 | SPLINTING ACCESSORIES, STRIPS, PRE-CUT, NON-STICK, THICKNESS 2.0 MM, SIZE: 45 X 0.5 CM, GOLD AND SILVER | REHABILITATION AND PHYSIOTHERAPY SUPPLIES SUPPLEMENTARY
7057 | 4224160002300 | SPLINTING ACCESSORIES, TUBE BENDING TOOL, FOR EASY BENDING, OF THE STRONG, TUBES, WITHOUT STRESS, ON THE THUMBS | REHABILITATION AND PHYSIOTHERAPY SUPPLIES SUPPLEMENTARY
7058 | 4224200017400 | SPLINTING ACCESSORIES, TUBE ENDS, CHROMIUM-PLATED, FIT ON ALL TUBES, REDUCING FRICTION, OF THE ELASTIC THREAD, WITH THE TUBE, EDGE TO A MINIMUM | REHABILITATION AND PHYSIOTHERAPY SUPPLIES SUPPLEMENTARY
7059 | 4224210000200 | SPLINTING ACCESSORIES, TUBES + BENDING WIRES, 10 TUBES, OF 330 MM LONG, + 2 BENDING WIRES | REHABILITATION AND PHYSIOTHERAPY SUPPLIES SUPPLEMENTARY
7060 | 4224150707100 | SPLINTING ACCESSORIES, WRIST EXTENSION COIL SPRING, TWO TYPES SUPPLIED, COILED (LEFT OR RIGHT), TORQUE FORCE, WHEN TIGHTENED OVER, AN ANGLE OF 1300:5000 GRAM/CM | REHABILITATION AND PHYSIOTHERAPY SUPPLIES SUPPLEMENTARY
7061 | 4224150009000 | SPLINTING MATERIAL, THERMOPLASTIC SHEET, HIGH STRETCHING, HIGH MEMORY, HIGH DRAPING, 1% PERFORATED APPROXIMATELY, THICKNESS 3.2 MM SIZE 60 X 90 CM APPROXIMATELY | REHABILITATION AND PHYSIOTHERAPY SUPPLIES SUPPLEMENTARY
7062 | 4224151014000 | SPLINTING MATERIAL, THERMOPLASTIC SHEET, HIGH STRETCHING, HIGH MEMORY, NON STICK, 38% PERFORATED APPROXIMATELY, THICKNESS 2.0 MM SIZE 45 X 60 CM APPROXIMATELY, BLUE | REHABILITATION AND PHYSIOTHERAPY SUPPLIES SUPPLEMENTARY
7063 | 4224151013800 | SPLINTING MATERIAL, THERMOPLASTIC SHEET, HIGH STRETCHING, HIGH MEMORY, NON STICK, 38% PERFORATED APPROXIMATELY, THICKNESS 2.0 MM SIZE 45 X 60 CM APPROXIMATELY, GOLD | REHABILITATION AND PHYSIOTHERAPY SUPPLIES SUPPLEMENTARY
7064 | 4224151009200 | SPLINTING MATERIAL, THERMOPLASTIC SHEET, HIGH STRETCHING, HIGH MEMORY, NON STICK, NON PERFORATED, THICKNESS 1.6 MM SIZE 45 X 60 CM APPROXIMATELY, WHITE OR BEIGE | REHABILITATION AND PHYSIOTHERAPY SUPPLIES SUPPLEMENTARY
7065 | 4224151014300 | SPLINTING MATERIAL, THERMOPLASTIC SHEET, HIGH STRETCHING, HIGH MEMORY, RIGID, 1% PERFORATED APPROXIMATELY, THICKNESS 3.2 MM SIZE 45 X 60 CM APPROXIMATELY | REHABILITATION AND PHYSIOTHERAPY SUPPLIES SUPPLEMENTARY
7066 | 4224151014200 | SPLINTING MATERIAL, THERMOPLASTIC SHEET, HIGH STRETCHING, HIGH MEMORY, RIGID, NON PERFORATED, THICKNESS 3.2 MM SIZE 45 X 60 CM APPROXIMATELY | REHABILITATION AND PHYSIOTHERAPY SUPPLIES SUPPLEMENTARY
7067 | 4224151009500 | SPLINTING MATERIAL, THERMOPLASTIC SHEET, LOW STRETCHING, LOW MEMORY, NON STICK, SOFT, NON PERFORATED, THICKNESS 3.2 MM SIZE 60 X 90 CM APPROXIMATELY, WHITE OR BEIGE | REHABILITATION AND PHYSIOTHERAPY SUPPLIES SUPPLEMENTARY
7068 | 4224151014500 | SPLINTING MATERIAL, THERMOPLASTIC SHEET, LOW STRETCHING, MODERATE MEMORY, LOW DRAPING, RIGID, 38% PERFORATED APPROXIMATELY, THICKNESS 3.0 MM SIZE 60 X 90 CM APPROXIMATELY | REHABILITATION AND PHYSIOTHERAPY SUPPLIES SUPPLEMENTARY
7069 | 4224151014400 | SPLINTING MATERIAL, THERMOPLASTIC SHEET, LOW STRETCHING, MODERATE MEMORY, LOW DRAPING, RIGID, NON PERFORATED, THICKNESS 3.0 MM SIZE 60 X 90 CM APPROXIMATELY | REHABILITATION AND PHYSIOTHERAPY SUPPLIES SUPPLEMENTARY
7070 | 4224150008900 | SPLINTING MATERIAL, THERMOPLASTIC SHEET, LOW STRETCHING, MODERATE MEMORY, MODERATE DRAPING, STICK, RIGID, NON PERFORATED, THICKNESS 3.2 MM SIZE 60 X 90 CM APPROXIMATELY | REHABILITATION AND PHYSIOTHERAPY SUPPLIES SUPPLEMENTARY
7071 | 4224150202800 | SPLINTING MATERIAL, THERMOPLASTIC SHEET, MODERATE STRETCHING, MODERATE DRAPING, STICK, NON PERFORATED, THICKNESS 1.6 MM SIZE 45 X 60 CM APPROXIMATELY | REHABILITATION AND PHYSIOTHERAPY SUPPLIES SUPPLEMENTARY
7072 | 4224151011100 | SPLINTING MATERIAL, THERMOPLASTIC SHEET, LOW STRETCHING, LOW DRAPING, RIGID, NON PERFORATED, THICKNESS 3.2 MM SIZE 60 X 90 CM APPROXIMATELY, WHITE | REHABILITATION AND PHYSIOTHERAPY SUPPLIES SUPPLEMENTARY
7073 | 4225162700400 | THERAPEUTIC, HAND EXERCISER, FINGER, ATTACHMENTS, STRENGTHENS THE FINGERS, INDIVIDUAL TABS, ARE ATTACHED TO RUBBER BANDS THAT ALLOW VARYING DEGREES OF RESISTANCE CAN BE USED ON THE THUMB TO STRENGTHEN EXTENSION AND ABDUCTION. FINGER EXERCISER ATTACHMENTS, ONE (1) EACH = ONE (1) PACK | REHABILITATION AND PHYSIOTHERAPY SUPPLIES SUPPLEMENTARY
7074 | 4225150001000 | THERAPEUTIC, MASSAGER WITH 3 RUBBER HEADS, VIBRATES AT 5500 CYCLES PER MINUTE, PORTABLE, USE TO BREAK DOWN SCAR TISSUE AFTER SURGERY AND REDUCE SCAR’S APPEARANCE, INCLUDE BATTERY | REHABILITATION AND PHYSIOTHERAPY SUPPLIES SUPPLEMENTARY
7075 | 4219220801100 | WHEELCHAIR ACCESSORIES, AMPUTEE STUMP SUPPORT PROVIDES PATIENTS A FULLY ADJUSTABLE AMPUTEE SUPPORT POLYURETHANE MULTI DIRECTIONAL STRETCH COVER SOFT HR FOAM WHEELCHAIR POSITIONING AND SUPPORT 11X10X3IN WHEELCHAIR TRAYS ARE SPECIALLY DESIGNED PLATFORMS OR SURFACES THAT ATTACH TO WHEELCHAIRS PROVIDING A FIRM TABLE FOR ENABLE INDEPENDENCE AND CONVENIENCE FOR WHEELCHAIR USERS FOR USE ON FULL ARM WHEELCHAIRS WATERPROOF FIREPROOF RAISED EDGE WITH A 1.5CM DESIGN TO PREVENT SPILLS LATEX FREE | REHABILITATION AND PHYSIOTHERAPY SUPPLIES SUPPLEMENTARY
7076 | 4219220801200 | WHEELCHAIR ACCESSORIES, AMPUTEE STUMP SUPPORT PROVIDES PATIENTS A FULLY ADJUSTABLE STUMP SUPPORT, DESIGNED TO INSTALL ON ANY WHEELCHAIRWITH FRAME TUBE SIZE FROM 7/8 INCH TO 1 INCH, INSTALLS ON EITHER LEFT OR RIGHT SIDE, SWINGAWAY, COINCIDES WITH ANY WHEELCHAIR CUSHION, RIGID BASE COVERED BY TOP LAYER OF CONTOURED SOFT HR FOAM, POLYURETHANE COVER, SPILL PROOF WITH MULTIDIRECTIONAL STRETCH, SIZE 11X14X3 INCH | REHABILITATION AND PHYSIOTHERAPY SUPPLIES SUPPLEMENTARY
7077 | 4219220801300 | WHEELCHAIR ACCESSORIES, AMPUTEE STUMP SUPPORT PROVIDES PATIENTS A FULLY ADJUSTABLE STUMP SUPPORT, DESIGNED TO INSTALL ON ANY WHEELCHAIRWITH FRAME TUBE SIZE FROM 7/8 INCH TO 1 INCH, INSTALLS ON EITHER LEFT OR RIGHT SIDE, SWINGAWAY, COINCIDES WITH ANY WHEELCHAIR CUSHION, RIGID BASE COVERED BY TOP LAYER OF CONTOURED SOFT HR FOAM, POLYURETHANE COVER, SPILL PROOF WITH MULTIDIRECTIONAL STRETCH, SIZE 12X10X3 INCH | REHABILITATION AND PHYSIOTHERAPY SUPPLIES SUPPLEMENTARY
7078 | 4219220801400 | WHEELCHAIR ACCESSORIES, AMPUTEE STUMP SUPPORT PROVIDES PATIENTS A FULLY ADJUSTABLE STUMP SUPPORT, DESIGNED TO INSTALL ON ANY WHEELCHAIRWITH FRAME TUBE SIZE FROM 7/8 INCH TO 1 INCH, INSTALLS ON EITHER LEFT OR RIGHT SIDE, SWINGAWAY, COINCIDES WITH ANY WHEELCHAIR CUSHION, RIGID BASE COVERED BY TOP LAYER OF CONTOURED SOFT HR FOAM, POLYURETHANE COVER, SPILL PROOF WITH MULTIDIRECTIONAL STRETCH, SIZE 12X14X3 INCH | REHABILITATION AND PHYSIOTHERAPY SUPPLIES SUPPLEMENTARY
7079 | 4219220801500 | WHEELCHAIR ACCESSORIES, AMPUTEE STUMP SUPPORT PROVIDES PATIENTS A FULLY ADJUSTABLE STUMP SUPPORT, DESIGNED TO INSTALL ON ANY WHEELCHAIRWITH FRAME TUBE SIZE FROM 7/8 INCH TO 1 INCH, INSTALLS ON EITHER LEFT OR RIGHT SIDE, SWINGAWAY, COINCIDES WITH ANY WHEELCHAIR CUSHION, RIGID BASE COVERED BY TOP LAYER OF CONTOURED SOFT HR FOAM, POLYURETHANE COVER, SPILL PROOF WITH MULTIDIRECTIONAL STRETCH, SIZE 8X10X3 INCH | REHABILITATION AND PHYSIOTHERAPY SUPPLIES SUPPLEMENTARY
7080 | 4219220801600 | WHEELCHAIR ACCESSORIES, AMPUTEE STUMP SUPPORT PROVIDES PATIENTS A FULLY ADJUSTABLE STUMP SUPPORT, DESIGNED TO INSTALL ON ANY WHEELCHAIRWITH FRAME TUBE SIZE FROM 7/8 INCH TO 1 INCH, INSTALLS ON EITHER LEFT OR RIGHT SIDE, SWINGAWAY, COINCIDES WITH ANY WHEELCHAIR CUSHION, RIGID BASE COVERED BY TOP LAYER OF CONTOURED SOFT HR FOAM, POLYURETHANE COVER, SPILL PROOF WITH MULTIDIRECTIONAL STRETCH, SIZE 8X14X3 INCH | REHABILITATION AND PHYSIOTHERAPY SUPPLIES SUPPLEMENTARY
7081 | 4219220801700 | WHEELCHAIR ACCESSORIES, AMPUTEE STUMP SUPPORT PROVIDES PATIENTS A FULLY ADJUSTABLE STUMP SUPPORT, DESIGNED TO INSTALL ON ANY WHEELCHAIRWITH FRAME TUBE SIZE FROM 7/8 INCH TO 1 INCH, INSTALLS ON EITHER LEFT OR RIGHT SIDE, SWINGAWAY, COINCIDES WITH ANY WHEELCHAIR CUSHION, RIGID BASE COVERED BY TOP LAYER OF CONTOURED SOFT HR FOAM, POLYURETHANE COVER, SPILL PROOF WITH MULTIDIRECTIONAL STRETCH, SIZE 9X10X3 INCH | REHABILITATION AND PHYSIOTHERAPY SUPPLIES SUPPLEMENTARY
7082 | 4214170504500 | WHEELCHAIR ACCESSORIES, CUSHION, BARIATRIC, PRE-CONTOURED FOAM BASE WITH FLUID PAD FOR SUPERIOR SKIN PROTECTION. MILD LEG TROUGH CUTOUTS AND MEDIAL THIGH SUPPORTS TO ENCOURAGE PROPER POSITIONING OF THE PELVIS AND THIGHS. ANTERIOR SLOPE FOR A MORE UPRIGHT POSTURE. AIR EXCHANGE COVER FOR HIGH RISK OF SKIN BREAKDOWN, PROMOTES AIRFLOW AND DISSIPATES HEAT AND MOISTURE TO KEEP CLIENT CLEAN AND DRY. THERAPEUTIC ITEM 22X18X3.5IN. WEIGHT CAPACITY 295KG APPROXIMATELY | REHABILITATION AND PHYSIOTHERAPY SUPPLIES SUPPLEMENTARY
7083 | 4214170504600 | WHEELCHAIR ACCESSORIES, CUSHION, BARIATRIC, PRE-CONTOURED FOAM BASE WITH FLUID PAD FOR SUPERIOR SKIN PROTECTION. MILD LEG TROUGH CUTOUTS AND MEDIAL THIGH SUPPORTS TO ENCOURAGE PROPER POSITIONING OF THE PELVIS AND THIGHS. ANTERIOR SLOPE FOR A MORE UPRIGHT POSTURE. AIR EXCHANGE COVER FOR HIGH RISK OF SKIN BREAKDOWN, PROMOTES AIRFLOW AND DISSIPATES HEAT AND MOISTURE TO KEEP CLIENT CLEAN AND DRY. THERAPEUTIC ITEM 24X18X3.5IN. WEIGHT CAPACITY 295KG APPROXIMATELY | REHABILITATION AND PHYSIOTHERAPY SUPPLIES SUPPLEMENTARY
7084 | 4214170504700 | WHEELCHAIR ACCESSORIES, CUSHION, BARIATRIC, PRE-CONTOURED FOAM BASE WITH FLUID PAD FOR SUPERIOR SKIN PROTECTION. MILD LEG TROUGH CUTOUTS AND MEDIAL THIGH SUPPORTS TO ENCOURAGE PROPER POSITIONING OF THE PELVIS AND THIGHS. ANTERIOR SLOPE FOR A MORE UPRIGHT POSTURE. AIR EXCHANGE COVER FOR HIGH RISK OF SKIN BREAKDOWN, PROMOTES AIRFLOW AND DISSIPATES HEAT AND MOISTURE TO KEEP CLIENT CLEAN AND DRY. THERAPEUTIC ITEM 24X20X3.5IN. WEIGHT CAPACITY 295KG APPROXIMATELY | REHABILITATION AND PHYSIOTHERAPY SUPPLIES SUPPLEMENTARY
7085 | 4214170504800 | WHEELCHAIR ACCESSORIES, CUSHION, BARIATRIC, PRE-CONTOURED FOAM BASE WITH FLUID PAD FOR SUPERIOR SKIN PROTECTION. MILD LEG TROUGH CUTOUTS AND MEDIAL THIGH SUPPORTS TO ENCOURAGE PROPER POSITIONING OF THE PELVIS AND THIGHS. ANTERIOR SLOPE FOR A MORE UPRIGHT POSTURE. AIR EXCHANGE COVER FOR HIGH RISK OF SKIN BREAKDOWN, PROMOTES AIRFLOW AND DISSIPATES HEAT AND MOISTURE TO KEEP CLIENT CLEAN AND DRY. THERAPEUTIC ITEM 26X22X3.5IN. WEIGHT CAPACITY 295KG APPROXIMATELY | REHABILITATION AND PHYSIOTHERAPY SUPPLIES SUPPLEMENTARY
7086 | 4214170504000 | WHEELCHAIR ACCESSORIES, CUSHION, BARIATRIC, PRE-CONTOURED FOAM BASE WITH VISCO MEMORY FOAM INSERTS FOR SUPERIOR SKIN PROTECTION. MILD LEG TROUGH CUTOUTS AND MEDIAL THIGH SUPPORTS TO ENCOURAGE PROPER POSITIONING OF THE PELVIS AND THIGHS. ANTERIOR SLOPE FOR A MORE UPRIGHT POSTURE. MOISTURE INCONTINENCE RESISTANT COVER FOR LOW RISK OF SKIN BREAKDOWN, URETHANE INNER COVER WHICH IS EASY TO WIPE OFF AND CLEAN, PROTECTS THE FOAM BASE FROM MOISTURE BUILD UP. THERAPEUTIC ITEM. SIZE: 22X18X3.5IN. WEIGHT CAPACITY 295KG APPROXIMATELY | REHABILITATION AND PHYSIOTHERAPY SUPPLIES SUPPLEMENTARY
7087 | 4214170504100 | WHEELCHAIR ACCESSORIES, CUSHION, BARIATRIC. PRE-CONTOURED FOAM BASE WITH VISCO MEMORY FOAM INSERTS FOR SUPERIOR SKIN PROTECTION. MILD LEG TROUGH CUTOUTS AND MEDIAL THIGH SUPPORTS TO ENCOURAGE PROPER POSITIONING OF THE PELVIS AND THIGHS. ANTERIOR SLOPE FOR A MORE UPRIGHT POSTURE. MOISTURE INCONTINENCE RESISTANT COVER FOR LOW RISK OF SKIN BREAKDOWN, URETHANE INNER COVER WHICH IS EASY TO WIPE OFF AND CLEAN, PROTECTS THE FOAM BASE FROM MOISTURE BUILD UP. THERAPEUTIC ITEM. SIZE: 24X18X3.5IN. WEIGHT CAPACITY 295KG APPROXIMATELY | REHABILITATION AND PHYSIOTHERAPY SUPPLIES SUPPLEMENTARY
7088 | 4214170504200 | WHEELCHAIR ACCESSORIES, CUSHION, BARIATRIC. PRE-CONTOURED FOAM BASE WITH VISCO MEMORY FOAM INSERTS FOR SUPERIOR SKIN PROTECTION. MILD LEG TROUGH CUTOUTS AND MEDIAL THIGH SUPPORTS TO ENCOURAGE PROPER POSITIONING OF THE PELVIS AND THIGHS. ANTERIOR SLOPE FOR A MORE UPRIGHT POSTURE. MOISTURE INCONTINENCE RESISTANT COVER FOR LOW RISK OF SKIN BREAKDOWN, URETHANE INNER COVER WHICH IS EASY TO WIPE OFF AND CLEAN, PROTECTS THE FOAM BASE FROM MOISTURE BUILD UP. THERAPEUTIC ITEM. SIZE: 24X20X3.5IN. WEIGHT CAPACITY 295KG APPROXIMATELY | REHABILITATION AND PHYSIOTHERAPY SUPPLIES SUPPLEMENTARY
7089 | 4214170504300 | WHEELCHAIR ACCESSORIES, CUSHION, BARIATRIC. PRE-CONTOURED FOAM BASE WITH VISCO MEMORY FOAM INSERTS FOR SUPERIOR SKIN PROTECTION. MILD LEG TROUGH CUTOUTS AND MEDIAL THIGH SUPPORTS TO ENCOURAGE PROPER POSITIONING OF THE PELVIS AND THIGHS. ANTERIOR SLOPE FOR A MORE UPRIGHT POSTURE. MOISTURE INCONTINENCE RESISTANT COVER FOR LOW RISK OF SKIN BREAKDOWN, URETHANE INNER COVER WHICH IS EASY TO WIPE OFF AND CLEAN, PROTECTS THE FOAM BASE FROM MOISTURE BUILD UP. THERAPEUTIC ITEM. SIZE: 26X22X3.5IN. WEIGHT CAPACITY 295KG APPROXIMATELY | REHABILITATION AND PHYSIOTHERAPY SUPPLIES SUPPLEMENTARY
7090 | 4214170505700 | WHEELCHAIR ACCESSORIES, CUSHION, FOAM, MILDLY CONTOURED DUAL LAYERED FOAM WITH FIRM BOTTOM LAYER AND SOFT TOP LAYER WITH MILD CONTOURING FOR ADDITIONAL SUPPORT. LYCRA CUSHION COVER, MOISTURE RESISTANT, ANTI-MICROBIAL, 4 WAY STRETCH WITH AQUA-GUARD ZIPPER TO PROTECT FOAM FROM LIQUIDS. THERAPEUTIC ITEM 14X14X3IN, WEIGHT CAPACITY 136KG APPROXIMATELY | REHABILITATION AND PHYSIOTHERAPY SUPPLIES SUPPLEMENTARY
7091 | 4214170506200 | WHEELCHAIR ACCESSORIES, CUSHION, FOAM, MILDLY CONTOURED DUAL LAYERED FOAM WITH FIRM BOTTOM LAYER AND SOFT TOP LAYER WITH MILD CONTOURING FOR ADDITIONAL SUPPORT. LYCRA CUSHION COVER, MOISTURE RESISTANT, ANTI-MICROBIAL, 4 WAY STRETCH WITH AQUA-GUARD ZIPPER TO PROTECT FOAM FROM LIQUIDS. THERAPEUTIC ITEM 22X18X3IN, WEIGHT CAPACITY 136KG APPROXIMATELY | REHABILITATION AND PHYSIOTHERAPY SUPPLIES SUPPLEMENTARY
7092 | 4214170506300 | WHEELCHAIR ACCESSORIES, CUSHION, FOAM, MILDLY CONTOURED DUAL LAYERED FOAM WITH FIRM BOTTOM LAYER AND SOFT TOP LAYER WITH MILD CONTOURING FOR ADDITIONAL SUPPORT. LYCRA CUSHION COVER, MOISTURE RESISTANT, ANTI-MICROBIAL, 4 WAY STRETCH WITH AQUA-GUARD ZIPPER TO PROTECT FOAM FROM LIQUIDS. THERAPEUTIC ITEM 22X20X3IN, WEIGHT CAPACITY 136KG APPROXIMATELY | REHABILITATION AND PHYSIOTHERAPY SUPPLIES SUPPLEMENTARY
7093 | 4225161700800 | WHEELCHAIR ACCESSORIES, CUSHION, GEL BASED, OFFERS SUPERIOR LATERAL STABILITY WITH LATERAL PELVIC WEDGES FOR ALIGNMENT OF THE PELVIS AND MORE INVOLVED POSITIONING NEEDS. TOP LAYER IS SOFT GEL INFUSED VISCO MEMORY FOAM WITH AN EXTRA LAYER COVERING THE PELVIC LOADING AREA AND FLUID PAD BENEATH PROVIDING EVEN DISTRIBUTION OF WEIGHT FOR PRESSURE REDUCTION AND MAXIMUM COMFORT. DYNAMIC FLUID AND MOISTURE RESISTANT INNER COVER, ANTI MICROBIAL OUTER COVER, 16X16X4.5IN WEIGHT CAPACITY 136KG APPROXIMATELY | REHABILITATION AND PHYSIOTHERAPY SUPPLIES SUPPLEMENTARY
7094 | 4225161701000 | WHEELCHAIR ACCESSORIES, CUSHION, GEL BASED, OFFERS SUPERIOR LATERAL STABILITY WITH LATERAL PELVIC WEDGES FOR ALIGNMENT OF THE PELVIS AND MORE INVOLVED POSITIONING NEEDS. TOP LAYER IS SOFT GEL INFUSED VISCO MEMORY FOAM WITH AN EXTRA LAYER COVERING THE PELVIC LOADING AREA AND FLUID PAD BENEATH PROVIDING EVEN DISTRIBUTION OF WEIGHT FOR PRESSURE REDUCTION AND MAXIMUM COMFORT. DYNAMIC FLUID AND MOISTURE RESISTANT INNER COVER, ANTI MICROBIAL OUTER COVER, 18X16X4.5IN WEIGHT CAPACITY 136KG APPROXIMATELY | REHABILITATION AND PHYSIOTHERAPY SUPPLIES SUPPLEMENTARY
7095 | 4225161701200 | WHEELCHAIR ACCESSORIES, CUSHION, GEL BASED, OFFERS SUPERIOR LATERAL STABILITY WITH LATERAL PELVIC WEDGES FOR ALIGNMENT OF THE PELVIS AND MORE INVOLVED POSITIONING NEEDS. TOP LAYER IS SOFT GEL INFUSED VISCO MEMORY FOAM WITH AN EXTRA LAYER COVERING THE PELVIC LOADING AREA AND FLUID PAD BENEATH PROVIDING EVEN DISTRIBUTION OF WEIGHT FOR PRESSURE REDUCTION AND MAXIMUM COMFORT. DYNAMIC FLUID AND MOISTURE RESISTANT INNER COVER, ANTI MICROBIAL OUTER COVER, 18X18X4.5IN WEIGHT CAPACITY 136KG APPROXIMATELY | REHABILITATION AND PHYSIOTHERAPY SUPPLIES SUPPLEMENTARY
7096 | 4225161701400 | WHEELCHAIR ACCESSORIES, CUSHION, GEL BASED, OFFERS SUPERIOR LATERAL STABILITY WITH LATERAL PELVIC WEDGES FOR ALIGNMENT OF THE PELVIS AND MORE INVOLVED POSITIONING NEEDS. TOP LAYER IS SOFT GEL INFUSED VISCO MEMORY FOAM WITH AN EXTRA LAYER COVERING THE PELVIC LOADING AREA AND FLUID PAD BENEATH PROVIDING EVEN DISTRIBUTION OF WEIGHT FOR PRESSURE REDUCTION AND MAXIMUM COMFORT. DYNAMIC FLUID AND MOISTURE RESISTANT INNER COVER, ANTI MICROBIAL OUTER COVER, 20X18X4.5IN WEIGHT CAPACITY 136KG APPROXIMATELY | REHABILITATION AND PHYSIOTHERAPY SUPPLIES SUPPLEMENTARY
7097 | 4225161701500 | WHEELCHAIR ACCESSORIES, CUSHION, GEL BASED, OFFERS SUPERIOR LATERAL STABILITY WITH LATERAL PELVIC WEDGES FOR ALIGNMENT OF THE PELVIS AND MORE INVOLVED POSITIONING NEEDS. TOP LAYER IS SOFT GEL INFUSED VISCO MEMORY FOAM WITH AN EXTRA LAYER COVERING THE PELVIC LOADING AREA AND FLUID PAD BENEATH PROVIDING EVEN DISTRIBUTION OF WEIGHT FOR PRESSURE REDUCTION AND MAXIMUM COMFORT. DYNAMIC FLUID AND MOISTURE RESISTANT INNER COVER, ANTI MICROBIAL OUTER COVER, 22X18X4.5IN WEIGHT CAPACITY 136KG APPROXIMATELY | REHABILITATION AND PHYSIOTHERAPY SUPPLIES SUPPLEMENTARY
7098 | 4225161702100 | WHEELCHAIR ACCESSORIES, CUSHION, GEL BASED, OFFERS SUPERIOR LATERAL STABILITY WITH LATERAL PELVIC WEDGES FOR ALIGNMENT OF THE PELVIS AND MORE INVOLVED POSITIONING NEEDS. TOP LAYER IS SOFT GEL INFUSED VISCO MEMORY FOAM WITH AN EXTRA LAYER COVERING THE PELVIC LOADING AREA AND FLUID PAD BENEATH PROVIDING EVEN DISTRIBUTION OF WEIGHT FOR PRESSURE REDUCTION AND MAXIMUM COMFORT. DYNAMIC FLUID AND MOISTURE RESISTANT INNER COVER, ANTI MICROBIAL OUTER COVER, 14X14X4.5IN WEIGHT CAPACITY 136KG APPROXIMATELY | REHABILITATION AND PHYSIOTHERAPY SUPPLIES SUPPLEMENTARY
7099 | 4219220821500 | WHEELCHAIR ACCESSORIES, FOAM ARMRESTS PADDING, ATTACH WITH HOOK AND LOOP FASTENER, COMFORT, PRESSURE RELIEF AND PROTECTION OF SENSITIVE ARM AND ELBOWS, COVERED WITH FABRIC THAT CAN EASILY BE CLEAN, LENGTH 16 INCH | REHABILITATION AND PHYSIOTHERAPY SUPPLIES SUPPLEMENTARY
7100 | 4224170329300 | IMMOBILIZER, ARM OR LEG, MADE OF PRINTED COTTON, LINED WITH SOFT LAYER INNER CLOTH, HAS EQUALLY DIVIDED PLASTIC STRIPS TO PROVIDE RIGIDITY, PADDED WITH MINIMUM 2 CM, THICK FOAM IN THE INSIDE VELCRO STRAPS ARE ADJUSTABLE, LENGTH 30-32 cm | REHABILITATION AND PHYSIOTHERAPY SUPPLIES SUPPLEMENTARY
7101 | 4214280265400 | ARM SLEEVE, SELF-ADJUSTABLE WITH MITTEN AND THUMB, MADE OF FOAM CUBES, SEMI-OPEN DESIGN WITH VELCRO, CONTAINS POLYURETHANE, LEFT, NORMAL LENGTH, SIZE 1 OR SMALL | REHABILITATION AND PHYSIOTHERAPY SUPPLIES SUPPLEMENTARY
7102 | 4214280265500 | ARM SLEEVE, SELF-ADJUSTABLE WITH MITTEN AND THUMB, MADE OF FOAM CUBES, SEMI-OPEN DESIGN WITH VELCRO, CONTAINS POLYURETHANE, LEFT, NORMAL LENGTH, SIZE 2 OR MEDIUM | REHABILITATION AND PHYSIOTHERAPY SUPPLIES SUPPLEMENTARY
7103 | 4214280265600 | ARM SLEEVE, SELF-ADJUSTABLE WITH MITTEN AND THUMB, MADE OF FOAM CUBES, SEMI-OPEN DESIGN WITH VELCRO, CONTAINS POLYURETHANE, LEFT, NORMAL LENGTH, SIZE 3 OR LARGE | REHABILITATION AND PHYSIOTHERAPY SUPPLIES SUPPLEMENTARY
7104 | 4214280265700 | ARM SLEEVE, SELF-ADJUSTABLE WITH MITTEN AND THUMB, MADE OF FOAM CUBES, SEMI-OPEN DESIGN WITH VELCRO, CONTAINS POLYURETHANE, LEFT, NORMAL LENGTH, SIZE 4 OR X-LARGE | REHABILITATION AND PHYSIOTHERAPY SUPPLIES SUPPLEMENTARY
7105 | 4214280265800 | ARM SLEEVE, SELF-ADJUSTABLE WITH MITTEN AND THUMB, MADE OF FOAM CUBES, SEMI-OPEN DESIGN WITH VELCRO, CONTAINS POLYURETHANE, LEFT, NORMAL LENGTH, SIZE 5 OR XX-LARGE | REHABILITATION AND PHYSIOTHERAPY SUPPLIES SUPPLEMENTARY
7106 | 4214280265900 | ARM SLEEVE, SELF-ADJUSTABLE WITH MITTEN AND THUMB, MADE OF FOAM CUBES, SEMI-OPEN DESIGN WITH VELCRO, CONTAINS POLYURETHANE, RIGHT, NORMAL LENGTH, SIZE 1 OR SMALL | REHABILITATION AND PHYSIOTHERAPY SUPPLIES SUPPLEMENTARY
7107 | 4214280266000 | ARM SLEEVE, SELF-ADJUSTABLE WITH MITTEN AND THUMB, MADE OF FOAM CUBES, SEMI-OPEN DESIGN WITH VELCRO, CONTAINS POLYURETHANE, RIGHT, NORMAL LENGTH, SIZE 2 OR MEDIUM | REHABILITATION AND PHYSIOTHERAPY SUPPLIES SUPPLEMENTARY
7108 | 4214280266100 | ARM SLEEVE, SELF-ADJUSTABLE WITH MITTEN AND THUMB, MADE OF FOAM CUBES, SEMI-OPEN DESIGN WITH VELCRO, CONTAINS POLYURETHANE, RIGHT, NORMAL LENGTH, SIZE 3 OR LARGE | REHABILITATION AND PHYSIOTHERAPY SUPPLIES SUPPLEMENTARY
7109 | 4214280266200 | ARM SLEEVE, SELF-ADJUSTABLE WITH MITTEN AND THUMB, MADE OF FOAM CUBES, SEMI-OPEN DESIGN WITH VELCRO, CONTAINS POLYURETHANE, RIGHT, NORMAL LENGTH, SIZE 4 OR X-LARGE | REHABILITATION AND PHYSIOTHERAPY SUPPLIES SUPPLEMENTARY
7110 | 4214280260100 | GARMENT, ABOVE KNEE, SELF-ADJUSTABLE, MADE OF FOAM CUBES, CONTAINS POLYURETHANE, NORMAL LENGTH, SIZE 1 OR SMALL | REHABILITATION AND PHYSIOTHERAPY SUPPLIES SUPPLEMENTARY
7111 | 4214280260200 | GARMENT, ABOVE KNEE, SELF-ADJUSTABLE, MADE OF FOAM CUBES, CONTAINS POLYURETHANE, NORMAL LENGTH, SIZE 2 OR MEDIUM | REHABILITATION AND PHYSIOTHERAPY SUPPLIES SUPPLEMENTARY
7112 | 4214280260300 | GARMENT, ABOVE KNEE, SELF-ADJUSTABLE, MADE OF FOAM CUBES, CONTAINS POLYURETHANE, NORMAL LENGTH, SIZE 3 OR LARGE | REHABILITATION AND PHYSIOTHERAPY SUPPLIES SUPPLEMENTARY
7113 | 4214280260400 | GARMENT, ABOVE KNEE, SELF-ADJUSTABLE, MADE OF FOAM CUBES, CONTAINS POLYURETHANE, NORMAL LENGTH, SIZE 4 OR X-LARGE | REHABILITATION AND PHYSIOTHERAPY SUPPLIES SUPPLEMENTARY
7114 | 4214280266500 | GARMENT, BELOW KNEE, SELF-ADJUSTABLE, MADE OF FOAM CUBES, CONTAINS POLYURETHANE, NORMAL LENGTH, SIZE 1 ( SMALL ) | REHABILITATION AND PHYSIOTHERAPY SUPPLIES SUPPLEMENTARY
7115 | 4214280266600 | GARMENT, BELOW KNEE, SELF-ADJUSTABLE, MADE OF FOAM CUBES, CONTAINS POLYURETHANE, NORMAL LENGTH, SIZE 2 ( MEDIUM ) | REHABILITATION AND PHYSIOTHERAPY SUPPLIES SUPPLEMENTARY
7116 | 4214280266700 | GARMENT, BELOW KNEE, SELF-ADJUSTABLE, MADE OF FOAM CUBES, CONTAINS POLYURETHANE, NORMAL LENGTH, SIZE 3 ( LARGE ) | REHABILITATION AND PHYSIOTHERAPY SUPPLIES SUPPLEMENTARY
7117 | 4214280266800 | GARMENT, BELOW KNEE, SELF-ADJUSTABLE, MADE OF FOAM CUBES, CONTAINS POLYURETHANE, NORMAL LENGTH, SIZE 4 ( X-LARGE ) | REHABILITATION AND PHYSIOTHERAPY SUPPLIES SUPPLEMENTARY
7118 | 4214280260500 | GARMENT, ADJUSTABLE COMPRESSION, CALF, FOR LYMPHEDEMA, VELCRO, ADJUSTABLE BUILT-IN-TENSION SYSTEM, WITH COMPRESSION LEVELS INDICATORS, BREATHABLE, LATEX FREE, ODOR-INHIBITING MATERIAL WITH ANTI-BACTERIAL EFFECT, LONG, ASSORTED SIZE (LYMPHEDEMA) | REHABILITATION AND PHYSIOTHERAPY SUPPLIES SUPPLEMENTARY
7119 | 4214280260600 | GARMENT, ADJUSTABLE COMPRESSION, CALF, FOR LYMPHEDEMA, VELCRO, ADJUSTABLE BUILT-IN-TENSION SYSTEM, WITH COMPRESSION LEVELS INDICATORS, BREATHABLE, LATEX FREE, ODOR-INHIBITING MATERIAL WITH ANTI-BACTERIAL EFFECT, LONG WIDE, ASSORTED SIZE (LYMPHEDEMA) | REHABILITATION AND PHYSIOTHERAPY SUPPLIES SUPPLEMENTARY
7120 | 4214280260700 | GARMENT, ADJUSTABLE COMPRESSION, CALF, FOR LYMPHEDEMA, VELCRO, ADJUSTABLE BUILT-IN-TENSION SYSTEM, WITH COMPRESSION LEVELS INDICATORS, BREATHABLE, LATEX FREE, ODOR-INHIBITING MATERIAL WITH ANTI-BACTERIAL EFFECT, SHORT, ASSORTED SIZE (LYMPHEDEMA) | REHABILITATION AND PHYSIOTHERAPY SUPPLIES SUPPLEMENTARY
7121 | 4214280260800 | GARMENT, ADJUSTABLE COMPRESSION, CALF, FOR LYMPHEDEMA, VELCRO, ADJUSTABLE BUILT-IN-TENSION SYSTEM, WITH COMPRESSION LEVELS INDICATORS, BREATHABLE, LATEX FREE, ODOR-INHIBITING MATERIAL WITH ANTI-BACTERIAL EFFECT, SHORT-WIDE, ASSORTED SIZE (LYMPHEDEMA) | REHABILITATION AND PHYSIOTHERAPY SUPPLIES SUPPLEMENTARY
7122 | 4214280261100 | GARMENT, ADJUSTABLE COMPRESSION, KNEE, FOR LYMPHEDEMA, VELCRO, ADJUSTABLE BUILT-IN-TENSION SYSTEM, BREATHABLE, LATEX FREE, ODOR-INHIBITING MATERIAL WITH ANTI-BACTERIAL EFFECT, ASSORTED SIZE | REHABILITATION AND PHYSIOTHERAPY SUPPLIES SUPPLEMENTARY
7123 | 4214280261400 | GARMENT, ADJUSTABLE COMPRESSION, THIGH, FOR LYMPHEDEMA, VELCRO, ADJUSTABLE BUILT-IN-TENSION SYSTEM, WITH COMPRESSION LEVELS INDICATORS, BREATHABLE, LATEX FREE, ODOR-INHIBITING MATERIAL WITH ANTI-BACTERIAL EFFECT, LONG, ASSORTED SIZE (LYMPHEDEMA) | REHABILITATION AND PHYSIOTHERAPY SUPPLIES SUPPLEMENTARY
7124 | 4214280261500 | GARMENT, ADJUSTABLE COMPRESSION, THIGH, FOR LYMPHEDEMA, VELCRO, ADJUSTABLE BUILT-IN-TENSION SYSTEM, WITH COMPRESSION LEVELS INDICATORS, BREATHABLE, LATEX FREE, ODOR-INHIBITING MATERIAL WITH ANTI-BACTERIAL EFFECT, LONG-WIDE, ASSORTED SIZE (LYMPHEDEMA) | REHABILITATION AND PHYSIOTHERAPY SUPPLIES SUPPLEMENTARY
7125 | 4214280261600 | GARMENT, ADJUSTABLE COMPRESSION, THIGH, FOR LYMPHEDEMA, VELCRO, ADJUSTABLE BUILT-IN-TENSION SYSTEM, WITH COMPRESSION LEVELS INDICATORS, BREATHABLE, LATEX FREE, ODOR-INHIBITING MATERIAL WITH ANTI-BACTERIAL EFFECT, SHORT, ASSORTED SIZE (LYMPHEDEMA) | REHABILITATION AND PHYSIOTHERAPY SUPPLIES SUPPLEMENTARY
7126 | 4214280268100 | CUSTOM MADE, LYMPHEDEMA COMPRESSION GARMENT, CALF / BELOW KNEE STOCKING, SKIN COLOR, CLASS UPON REQUEST, FABRIC: POLYAMIDE (50-80%), ELASTANE (20-35%), COTTON, SKIN CONTACT AND LATEX FREE | REHABILITATION AND PHYSIOTHERAPY SUPPLIES SUPPLEMENTARY
7127 | 4214280268200 | CUSTOM MADE, LYMPHEDEMA COMPRESSION GARMENT, FOOT GLOVE, SKIN COLOR, CLASS UPON REQUEST, FABRIC: POLYAMIDE (50-80%), ELASTANE (20-35%), COTTON, SKIN CONTACT AND LATEX FREE | REHABILITATION AND PHYSIOTHERAPY SUPPLIES SUPPLEMENTARY
7128 | 4214280268300 | CUSTOM MADE, LYMPHEDEMA COMPRESSION GARMENT, FULL TROUSERS OF TWO SEPARATE STOCKINGS WITH WAIST ADJUSTABLE BANDS, SKIN COLOR, CLASS UPON REQUEST, FABRIC: POLYAMIDE (50-80%), ELASTANE (20-35%), COTTON, SKIN CONTACT AND LATEX FREE | REHABILITATION AND PHYSIOTHERAPY SUPPLIES SUPPLEMENTARY
7129 | 4214280268400 | CUSTOM MADE, LYMPHEDEMA COMPRESSION GARMENT, GAUNTLET WITH THUMB, SKIN COLOR, CLASS UPON REQUEST, FABRIC: POLYAMIDE (50-80%), ELASTANE (20-35%), COTTON, SKIN CONTACT AND LATEX FREE | REHABILITATION AND PHYSIOTHERAPY SUPPLIES SUPPLEMENTARY
7130 | 4618150409900 | CUSTOM MADE, LYMPHEDEMA COMPRESSION GARMENT, GLOVE WITH FINGERS TO BASE OF THE NAIL, SKIN COLOR, CLASS UPON REQUEST, FABRIC: POLYAMIDE (50-80%), ELASTANE (20-35%), COTTON, SKIN CONTACT AND LATEX FREE | REHABILITATION AND PHYSIOTHERAPY SUPPLIES SUPPLEMENTARY
7131 | 4618150410000 | CUSTOM MADE, LYMPHEDEMA COMPRESSION GARMENT, GLOVE WITH FINGERS TO THE KNUCKLE, SKIN COLOR, CLASS UPON REQUEST, FABRIC: POLYAMIDE (50-80%), ELASTANE (20-35%), COTTON, SKIN CONTACT AND LATEX FREE | REHABILITATION AND PHYSIOTHERAPY SUPPLIES SUPPLEMENTARY
7132 | 4214280268500 | CUSTOM MADE, LYMPHEDEMA COMPRESSION GARMENT, ONE-LEG STOCKING WITH HIP SUPPORT, SKIN COLOR, CLASS UPON REQUEST, FABRIC: POLYAMIDE (50-80%), ELASTANE (20-35%), COTTON, SKIN CONTACT AND LATEX FREE | REHABILITATION AND PHYSIOTHERAPY SUPPLIES SUPPLEMENTARY
7133 | 4214280268600 | CUSTOM MADE, LYMPHEDEMA COMPRESSION GARMENT, PANTYHOSE, SKIN COLOR, CLASS UPON REQUEST, FABRIC: POLYAMIDE (50-80%), ELASTANE (20-35%), COTTON, SKIN CONTACT AND LATEX FREE | REHABILITATION AND PHYSIOTHERAPY SUPPLIES SUPPLEMENTARY
7134 | 4618150417700 | CUSTOM MADE, LYMPHEDEMA COMPRESSION GARMENT, SLEEVE WITH SHOULDER SUPPORTING STRAP AND GLOVE, SKIN COLOR, CLASS UPON REQUEST, FABRIC: POLYAMIDE (50-80%), ELASTANE (20-35%), COTTON, SKIN CONTACT AND LATEX FREE | REHABILITATION AND PHYSIOTHERAPY SUPPLIES SUPPLEMENTARY
7135 | 4214280268700 | CUSTOM MADE, LYMPHEDEMA COMPRESSION GARMENT, SLEEVE WITH SHOULDER SUPPORTING STRAP WITH GAUNTLET, SKIN COLOR, CLASS UPON REQUEST, FABRIC: POLYAMIDE (50-80%), ELASTANE (20-35%), COTTON, SKIN CONTACT AND LATEX FREE | REHABILITATION AND PHYSIOTHERAPY SUPPLIES SUPPLEMENTARY
7136 | 4224180400300 | CUSTOM MADE, LYMPHEDEMA COMPRESSION GARMENT, SLEEVE WITH SHOULDER SUPPORTING STRAP, SKIN COLOR, CLASS UPON REQUEST, FABRIC: POLYAMIDE (50-80%), ELASTANE (20-35%), COTTON, SKIN CONTACT AND LATEX FREE | REHABILITATION AND PHYSIOTHERAPY SUPPLIES SUPPLEMENTARY
7137 | 4618150417800 | CUSTOM MADE, LYMPHEDEMA COMPRESSION GARMENT, SLEEVE WITH STAY-UP SILICON STRIP AND GLOVE, SKIN COLOR, CLASS UPON REQUEST, FABRIC: POLYAMIDE (50-80%), ELASTANE (20-35%), COTTON, SKIN CONTACT AND LATEX FREE | REHABILITATION AND PHYSIOTHERAPY SUPPLIES SUPPLEMENTARY
7138 | 4214280268800 | CUSTOM MADE, LYMPHEDEMA COMPRESSION GARMENT, THIGH LENGTH STOCKING, SKIN COLOR, CLASS UPON REQUEST, FABRIC: POLYAMIDE (50-55%), ELASTANE (30-35%), COTTON, SKIN CONTACT AND LATEX FREE | REHABILITATION AND PHYSIOTHERAPY SUPPLIES SUPPLEMENTARY
7139 | 4231220225500 | PRESSURE GARMENT, READY MADE, CHINSTRAP HEAD, SIZE: 18X21IN/ 46-53.5 CM EASY FITTING SOFT AND SMOOTH, HI-TECH YARN WITH PERMANENT ODOR NEUTRALITY, BREATHABLE, HIGH UV PROTECTION, PATENTED KNIT ENSURES RAPID MOISTURE TRANSPORTATION AND TEMPERATURE, HYPOALLERGENIC AND LATEX-FREE ANTI-BACTERIAL, WASHABLE, FABRIC COMPOSITION 20%-30% ELASTANE, 70 AND -80% POLYAMIDE, (SCAR MANAGEMENT) | REHABILITATION AND PHYSIOTHERAPY SUPPLIES SUPPLEMENTARY
7140 | 4231220225600 | PRESSURE GARMENT, READY MADE, CHINSTRAP HEAD, SIZE: 20X23IN/51-58.5 CM EASY FITTING SOFT AND SMOOTH, HI-TECH YARN WITH PERMANENT ODOR NEUTRALITY, BREATHABLE, HIGH UV PROTECTION, PATENTED KNIT ENSURES RAPID MOISTURE TRANSPORTATION AND TEMPERATURE, HYPOALLERGENIC AND LATEX-FREE ANTI-BACTERIAL, WASHABLE, FABRIC COMPOSITION 20%-30% ELASTANE, 70 AND -80% POLYAMIDE, , (SCAR MANAGEMENT) | REHABILITATION AND PHYSIOTHERAPY SUPPLIES SUPPLEMENTARY
7141 | 4231220225700 | PRESSURE GARMENT, READY MADE, CHINSTRAP HEAD, SIZE: 22X25IN /56-63.5 CM EASY FITTING SOFT AND SMOOTH, HI-TECH YARN WITH PERMANENT ODOR NEUTRALITY, BREATHABLE, HIGH UV PROTECTION, PATENTED KNIT ENSURES RAPID MOISTURE TRANSPORTATION AND TEMPERATURE, HYPOALLERGENIC AND LATEX-FREE ANTI-BACTERIAL, WASHABLE, FABRIC COMPOSITION 20%-30% ELASTANE, 70 AND -80% POLYAMIDE, (SCAR MANAGEMENT) | REHABILITATION AND PHYSIOTHERAPY SUPPLIES SUPPLEMENTARY
7142 | 4618150418100 | PRESSURE GARMENT, READY MADE, GLOVES PALM, SIZE 8X9.87IN /20.25-25.25 CM EASY FITTING SOFT AND SMOOTH, HI-TECH YARN WITH PERMANENT ODOR NEUTRALITY, BREATHABLE, HIGH UV PROTECTION, PATENTED KNIT ENSURES RAPID MOISTURE TRANSPORTATION AND TEMPERATURE, HYPOALLERGENIC AND LATEX-FREE ANTI-BACTERIAL, WASHABLE, FABRIC COMPOSITION 20%-30% ELASTANE, 70 AND -80% POLYAMIDE, (SCAR MANAGEMENT) | REHABILITATION AND PHYSIOTHERAPY SUPPLIES SUPPLEMENTARY
7143 | 4618150418200 | PRESSURE GARMENT, READY MADE, GLOVES PALM, SIZE: 6.75X8IN/17-20.25 CM EASY FITTING SOFT AND SMOOTH, HI-TECH YARN WITH PERMANENT ODOR NEUTRALITY, BREATHABLE, HIGH UV PROTECTION, PATENTED KNIT ENSURES RAPID MOISTURE TRANSPORTATION AND TEMPERATURE, HYPOALLERGENIC AND LATEX-FREE ANTI-BACTERIAL, WASHABLE, FABRIC COMPOSITION 20%-30% ELASTANE, 70 AND -80% POLYAMIDE, (SCAR MANAGEMENT) | REHABILITATION AND PHYSIOTHERAPY SUPPLIES SUPPLEMENTARY
7144 | 4618150418300 | PRESSURE GARMENT, READY MADE, GLOVES PALM, SIZE :5.8X6.75IN /14.9-17 CM EASY FITTING SOFT AND SMOOTH, HI-TECH YARN WITH PERMANENT ODOR NEUTRALITY, BREATHABLE, HIGH UV PROTECTION, PATENTED KNIT ENSURES RAPID MOISTURE TRANSPORTATION AND TEMPERATURE, HYPOALLERGENIC AND LATEX-FREE ANTI-BACTERIAL, WASHABLE, FABRIC COMPOSITION 20%-30% ELASTANE, 70 AND -80% POLYAMIDE, (SCAR MANAGEMENT) | REHABILITATION AND PHYSIOTHERAPY SUPPLIES SUPPLEMENTARY
7145 | 4618150418400 | PRESSURE GARMENT, READY MADE, GLOVES PALM, SIZE :5.2X5.87IN/13.2-15 CM EASY FITTING SOFT AND SMOOTH, HI-TECH YARN WITH PERMANENT ODOR NEUTRALITY, BREATHABLE, HIGH UV PROTECTION, PATENTED KNIT ENSURES RAPID MOISTURE TRANSPORTATION AND TEMPERATURE, HYPOALLERGENIC AND LATEX-FREE ANTI-BACTERIAL, WASHABLE, FABRIC COMPOSITION 20%-30% ELASTANE, 70 AND -80% POLYAMIDE, (SCAR MANAGEMENT) | REHABILITATION AND PHYSIOTHERAPY SUPPLIES SUPPLEMENTARY
7146 | 4618150418500 | PRESSURE GARMENT, READY MADE, GLOVES PALM, SIZE: 4.6X5.25IN/11.75-13.2 EASY FITTING SOFT AND SMOOTH, HI-TECH YARN WITH PERMANENT ODOR NEUTRALITY, BREATHABLE, HIGH UV PROTECTION, PATENTED KNIT ENSURES RAPID MOISTURE TRANSPORTATION AND TEMPERATURE, HYPOALLERGENIC AND LATEX-FREE ANTI-BACTERIAL, WASHABLE, FABRIC COMPOSITION 20%-30% ELASTANE, 70 AND -80% POLYAMIDE, (SCAR MANAGEMENT) | REHABILITATION AND PHYSIOTHERAPY SUPPLIES SUPPLEMENTARY
7147 | 4618150418600 | PRESSURE GARMENT, READY MADE, GLOVES PALM, SIZE: 10.2X12IN/26-30.5 CM EASY FITTING SOFT AND SMOOTH, HI-TECH YARN WITH PERMANENT ODOR NEUTRALITY, BREATHABLE, HIGH UV PROTECTION, PATENTED KNIT ENSURES RAPID MOISTURE TRANSPORTATION AND TEMPERATURE, HYPOALLERGENIC AND LATEX-FREE ANTI-BACTERIAL, WASHABLE, FABRIC COMPOSITION 20%-30% ELASTANE, 70 AND -80% POLYAMIDE, (SCAR MANAGEMENT) | REHABILITATION AND PHYSIOTHERAPY SUPPLIES SUPPLEMENTARY
7148 | 4618153502800 | PRESSURE GARMENT, READY MADE, KNEE ANKLE, SIZE: 5.5X7IN/ 14-18 CM EASY FITTING SOFT AND SMOOTH, HI-TECH YARN WITH PERMANENT ODOR NEUTRALITY, BREATHABLE, HIGH UV PROTECTION, PATENTED KNIT ENSURES RAPID MOISTURE TRANSPORTATION AND TEMPERATURE, HYPOALLERGENIC AND LATEX-FREE ANTI-BACTERIAL, WASHABLE, FABRIC COMPOSITION 20%-30% ELASTANE, 70 AND -80% POLYAMIDE, (SCAR MANAGEMENT) | REHABILITATION AND PHYSIOTHERAPY SUPPLIES SUPPLEMENTARY
7149 | 4618153502900 | PRESSURE GARMENT, READY MADE, KNEE ANKLE, SIZE: 5X6IN/ 13-16.5 CM EASY FITTING SOFT AND SMOOTH, HI-TECH YARN WITH PERMANENT ODOR NEUTRALITY, BREATHABLE, HIGH UV PROTECTION, PATENTED KNIT ENSURES RAPID MOISTURE TRANSPORTATION AND TEMPERATURE, HYPOALLERGENIC AND LATEX-FREE ANTI-BACTERIAL, WASHABLE, FABRIC COMPOSITION 20%-30% ELASTANE, 70 AND -80% POLYAMIDE, (SCAR MANAGEMENT) | REHABILITATION AND PHYSIOTHERAPY SUPPLIES SUPPLEMENTARY
7150 | 4618153503000 | PRESSURE GARMENT, READY MADE, KNEE ANKLE, SIZE: 6.5X8IN/ 16.5-20 CM EASY FITTING SOFT AND SMOOTH, HI-TECH YARN WITH PERMANENT ODOR NEUTRALITY, BREATHABLE, HIGH UV PROTECTION, PATENTED KNIT ENSURES RAPID MOISTURE TRANSPORTATION AND TEMPERATURE, HYPOALLERGENIC AND LATEX-FREE ANTI-BACTERIAL, WASHABLE, FABRIC COMPOSITION 20%-30% ELASTANE, 70 AND -80% POLYAMIDE, (SCAR MANAGEMENT) | REHABILITATION AND PHYSIOTHERAPY SUPPLIES SUPPLEMENTARY
7151 | 4618153503100 | PRESSURE GARMENT, READY MADE, KNEE ANKLE, SIZE: 7X9IN/19-23 CM EASY FITTING SOFT AND SMOOTH, HI-TECH YARN WITH PERMANENT ODOR NEUTRALITY, BREATHABLE, HIGH UV PROTECTION, PATENTED KNIT ENSURES RAPID MOISTURE TRANSPORTATION AND TEMPERATURE, HYPOALLERGENIC AND LATEX-FREE ANTI-BACTERIAL, WASHABLE, FABRIC COMPOSITION 20%-30% ELASTANE, 70 AND -80% POLYAMIDE, (SCAR MANAGEMENT) | REHABILITATION AND PHYSIOTHERAPY SUPPLIES SUPPLEMENTARY
7152 | 4618153503200 | PRESSURE GARMENT, READY MADE, KNEE ANKLE, SIZE: 8X10IN/ 20-25.5 CM EASY FITTING SOFT AND SMOOTH, HI-TECH YARN WITH PERMANENT ODOR NEUTRALITY, BREATHABLE, HIGH UV PROTECTION, PATENTED KNIT ENSURES RAPID MOISTURE TRANSPORTATION AND TEMPERATURE, HYPOALLERGENIC AND LATEX-FREE ANTI-BACTERIAL, WASHABLE, FABRIC COMPOSITION 20%-30% ELASTANE, 70 AND -80% POLYAMIDE, (SCAR MANAGEMENT) | REHABILITATION AND PHYSIOTHERAPY SUPPLIES SUPPLEMENTARY
7153 | 4213151403700 | PRESSURE GARMENT, READY MADE, PANTY GIRDLE HIP, SIZE: 38X43IN/ 96-109 CM EASY FITTING SOFT AND SMOOTH, HI-TECH YARN WITH PERMANENT ODOR NEUTRALITY, BREATHABLE, HIGH UV PROTECTION, PATENTED KNIT ENSURES RAPID MOISTURE TRANSPORTATION AND TEMPERATURE, HYPOALLERGENIC AND LATEX-FREE ANTI-BACTERIAL, WASHABLE, FABRIC COMPOSITION 20%-30% ELASTANE, 70 AND -80% POLYAMIDE, (SCAR MANAGEMENT) | REHABILITATION AND PHYSIOTHERAPY SUPPLIES SUPPLEMENTARY
7154 | 4618150418000 | PRESSURE GARMENT, READY MADE, GLOVES PALM, SIZE: 9.6X11.4IN /24.75-28.50 CM EASY FITTING SOFT AND SMOOTH, HI-TECH YARN WITH PERMANENT ODOR NEUTRALITY, BREATHABLE, HIGH UV PROTECTION, PATENTED KNIT ENSURES RAPID MOISTURE TRANSPORTATION AND TEMPERATURE, HYPOALLERGENIC AND LATEX-FREE ANTI-BACTERIAL, WASHABLE, FABRIC COMPOSITION 20%-30% ELASTANE, 70 AND -80% POLYAMIDE, (SCAR MANAGEMENT) | REHABILITATION AND PHYSIOTHERAPY SUPPLIES SUPPLEMENTARY
7155 | 4213151403000 | PRESSURE GARMENT, READY MADE, PANTY GIRDLE HIP, SIZE 19X22IN/ 48-56 CM EASY FITTING SOFT AND SMOOTH, HI-TECH YARN WITH PERMANENT ODOR NEUTRALITY, BREATHABLE, HIGH UV PROTECTION, PATENTED KNIT ENSURES RAPID MOISTURE TRANSPORTATION AND TEMPERATURE, HYPOALLERGENIC AND LATEX-FREE ANTI-BACTERIAL, WASHABLE, FABRIC COMPOSITION 20%-30% ELASTANE, 70 AND -80% POLYAMIDE, (SCAR MANAGEMENT) | REHABILITATION AND PHYSIOTHERAPY SUPPLIES SUPPLEMENTARY
7156 | 4213151403100 | PRESSURE GARMENT, READY MADE, PANTY GIRDLE HIP, SIZE: 21X24IN /53-61 CM EASY FITTING SOFT AND SMOOTH, HI-TECH YARN WITH PERMANENT ODOR NEUTRALITY, BREATHABLE, HIGH UV PROTECTION, PATENTED KNIT ENSURES RAPID MOISTURE TRANSPORTATION AND TEMPERATURE, HYPOALLERGENIC AND LATEX-FREE ANTI-BACTERIAL, WASHABLE, FABRIC COMPOSITION 20%-30% ELASTANE, 70 AND -80% POLYAMIDE, (SCAR MANAGEMENT) | REHABILITATION AND PHYSIOTHERAPY SUPPLIES SUPPLEMENTARY
7157 | 4213151403200 | PRESSURE GARMENT, READY MADE, PANTY GIRDLE HIP, SIZE: 23X27IN 58-69 CM EASY FITTING SOFT AND SMOOTH, HI-TECH YARN WITH PERMANENT ODOR NEUTRALITY, BREATHABLE, HIGH UV PROTECTION, PATENTED KNIT ENSURES RAPID MOISTURE TRANSPORTATION AND TEMPERATURE, HYPOALLERGENIC AND LATEX-FREE ANTI-BACTERIAL, WASHABLE, FABRIC COMPOSITION 20%-30% ELASTANE, 70 AND -80% POLYAMIDE, (SCAR MANAGEMENT) | REHABILITATION AND PHYSIOTHERAPY SUPPLIES SUPPLEMENTARY
7158 | 4213151403300 | PRESSURE GARMENT, READY MADE, PANTY GIRDLE HIP, SIZE: 26X31IN /66-79 CM EASY FITTING SOFT AND SMOOTH, HI-TECH YARN WITH PERMANENT ODOR NEUTRALITY, BREATHABLE, HIGH UV PROTECTION, PATENTED KNIT ENSURES RAPID MOISTURE TRANSPORTATION AND TEMPERATURE, HYPOALLERGENIC AND LATEX-FREE ANTI-BACTERIAL, WASHABLE, FABRIC COMPOSITION 20%-30% ELASTANE, 70 AND -80% POLYAMIDE, (SCAR MANAGEMENT) | REHABILITATION AND PHYSIOTHERAPY SUPPLIES SUPPLEMENTARY
7159 | 4213151403400 | PRESSURE GARMENT, READY MADE, PANTY GIRDLE HIP, SIZE: 29X35IN/ 74-89 CM EASY FITTING SOFT AND SMOOTH, HI-TECH YARN WITH PERMANENT ODOR NEUTRALITY, BREATHABLE, HIGH UV PROTECTION, PATENTED KNIT ENSURES RAPID MOISTURE TRANSPORTATION AND TEMPERATURE, HYPOALLERGENIC AND LATEX-FREE ANTI-BACTERIAL, WASHABLE, FABRIC COMPOSITION 20%-30% ELASTANE, 70 AND -80% POLYAMIDE, (SCAR MANAGEMENT) | REHABILITATION AND PHYSIOTHERAPY SUPPLIES SUPPLEMENTARY
7160 | 4213151403500 | PRESSURE GARMENT, READY MADE, PANTY GIRDLE HIP, SIZE: 41X50IN /104- 127 CM EASY FITTING SOFT AND SMOOTH, HI-TECH YARN WITH PERMANENT ODOR NEUTRALITY, BREATHABLE, HIGH UV PROTECTION, PATENTED KNIT ENSURES RAPID MOISTURE TRANSPORTATION AND TEMPERATURE, HYPOALLERGENIC AND LATEX-FREE ANTI-BACTERIAL, WASHABLE, FABRIC COMPOSITION 20%-30% ELASTANE, 70 AND -80% POLYAMIDE, (SCAR MANAGEMENT) | REHABILITATION AND PHYSIOTHERAPY SUPPLIES SUPPLEMENTARY
7161 | 4213151403600 | PRESSURE GARMENT, READY MADE, PANTY GIRDLE HIP, SIZE: 33X39IN/ 84-99 CM EASY FITTING SOFT AND SMOOTH, HI-TECH YARN WITH PERMANENT ODOR NEUTRALITY, BREATHABLE, HIGH UV PROTECTION, PATENTED KNIT ENSURES RAPID MOISTURE TRANSPORTATION AND TEMPERATURE, HYPOALLERGENIC AND LATEX-FREE ANTI-BACTERIAL, WASHABLE, FABRIC COMPOSITION 20%-30% ELASTANE, 70 AND -80% POLYAMIDE, (SCAR MANAGEMENT) | REHABILITATION AND PHYSIOTHERAPY SUPPLIES SUPPLEMENTARY
7162 | 4231220224700 | PRESSURE GARMENT, READY MADE, VEST CHEST, SIZE: 17X20IN /43-51 CM EASY FITTING SOFT AND SMOOTH, HI-TECH YARN WITH PERMANENT ODOR NEUTRALITY, BREATHABLE, HIGH UV PROTECTION, PATENTED KNIT ENSURES RAPID MOISTURE TRANSPORTATION AND TEMPERATURE, HYPOALLERGENIC AND LATEX-FREE ANTI-BACTERIAL, WASHABLE, FABRIC COMPOSITION 20%-30% ELASTANE, 70 AND -80% POLYAMIDE, (SCAR MANAGEMENT) | REHABILITATION AND PHYSIOTHERAPY SUPPLIES SUPPLEMENTARY
7163 | 4231220224800 | PRESSURE GARMENT, READY MADE, VEST CHEST, SIZE: 19X22IN /48-56 CM EASY FITTING SOFT AND SMOOTH, HI-TECH YARN WITH PERMANENT ODOR NEUTRALITY, BREATHABLE, HIGH UV PROTECTION, PATENTED KNIT ENSURES RAPID MOISTURE TRANSPORTATION AND TEMPERATURE, HYPOALLERGENIC AND LATEX-FREE ANTI-BACTERIAL, WASHABLE, FABRIC COMPOSITION 20%-30% ELASTANE, 70 AND -80% POLYAMIDE, (SCAR MANAGEMENT) | REHABILITATION AND PHYSIOTHERAPY SUPPLIES SUPPLEMENTARY
7164 | 4231220224900 | PRESSURE GARMENT, READY MADE, VEST CHEST, SIZE: 21X25IN/ 53-64 CM EASY FITTING SOFT AND SMOOTH, HI-TECH YARN WITH PERMANENT ODOR NEUTRALITY, BREATHABLE, HIGH UV PROTECTION, PATENTED KNIT ENSURES RAPID MOISTURE TRANSPORTATION AND TEMPERATURE, HYPOALLERGENIC AND LATEX-FREE ANTI-BACTERIAL, WASHABLE, FABRIC COMPOSITION 20%-30% ELASTANE, 70 AND -80% POLYAMIDE, (SCAR MANAGEMENT) | REHABILITATION AND PHYSIOTHERAPY SUPPLIES SUPPLEMENTARY
7165 | 4231220225000 | PRESSURE GARMENT, READY MADE, VEST CHEST, SIZE: 24X28IN/61-71 CM EASY FITTING SOFT AND SMOOTH, HI-TECH YARN WITH PERMANENT ODOR NEUTRALITY, BREATHABLE, HIGH UV PROTECTION, PATENTED KNIT ENSURES RAPID MOISTURE TRANSPORTATION AND TEMPERATURE, HYPOALLERGENIC AND LATEX-FREE ANTI-BACTERIAL, WASHABLE, FABRIC COMPOSITION 20%-30% ELASTANE, 70 AND -80% POLYAMIDE, (SCAR MANAGEMENT) | REHABILITATION AND PHYSIOTHERAPY SUPPLIES SUPPLEMENTARY
7166 | 4231220225100 | PRESSURE GARMENT, READY MADE, VEST CHEST, SIZE: 26X32IN /68-81 CM EASY FITTING SOFT AND SMOOTH, HI-TECH YARN WITH PERMANENT ODOR NEUTRALITY, BREATHABLE, HIGH UV PROTECTION, PATENTED KNIT ENSURES RAPID MOISTURE TRANSPORTATION AND TEMPERATURE, HYPOALLERGENIC AND LATEX-FREE ANTI-BACTERIAL, WASHABLE, FABRIC COMPOSITION 20%-30% ELASTANE, 70 AND -80% POLYAMIDE, (SCAR MANAGEMENT) | REHABILITATION AND PHYSIOTHERAPY SUPPLIES SUPPLEMENTARY
7167 | 4231220225200 | PRESSURE GARMENT, READY MADE, VEST CHEST, SIZE: 30X36IN /79-91 CM EASY FITTING SOFT AND SMOOTH, HI-TECH YARN WITH PERMANENT ODOR NEUTRALITY, BREATHABLE, HIGH UV PROTECTION, PATENTED KNIT ENSURES RAPID MOISTURE TRANSPORTATION AND TEMPERATURE, HYPOALLERGENIC AND LATEX-FREE ANTI-BACTERIAL, WASHABLE, FABRIC COMPOSITION 20%-30% ELASTANE, 70 AND -80% POLYAMIDE, (SCAR MANAGEMENT) | REHABILITATION AND PHYSIOTHERAPY SUPPLIES SUPPLEMENTARY
7168 | 4231220225300 | PRESSURE GARMENT, READY MADE, VEST CHEST, SIZE: 34X41IN /86-104 CM EASY FITTING SOFT AND SMOOTH, HI-TECH YARN WITH PERMANENT ODOR NEUTRALITY, BREATHABLE, HIGH UV PROTECTION, PATENTED KNIT ENSURES RAPID MOISTURE TRANSPORTATION AND TEMPERATURE, HYPOALLERGENIC AND LATEX-FREE ANTI-BACTERIAL, WASHABLE, FABRIC COMPOSITION 20%-30% ELASTANE, 70 AND -80% POLYAMIDE, (SCAR MANAGEMENT) | REHABILITATION AND PHYSIOTHERAPY SUPPLIES SUPPLEMENTARY
7169 | 4231220225400 | PRESSURE GARMENT, READY MADE, VEST CHEST, SIZE: 38X45IN 96-114 CM EASY FITTING SOFT AND SMOOTH, HI-TECH YARN WITH PERMANENT ODOR NEUTRALITY, BREATHABLE, HIGH UV PROTECTION, PATENTED KNIT ENSURES RAPID MOISTURE TRANSPORTATION AND TEMPERATURE, HYPOALLERGENIC AND LATEX-FREE ANTI-BACTERIAL, WASHABLE, FABRIC COMPOSITION 20%-30% ELASTANE, 70 AND -80% POLYAMIDE, (SCAR MANAGEMENT) | REHABILITATION AND PHYSIOTHERAPY SUPPLIES SUPPLEMENTARY
7170 | 4618153503300 | PRESSURE GARMENT, CUSTOM MADE, FOR SCAR MANAGEMENT, ANKLE, COMPOSITION-HIGH QUALITY SOFT, MULTI-DIRECTIONAL STRETCH, ANATOMICAL FIT, ANTI-BACTERIAL, BREATHABLE, ODOR NEUTRALITY, HYPOALLERGENIC AND LATEX-FREE, MEDICAL GRADE COMPOSITION, PRESSURE BASED ON PATIENT NEEDS | REHABILITATION AND PHYSIOTHERAPY SUPPLIES SUPPLEMENTARY
7171 | 4214280264000 | PRESSURE GARMENT, CUSTOM MADE, FOR SCAR MANAGEMENT, ARM BAND, COMPOSITION-HIGH QUALITY SOFT, MULTI-DIRECTIONAL STRETCH, ANATOMICAL FIT, ANTI-BACTERIAL, BREATHABLE, ODOR NEUTRALITY, HYPOALLERGENIC AND LATEX-FREE, MEDICAL GRADE COMPOSITION, PRESSURE BASED ON PATIENT NEEDS | REHABILITATION AND PHYSIOTHERAPY SUPPLIES SUPPLEMENTARY
7172 | 4213171702800 | PRESSURE GARMENT, CUSTOM MADE, FOR SCAR MANAGEMENT, ARM SLEEVE AND GAUNTLET, COMPOSITION-HIGH QUALITY SOFT, MULTI-DIRECTIONAL STRETCH, ANATOMICAL FIT, ANTI-BACTERIAL, BREATHABLE, ODOR NEUTRALITY, HYPOALLERGENIC AND LATEX-FREE, MEDICAL GRADE COMPOSITION, PRESSURE BASED ON PATIENT NEEDS | REHABILITATION AND PHYSIOTHERAPY SUPPLIES SUPPLEMENTARY
7173 | 4214280264100 | PRESSURE GARMENT, CUSTOM MADE, FOR SCAR MANAGEMENT, ARM SLEEVE AND SHOULDER FLAP, COMPOSITION-HIGH QUALITY SOFT, MULTI-DIRECTIONAL STRETCH, ANATOMICAL FIT, ANTI-BACTERIAL, BREATHABLE, ODOR NEUTRALITY, HYPOALLERGENIC AND LATEX-FREE, MEDICAL GRADE COMPOSITION, PRESSURE BASED ON PATIENT NEEDS | REHABILITATION AND PHYSIOTHERAPY SUPPLIES SUPPLEMENTARY
7174 | 4214280264200 | PRESSURE GARMENT, CUSTOM MADE, FOR SCAR MANAGEMENT, ARM SLEEVE, GAUNTLET AND SHOULDER FLAP, COMPOSITION-HIGH QUALITY SOFT, MULTI-DIRECTIONAL STRETCH, ANATOMICAL FIT, ANTI-BACTERIAL, BREATHABLE, ODOR NEUTRALITY, HYPOALLERGENIC AND LATEX-FREE, MEDICAL GRADE COMPOSITION, PRESSURE BASED ON PATIENT NEEDS | REHABILITATION AND PHYSIOTHERAPY SUPPLIES SUPPLEMENTARY
7175 | 4214280265300 | PRESSURE GARMENT, CUSTOM MADE, FOR SCAR MANAGEMENT, ARM SLEEVE, COMPOSITION-HIGH QUALITY SOFT, MULTI-DIRECTIONAL STRETCH, ANATOMICAL FIT, ANTI-BACTERIAL, BREATHABLE, ODOR NEUTRALITY, HYPOALLERGENIC AND LATEX-FREE, MEDICAL GRADE COMPOSITION, PRESSURE BASED ON PATIENT NEEDS | REHABILITATION AND PHYSIOTHERAPY SUPPLIES SUPPLEMENTARY
7176 | 4618152706000 | PRESSURE GARMENT, CUSTOM MADE, FOR SCAR MANAGEMENT, CHEST HEIGHT, TWO LEGS PREGNANCY, COMPOSITION-HIGH QUALITY SOFT, MULTI-DIRECTIONAL STRETCH, ANATOMICAL FIT, ANTI-BACTERIAL, BREATHABLE, ODOR NEUTRALITY, HYPOALLERGENIC AND LATEX-FREE, MEDICAL GRADE COMPOSITION, PRESSURE BASED ON PATIENT NEEDS | REHABILITATION AND PHYSIOTHERAPY SUPPLIES SUPPLEMENTARY
7177 | 4231250400800 | PRESSURE GARMENT, CUSTOM MADE, FOR SCAR MANAGEMENT, CHIN EXTENSION COLLAR, COMPOSITION-HIGH QUALITY SOFT, MULTI-DIRECTIONAL STRETCH, ANATOMICAL FIT, ANTI-BACTERIAL, BREATHABLE, ODOR NEUTRALITY, HYPOALLERGENIC AND LATEX-FREE, MEDICAL GRADE COMPOSITION, PRESSURE BASED ON PATIENT NEEDS | REHABILITATION AND PHYSIOTHERAPY SUPPLIES SUPPLEMENTARY
7178 | 4231250400900 | PRESSURE GARMENT, CUSTOM MADE, FOR SCAR MANAGEMENT, CHIN STRAP, COMPOSITION-HIGH QUALITY SOFT, MULTI-DIRECTIONAL STRETCH, ANATOMICAL FIT, ANTI-BACTERIAL, BREATHABLE, ODOR NEUTRALITY, HYPOALLERGENIC AND LATEX-FREE, MEDICAL GRADE COMPOSITION, PRESSURE BASED ON PATIENT NEEDS | REHABILITATION AND PHYSIOTHERAPY SUPPLIES SUPPLEMENTARY
7179 | 4213171704600 | PRESSURE GARMENT, CUSTOM MADE, FOR SCAR MANAGEMENT, DETACHABLE GAUNTLET, COMPOSITION-HIGH QUALITY SOFT, MULTI-DIRECTIONAL STRETCH, ANATOMICAL FIT, ANTI-BACTERIAL, BREATHABLE, ODOR NEUTRALITY, HYPOALLERGENIC AND LATEX-FREE, MEDICAL GRADE COMPOSITION, PRESSURE BASED ON PATIENT NEEDS | REHABILITATION AND PHYSIOTHERAPY SUPPLIES SUPPLEMENTARY
7180 | 4214280268900 | PRESSURE GARMENT, CUSTOM MADE, FOR SCAR MANAGEMENT, FOOT GLOVE TO ANKLE, COMPOSITION-HIGH QUALITY SOFT, MULTI-DIRECTIONAL STRETCH, ANATOMICAL FIT, ANTI-BACTERIAL, BREATHABLE, ODOR NEUTRALITY, HYPOALLERGENIC AND LATEX-FREE, MEDICAL GRADE COMPOSITION, PRESSURE BASED ON PATIENT NEEDS | REHABILITATION AND PHYSIOTHERAPY SUPPLIES SUPPLEMENTARY
7181 | 4214280269000 | PRESSURE GARMENT, CUSTOM MADE, FOR SCAR MANAGEMENT, FOOT GLOVE TO KNEE FOR BURN SCAR, COMPOSITION-HIGH QUALITY SOFT, MULTI-DIRECTIONAL STRETCH, ANATOMICAL FIT, ANTI-BACTERIAL, BREATHABLE, ODOR NEUTRALITY, HYPOALLERGENIC AND LATEX-FREE, MEDICAL GRADE COMPOSITION, PRESSURE BASED ON PATIENT NEEDS | REHABILITATION AND PHYSIOTHERAPY SUPPLIES SUPPLEMENTARY
7182 | 4213171704800 | PRESSURE GARMENT, CUSTOM MADE, FOR SCAR MANAGEMENT, FOREARM SLEEVE AND GAUNTLET, COMPOSITION-HIGH QUALITY SOFT, MULTI-DIRECTIONAL STRETCH, ANATOMICAL FIT, ANTI-BACTERIAL, BREATHABLE, ODOR NEUTRALITY, HYPOALLERGENIC AND LATEX-FREE, MEDICAL GRADE COMPOSITION, PRESSURE BASED ON PATIENT NEEDS | REHABILITATION AND PHYSIOTHERAPY SUPPLIES SUPPLEMENTARY
7183 | 4213171704900 | PRESSURE GARMENT, CUSTOM MADE, FOR SCAR MANAGEMENT, FOREARM SLEEVE WRIST TO ELBOW, COMPOSITION-HIGH QUALITY SOFT, MULTI-DIRECTIONAL STRETCH, ANATOMICAL FIT, ANTI-BACTERIAL, BREATHABLE, ODOR NEUTRALITY, HYPOALLERGENIC AND LATEX-FREE, MEDICAL GRADE COMPOSITION, PRESSURE BASED ON PATIENT NEEDS | REHABILITATION AND PHYSIOTHERAPY SUPPLIES SUPPLEMENTARY
7184 | 4618150410100 | PRESSURE GARMENT, CUSTOM MADE, FOR SCAR MANAGEMENT, GLOVE TO AXILLA, COMPOSITION-HIGH QUALITY SOFT, MULTI-DIRECTIONAL STRETCH, ANATOMICAL FIT, ANTI-BACTERIAL, BREATHABLE, ODOR NEUTRALITY, HYPOALLERGENIC AND LATEX-FREE, MEDICAL GRADE COMPOSITION, PRESSURE BASED ON PATIENT NEEDS | REHABILITATION AND PHYSIOTHERAPY SUPPLIES SUPPLEMENTARY
7185 | 4618150410200 | PRESSURE GARMENT, CUSTOM MADE, FOR SCAR MANAGEMENT, GLOVE TO ELBOW, COMPOSITION-HIGH QUALITY SOFT, MULTI-DIRECTIONAL STRETCH, ANATOMICAL FIT, ANTI-BACTERIAL, BREATHABLE, ODOR NEUTRALITY, HYPOALLERGENIC AND LATEX-FREE, MEDICAL GRADE COMPOSITION, PRESSURE BASED ON PATIENT NEEDS | REHABILITATION AND PHYSIOTHERAPY SUPPLIES SUPPLEMENTARY
7186 | 4618150410300 | PRESSURE GARMENT, CUSTOM MADE, FOR SCAR MANAGEMENT, GLOVE TO WRIST, COMPOSITION-HIGH QUALITY SOFT, MULTI-DIRECTIONAL STRETCH, ANATOMICAL FIT, ANTI-BACTERIAL, BREATHABLE, ODOR NEUTRALITY, HYPOALLERGENIC AND LATEX-FREE, MEDICAL GRADE COMPOSITION, PRESSURE BASED ON PATIENT NEEDS | REHABILITATION AND PHYSIOTHERAPY SUPPLIES SUPPLEMENTARY
7187 | 4214280269100 | PRESSURE GARMENT, CUSTOM MADE, FOR SCAR MANAGEMENT, HALF ARM/FLAP, COMPOSITION-HIGH QUALITY SOFT, MULTI-DIRECTIONAL STRETCH, ANATOMICAL FIT, ANTI-BACTERIAL, BREATHABLE, ODOR NEUTRALITY, HYPOALLERGENIC AND LATEX-FREE, MEDICAL GRADE COMPOSITION, PRESSURE BASED ON PATIENT NEEDS | REHABILITATION AND PHYSIOTHERAPY SUPPLIES SUPPLEMENTARY
7188 | 4618170000200 | PRESSURE GARMENT, CUSTOM MADE, FOR SCAR MANAGEMENT, HEAD BAND, COMPOSITION-HIGH QUALITY SOFT, MULTI-DIRECTIONAL STRETCH, ANATOMICAL FIT, ANTI-BACTERIAL, BREATHABLE, ODOR NEUTRALITY, HYPOALLERGENIC AND LATEX-FREE, MEDICAL GRADE COMPOSITION, PRESSURE BASED ON PATIENT NEEDS | REHABILITATION AND PHYSIOTHERAPY SUPPLIES SUPPLEMENTARY
7189 | 4214280269200 | PRESSURE GARMENT, CUSTOM MADE, FOR SCAR MANAGEMENT, KNEE BAND, COMPOSITION-HIGH QUALITY SOFT, MULTI-DIRECTIONAL STRETCH, ANATOMICAL FIT, ANTI-BACTERIAL, BREATHABLE, ODOR NEUTRALITY, HYPOALLERGENIC AND LATEX-FREE, MEDICAL GRADE COMPOSITION, PRESSURE BASED ON PATIENT NEEDS | REHABILITATION AND PHYSIOTHERAPY SUPPLIES SUPPLEMENTARY
7190 | 4214280269300 | PRESSURE GARMENT, CUSTOM MADE, FOR SCAR MANAGEMENT, KNEE LENGTH STOCKING, COMPOSITION-HIGH QUALITY SOFT, MULTI-DIRECTIONAL STRETCH, ANATOMICAL FIT, ANTI-BACTERIAL, BREATHABLE, ODOR NEUTRALITY, HYPOALLERGENIC AND LATEX-FREE, MEDICAL GRADE COMPOSITION, PRESSURE BASED ON PATIENT NEEDS | REHABILITATION AND PHYSIOTHERAPY SUPPLIES SUPPLEMENTARY
7191 | 4231250401100 | PRESSURE GARMENT, CUSTOM MADE, FOR SCAR MANAGEMENT, MODIFIED CHIN STRAP, COMPOSITION-HIGH QUALITY SOFT, MULTI-DIRECTIONAL STRETCH, ANATOMICAL FIT, ANTI-BACTERIAL, BREATHABLE, ODOR NEUTRALITY, HYPOALLERGENIC AND LATEX-FREE, MEDICAL GRADE COMPOSITION, PRESSURE BASED ON PATIENT NEEDS | REHABILITATION AND PHYSIOTHERAPY SUPPLIES SUPPLEMENTARY
7192 | 4214280269600 | PRESSURE GARMENT, CUSTOM MADE, FOR SCAR MANAGEMENT, PANTY BRIEF, COMPOSITION-HIGH QUALITY SOFT, MULTI-DIRECTIONAL STRETCH, ANATOMICAL FIT, ANTI-BACTERIAL, BREATHABLE, ODOR NEUTRALITY, HYPOALLERGENIC AND LATEX-FREE, MEDICAL GRADE COMPOSITION, PRESSURE BASED ON PATIENT NEEDS | REHABILITATION AND PHYSIOTHERAPY SUPPLIES SUPPLEMENTARY
7193 | 4213151404800 | PRESSURE GARMENT, CUSTOM MADE, FOR SCAR MANAGEMENT, PANTY GIRDLE ABOVE KNEE CLOSED PUBIS, COMPOSITION-HIGH QUALITY SOFT, MULTI-DIRECTIONAL STRETCH, ANATOMICAL FIT, ANTI-BACTERIAL, BREATHABLE, ODOR NEUTRALITY, HYPOALLERGENIC AND LATEX-FREE, MEDICAL GRADE COMPOSITION, PRESSURE BASED ON PATIENT NEEDS | REHABILITATION AND PHYSIOTHERAPY SUPPLIES SUPPLEMENTARY
7194 | 4213151404900 | PRESSURE GARMENT, CUSTOM MADE, FOR SCAR MANAGEMENT, PANTY GIRDLE BELOW KNEE CLOSED PUBIS, COMPOSITION-HIGH QUALITY SOFT, MULTI-DIRECTIONAL STRETCH, ANATOMICAL FIT, ANTI-BACTERIAL, BREATHABLE, ODOR NEUTRALITY, HYPOALLERGENIC AND LATEX-FREE, MEDICAL GRADE COMPOSITION, PRESSURE BASED ON PATIENT NEEDS | REHABILITATION AND PHYSIOTHERAPY SUPPLIES SUPPLEMENTARY
7195 | 4213151405000 | PRESSURE GARMENT, CUSTOM MADE, FOR SCAR MANAGEMENT, PANTY GIRDLE BELOW KNEE OPEN PUBIS, COMPOSITION-HIGH QUALITY SOFT, MULTI-DIRECTIONAL STRETCH, ANATOMICAL FIT, ANTI-BACTERIAL, BREATHABLE, ODOR NEUTRALITY, HYPOALLERGENIC AND LATEX-FREE, MEDICAL GRADE COMPOSITION, PRESSURE BASED ON PATIENT NEEDS | REHABILITATION AND PHYSIOTHERAPY SUPPLIES SUPPLEMENTARY
7196 | 4213151405100 | PRESSURE GARMENT, CUSTOM MADE, FOR SCAR MANAGEMENT, PANTY GIRDLE, ABOVE KNEE TWO LEGS, OPEN PUBIS, COMPOSITION-HIGH QUALITY SOFT, MULTI-DIRECTIONAL STRETCH, ANATOMICAL FIT, ANTI-BACTERIAL, BREATHABLE, ODOR NEUTRALITY, HYPOALLERGENIC AND LATEX-FREE, MEDICAL GRADE COMPOSITION, PRESSURE BASED ON PATIENT NEEDS | REHABILITATION AND PHYSIOTHERAPY SUPPLIES SUPPLEMENTARY
7197 | 4214280269700 | PRESSURE GARMENT, CUSTOM MADE, FOR SCAR MANAGEMENT, SHRUG WITH LONG SLEEVE, COMPOSITION-HIGH QUALITY SOFT, MULTI-DIRECTIONAL STRETCH, ANATOMICAL FIT, ANTI-BACTERIAL, BREATHABLE, ODOR NEUTRALITY, HYPOALLERGENIC AND LATEX-FREE, MEDICAL GRADE COMPOSITION, PRESSURE BASED ON PATIENT NEEDS | REHABILITATION AND PHYSIOTHERAPY SUPPLIES SUPPLEMENTARY
7198 | 4214280269800 | PRESSURE GARMENT, CUSTOM MADE, FOR SCAR MANAGEMENT, SHRUG WITH SHORT SLEEVE, COMPOSITION-HIGH QUALITY SOFT, MULTI-DIRECTIONAL STRETCH, ANATOMICAL FIT, ANTI-BACTERIAL, BREATHABLE, ODOR NEUTRALITY, HYPOALLERGENIC AND LATEX-FREE, MEDICAL GRADE COMPOSITION, PRESSURE BASED ON PATIENT NEEDS | REHABILITATION AND PHYSIOTHERAPY SUPPLIES SUPPLEMENTARY
7199 | 4214280270000 | PRESSURE GARMENT, CUSTOM MADE, FOR SCAR MANAGEMENT, SLEEVELESS BODY SUIT, COMPOSITION-HIGH QUALITY SOFT, MULTI-DIRECTIONAL STRETCH, ANATOMICAL FIT, ANTI-BACTERIAL, BREATHABLE, ODOR NEUTRALITY, HYPOALLERGENIC AND LATEX-FREE, MEDICAL GRADE COMPOSITION, PRESSURE BASED ON PATIENT NEEDS | REHABILITATION AND PHYSIOTHERAPY SUPPLIES SUPPLEMENTARY
7200 | 4214280270100 | PRESSURE GARMENT, CUSTOM MADE, FOR SCAR MANAGEMENT, SLEEVELESS BRIEF, COMPOSITION-HIGH QUALITY SOFT, MULTI-DIRECTIONAL STRETCH, ANATOMICAL FIT, ANTI-BACTERIAL, BREATHABLE, ODOR NEUTRALITY, HYPOALLERGENIC AND LATEX-FREE, MEDICAL GRADE COMPOSITION, PRESSURE BASED ON PATIENT NEEDS | REHABILITATION AND PHYSIOTHERAPY SUPPLIES SUPPLEMENTARY
7201 | 4214280270200 | PRESSURE GARMENT, CUSTOM MADE, FOR SCAR MANAGEMENT, SLEEVELESS VEST, COMPOSITION-HIGH QUALITY SOFT, MULTI-DIRECTIONAL STRETCH, ANATOMICAL FIT, ANTI-BACTERIAL, BREATHABLE, ODOR NEUTRALITY, HYPOALLERGENIC AND LATEX-FREE, MEDICAL GRADE COMPOSITION, PRESSURE BASED ON PATIENT NEEDS | REHABILITATION AND PHYSIOTHERAPY SUPPLIES SUPPLEMENTARY
7202 | 4224200429800 | PRESSURE GARMENT, CUSTOM MADE, FOR SCAR MANAGEMENT, STUMP SLEEVE FOR BURN SCAR, COMPOSITION-HIGH QUALITY SOFT, MULTI-DIRECTIONAL STRETCH, ANATOMICAL FIT, ANTI-BACTERIAL, BREATHABLE, ODOR NEUTRALITY, HYPOALLERGENIC AND LATEX-FREE, MEDICAL GRADE COMPOSITION, PRESSURE BASED ON PATIENT NEEDS | REHABILITATION AND PHYSIOTHERAPY SUPPLIES SUPPLEMENTARY
7203 | 4224200429900 | PRESSURE GARMENT, CUSTOM MADE, FOR SCAR MANAGEMENT, STUMP SLEEVE/SHOULDER FLAP, COMPOSITION-HIGH QUALITY SOFT, MULTI-DIRECTIONAL STRETCH, ANATOMICAL FIT, ANTI-BACTERIAL, BREATHABLE, ODOR NEUTRALITY, HYPOALLERGENIC AND LATEX-FREE, MEDICAL GRADE COMPOSITION, PRESSURE BASED ON PATIENT NEEDS | REHABILITATION AND PHYSIOTHERAPY SUPPLIES SUPPLEMENTARY
7204 | 4224200430000 | PRESSURE GARMENT, CUSTOM MADE, FOR SCAR MANAGEMENT, STUMP SUPPORT ABOVE KNEE, COMPOSITION-HIGH QUALITY SOFT, MULTI-DIRECTIONAL STRETCH, ANATOMICAL FIT, ANTI-BACTERIAL, BREATHABLE, ODOR NEUTRALITY, HYPOALLERGENIC AND LATEX-FREE, MEDICAL GRADE COMPOSITION, PRESSURE BASED ON PATIENT NEEDS | REHABILITATION AND PHYSIOTHERAPY SUPPLIES SUPPLEMENTARY
7205 | 4224200430100 | PRESSURE GARMENT, CUSTOM MADE, FOR SCAR MANAGEMENT, STUMP SUPPORT BELOW KNEE, COMPOSITION-HIGH QUALITY SOFT, MULTI-DIRECTIONAL STRETCH, ANATOMICAL FIT, ANTI-BACTERIAL, BREATHABLE, ODOR NEUTRALITY, HYPOALLERGENIC AND LATEX-FREE, MEDICAL GRADE COMPOSITION, PRESSURE BASED ON PATIENT NEEDS | REHABILITATION AND PHYSIOTHERAPY SUPPLIES SUPPLEMENTARY
7206 | 4214280270600 | PRESSURE GARMENT, CUSTOM MADE, FOR SCAR MANAGEMENT, SUIT WITH LONG SLEEVES, COMPOSITION-HIGH QUALITY SOFT, MULTI-DIRECTIONAL STRETCH, ANATOMICAL FIT, ANTI-BACTERIAL, BREATHABLE, ODOR NEUTRALITY, HYPOALLERGENIC AND LATEX-FREE, MEDICAL GRADE COMPOSITION, PRESSURE BASED ON PATIENT NEEDS | REHABILITATION AND PHYSIOTHERAPY SUPPLIES SUPPLEMENTARY
7207 | 4214280270700 | PRESSURE GARMENT, CUSTOM MADE, FOR SCAR MANAGEMENT, SUIT WITH SHORT SLEEVES, COMPOSITION-HIGH QUALITY SOFT, MULTI-DIRECTIONAL STRETCH, ANATOMICAL FIT, ANTI-BACTERIAL, BREATHABLE, ODOR NEUTRALITY, HYPOALLERGENIC AND LATEX-FREE, MEDICAL GRADE COMPOSITION, PRESSURE BASED ON PATIENT NEEDS | REHABILITATION AND PHYSIOTHERAPY SUPPLIES SUPPLEMENTARY
7208 | 4214280270800 | PRESSURE GARMENT, CUSTOM MADE, FOR SCAR MANAGEMENT, THIGH BAND, COMPOSITION-HIGH QUALITY SOFT, MULTI-DIRECTIONAL STRETCH, ANATOMICAL FIT, ANTI-BACTERIAL, BREATHABLE, ODOR NEUTRALITY, HYPOALLERGENIC AND LATEX-FREE, MEDICAL GRADE COMPOSITION, PRESSURE BASED ON PATIENT NEEDS | REHABILITATION AND PHYSIOTHERAPY SUPPLIES SUPPLEMENTARY
7209 | 4214280270900 | PRESSURE GARMENT, CUSTOM MADE, FOR SCAR MANAGEMENT, THIGH LENGTH STOCKING, COMPOSITION-HIGH QUALITY SOFT, MULTI-DIRECTIONAL STRETCH, ANATOMICAL FIT, ANTI-BACTERIAL, BREATHABLE, ODOR NEUTRALITY, HYPOALLERGENIC AND LATEX-FREE, MEDICAL GRADE COMPOSITION, PRESSURE BASED ON PATIENT NEEDS | REHABILITATION AND PHYSIOTHERAPY SUPPLIES SUPPLEMENTARY
7210 | 4214280271000 | PRESSURE GARMENT, CUSTOM MADE, FOR SCAR MANAGEMENT, THIGH LENGTH WITH WAIST ATTACHMENT, CHAP STYLE, ONE LEG, COMPOSITION-HIGH QUALITY SOFT, MULTI-DIRECTIONAL STRETCH, ANATOMICAL FIT, ANTI-BACTERIAL, BREATHABLE, ODOR NEUTRALITY, HYPOALLERGENIC AND LATEX-FREE, MEDICAL GRADE COMPOSITION, PRESSURE BASED ON PATIENT NEEDS | REHABILITATION AND PHYSIOTHERAPY SUPPLIES SUPPLEMENTARY
7211 | 4214280271100 | PRESSURE GARMENT, CUSTOM MADE, FOR SCAR MANAGEMENT, THIGH LENGTH WITH WAIST ATTACHMENT, CHAP STYLE, TWO LEGS, COMPOSITION-HIGH QUALITY SOFT, MULTI-DIRECTIONAL STRETCH, ANATOMICAL FIT, ANTI-BACTERIAL, BREATHABLE, ODOR NEUTRALITY, HYPOALLERGENIC AND LATEX-FREE, MEDICAL GRADE COMPOSITION, PRESSURE BASED ON PATIENT NEEDS | REHABILITATION AND PHYSIOTHERAPY SUPPLIES SUPPLEMENTARY
7212 | 4214280271200 | PRESSURE GARMENT, CUSTOM MADE, FOR SCAR MANAGEMENT, TORSO BAND, COMPOSITION-HIGH QUALITY SOFT, MULTI-DIRECTIONAL STRETCH, ANATOMICAL FIT, ANTI-BACTERIAL, BREATHABLE, ODOR NEUTRALITY, HYPOALLERGENIC AND LATEX-FREE, MEDICAL GRADE COMPOSITION, PRESSURE BASED ON PATIENT NEEDS | REHABILITATION AND PHYSIOTHERAPY SUPPLIES SUPPLEMENTARY
7213 | 4231250001900 | PRESSURE GARMENT, CUSTOM MADE, FOR SCAR MANAGEMENT, TURTLENECK DETACHABLE, COMPOSITION-HIGH QUALITY SOFT, MULTI-DIRECTIONAL STRETCH, ANATOMICAL FIT, ANTI-BACTERIAL, BREATHABLE, ODOR NEUTRALITY, HYPOALLERGENIC AND LATEX-FREE, MEDICAL GRADE COMPOSITION, PRESSURE BASED ON PATIENT NEEDS | REHABILITATION AND PHYSIOTHERAPY SUPPLIES SUPPLEMENTARY
7214 | 4214280272500 | PRESSURE GARMENT, CUSTOM MADE, FOR SCAR MANAGEMENT, VEST WITH LONG SLEEVES, COMPOSITION-HIGH QUALITY SOFT, MULTI-DIRECTIONAL STRETCH, ANATOMICAL FIT, ANTI-BACTERIAL, BREATHABLE, ODOR NEUTRALITY, HYPOALLERGENIC AND LATEX-FREE, MEDICAL GRADE COMPOSITION, PRESSURE BASED ON PATIENT NEEDS | REHABILITATION AND PHYSIOTHERAPY SUPPLIES SUPPLEMENTARY
7215 | 4214280272600 | PRESSURE GARMENT, CUSTOM MADE, FOR SCAR MANAGEMENT, VEST WITH SHORT SLEEVES, COMPOSITION-HIGH QUALITY SOFT, MULTI-DIRECTIONAL STRETCH, ANATOMICAL FIT, ANTI-BACTERIAL, BREATHABLE, ODOR NEUTRALITY, HYPOALLERGENIC AND LATEX-FREE, MEDICAL GRADE COMPOSITION, PRESSURE BASED ON PATIENT NEEDS | REHABILITATION AND PHYSIOTHERAPY SUPPLIES SUPPLEMENTARY
7216 | 4231250002100 | PRESSURE GARMENT, CUSTOM MADE, FOR SCAR MANAGEMENT, WAIST HEIGHT, ONE LEG, ONE STUMP, CLOSED PUBIS COMPOSITION-HIGH QUALITY SOFT, MULTI-DIRECTIONAL STRETCH, ANATOMICAL FIT, ANTI-BACTERIAL, BREATHABLE, ODOR NEUTRALITY, HYPOALLERGENIC AND LATEX-FREE, MEDICAL GRADE COMPOSITION, PRESSURE BASED ON PATIENT NEEDS | REHABILITATION AND PHYSIOTHERAPY SUPPLIES SUPPLEMENTARY
7217 | 4231250002200 | PRESSURE GARMENT, CUSTOM MADE, FOR SCAR MANAGEMENT, WAIST HEIGHT, ONE LEG, OPEN PUBIS, COMPOSITION-HIGH QUALITY SOFT, MULTI-DIRECTIONAL STRETCH, ANATOMICAL FIT, ANTI-BACTERIAL, BREATHABLE, ODOR NEUTRALITY, HYPOALLERGENIC AND LATEX-FREE, MEDICAL GRADE COMPOSITION, PRESSURE BASED ON PATIENT NEEDS | REHABILITATION AND PHYSIOTHERAPY SUPPLIES SUPPLEMENTARY
7218 | 4213151406700 | PRESSURE GARMENT, CUSTOM MADE, FOR SCAR MANAGEMENT, WAIST HEIGHT, ONE LEG, PANTY, CLOSED PUBIS, COMPOSITION-HIGH QUALITY SOFT, MULTI-DIRECTIONAL STRETCH, ANATOMICAL FIT, ANTI-BACTERIAL, BREATHABLE, ODOR NEUTRALITY, HYPOALLERGENIC AND LATEX-FREE, MEDICAL GRADE COMPOSITION, PRESSURE BASED ON PATIENT NEEDS | REHABILITATION AND PHYSIOTHERAPY SUPPLIES SUPPLEMENTARY
7219 | 4213151406800 | PRESSURE GARMENT, CUSTOM MADE, FOR SCAR MANAGEMENT, WAIST HEIGHT, ONE LEG, PANTY, OPEN PUBIS, COMPOSITION-HIGH QUALITY SOFT, MULTI-DIRECTIONAL STRETCH, ANATOMICAL FIT, ANTI-BACTERIAL, BREATHABLE, ODOR NEUTRALITY, HYPOALLERGENIC AND LATEX-FREE, MEDICAL GRADE COMPOSITION, PRESSURE BASED ON PATIENT NEEDS | REHABILITATION AND PHYSIOTHERAPY SUPPLIES SUPPLEMENTARY
7220 | 4231250002300 | PRESSURE GARMENT, CUSTOM MADE, FOR SCAR MANAGEMENT, WAIST HEIGHT, ONE LEG, STUMP OPEN PUBIS, COMPOSITION-HIGH QUALITY SOFT, MULTI-DIRECTIONAL STRETCH, ANATOMICAL FIT, ANTI-BACTERIAL, BREATHABLE, ODOR NEUTRALITY, HYPOALLERGENIC AND LATEX-FREE, MEDICAL GRADE COMPOSITION, PRESSURE BASED ON PATIENT NEEDS | REHABILITATION AND PHYSIOTHERAPY SUPPLIES SUPPLEMENTARY
7221 | 4231250002400 | PRESSURE GARMENT, CUSTOM MADE, FOR SCAR MANAGEMENT, WAIST HEIGHT, ONE STUMP, COMPOSITION-HIGH QUALITY SOFT, MULTI-DIRECTIONAL STRETCH, ANATOMICAL FIT, ANTI-BACTERIAL, BREATHABLE, ODOR NEUTRALITY, HYPOALLERGENIC AND LATEX-FREE, MEDICAL GRADE COMPOSITION, PRESSURE BASED ON PATIENT NEEDS | REHABILITATION AND PHYSIOTHERAPY SUPPLIES SUPPLEMENTARY
7222 | 4231250002500 | PRESSURE GARMENT, CUSTOM MADE, FOR SCAR MANAGEMENT, WAIST HEIGHT, TWO LEGS, CLOSED PUBIS, COMPOSITION-HIGH QUALITY SOFT, MULTI-DIRECTIONAL STRETCH, ANATOMICAL FIT, ANTI-BACTERIAL, BREATHABLE, ODOR NEUTRALITY, HYPOALLERGENIC AND LATEX-FREE, MEDICAL GRADE COMPOSITION, PRESSURE BASED ON PATIENT NEEDS | REHABILITATION AND PHYSIOTHERAPY SUPPLIES SUPPLEMENTARY
7223 | 4231250002600 | PRESSURE GARMENT, CUSTOM MADE, FOR SCAR MANAGEMENT, WAIST HEIGHT, TWO LEGS, OPEN, COMPOSITION-HIGH QUALITY SOFT, MULTI-DIRECTIONAL STRETCH, ANATOMICAL FIT, ANTI-BACTERIAL, BREATHABLE, ODOR NEUTRALITY, HYPOALLERGENIC AND LATEX-FREE, MEDICAL GRADE COMPOSITION, PRESSURE BASED ON PATIENT NEEDS | REHABILITATION AND PHYSIOTHERAPY SUPPLIES SUPPLEMENTARY
7224 | 4231250002800 | PRESSURE GARMENT, CUSTOM MADE, FOR SCAR MANAGEMENT, WEB SPACER, COMPOSITION-HIGH QUALITY SOFT, MULTI-DIRECTIONAL STRETCH, ANATOMICAL FIT, ANTI-BACTERIAL, BREATHABLE, ODOR NEUTRALITY, HYPOALLERGENIC AND LATEX-FREE, MEDICAL GRADE COMPOSITION, PRESSURE BASED ON PATIENT NEEDS | REHABILITATION AND PHYSIOTHERAPY SUPPLIES SUPPLEMENTARY
7225 | 4618153000000 | INDIVIDUAL FINGER AS A PRESSURE GARMENT ON THE FINGER ONLY | REHABILITATION AND PHYSIOTHERAPY SUPPLIES SUPPLEMENTARY
7226 | 4224200024400 | CONTOUR PAD HD FOAM | REHABILITATION AND PHYSIOTHERAPY SUPPLIES SUPPLEMENTARY
7227 | 4214280001200 | CHILD WAIST STRAP FOR THIGH-HIGH MODELS. 4 CM WIDE ELASTANE BAND ATTACH WITH VELCRO AROUND WAIST. | REHABILITATION AND PHYSIOTHERAPY SUPPLIES SUPPLEMENTARY
7228 | 4221150605500 | WHEELS, ATTACHMENT FOR WALKER, 3 INCH NON-SWIVEL, ADJUSTABLE LEGS | REHABILITATION AND PHYSIOTHERAPY SUPPLIES SUPPLEMENTARY
7229 | 4214280273400 | FOOT GLOVE, READY MADE, MEDICAL GRADUATED COMPRESSION, SEAMLESS, POLYAMIDE, ELASTANE, LATEX FREE, SKIN COLOR, CLASS 2 (20 - 30 MMHG), ASSORTED SIZES | REHABILITATION AND PHYSIOTHERAPY SUPPLIES SUPPLEMENTARY
7230 | 4224171201800 | UNDER-WRAP (PRE-WRAP), PROVIDES A PROTECTIVE BARRIER BETWEEN SKIN AND TAPE, LATEX FREE, 2.75 INCH X 30 YARDS | REHABILITATION AND PHYSIOTHERAPY SUPPLIES SUPPLEMENTARY
7231 | 4224170001700 | DIGITAL PADS ON A STRIP, GEL DOTS ON ROLLED STRIPS, STRIPS ARE APPROXIMATELY 24 INCHES LONG, WASHABLE AND REUSABLE, HYPOALLERGENIC, LARGE/X-LARGE, ONE (1) EACH = ONE (1) PACK | REHABILITATION AND PHYSIOTHERAPY SUPPLIES SUPPLEMENTARY
7232 | 4224170001600 | DIGITAL PADS ON A STRIP, GEL DOTS ON ROLLED STRIPS, STRIPS ARE APPROXIMATELY 24 INCHES LONG, WASHABLE AND REUSABLE, HYPOALLERGENIC, SMALL/MEDIUM | REHABILITATION AND PHYSIOTHERAPY SUPPLIES SUPPLEMENTARY
7233 | 4224180704500 | DIGITAL PADS ON A STRIP, GEL DOTS ON ROLLED STRIPS, STRIPS ARE APPROXIMATELY 24 INCHES LONG, WASHABLE AND REUSABLE, HYPOALLERGENIC, X-SMALL | REHABILITATION AND PHYSIOTHERAPY SUPPLIES SUPPLEMENTARY
7234 | 4224180705900 | GEL LINED, ELASTIC IN TUBE SHAPE WITH OPEN END, SMALL, SIZE 3/4 X 6 INCHES, PACK | REHABILITATION AND PHYSIOTHERAPY SUPPLIES SUPPLEMENTARY
7235 | 4224170114400 | GEL, TUBES, ELASTIC, IN TUBE SHAPE WITH OPEN END, LARGE, SIZE 3 INCHES X 10 INCHES, PACK | REHABILITATION AND PHYSIOTHERAPY SUPPLIES SUPPLEMENTARY
7236 | 4224180706400 | SILICONE GEL, TUBE FINGER SLEEVE, FOR SCAR MANAGEMENT, FLEXIBLE MATERIAL, SIZE 1 | REHABILITATION AND PHYSIOTHERAPY SUPPLIES SUPPLEMENTARY
7237 | 4224180706300 | SILICONE GEL, TUBE FINGER SLEEVE, FOR SCAR MANAGEMENT, FLEXIBLE MATERIAL, SIZE 2 | REHABILITATION AND PHYSIOTHERAPY SUPPLIES SUPPLEMENTARY
7238 | 4224180706500 | SILICONE GEL, TUBE FINGER SLEEVE, FOR SCAR MANAGEMENT, FLEXIBLE MATERIAL, SIZE 3 | REHABILITATION AND PHYSIOTHERAPY SUPPLIES SUPPLEMENTARY
7239 | 4224150006200 | SPLINTING ACCESSORIES, ELASTIC THREAD, STRETCHABILITY AT LEAST 200 %, NO AGEING AFTER 6 WEEKS OF MAXIMUM STRETCHING, SPOOL OF 10 M, MAXIMUM RESISTANCE ± 600 G FOR DYNAMIC WRIST, EXTENSION SPLINTS, OR FOR VERY PERSISTENT FINGER CONTRACTURES | REHABILITATION AND PHYSIOTHERAPY SUPPLIES SUPPLEMENTARY
7240 | 4224150207000 | SPLINTING ACCESSORIES, NEOPRENE ELASTICATED MATERIAL WITH RUBBER CORE, NYLON LINING ON ONE SIDE AND PILE MATERIAL ON THE OTHER, SIZE: 3.2 MM THICKNESS X 46 CM X 61 CM APPROXIMATELY, COLOR - BEIGE | REHABILITATION AND PHYSIOTHERAPY SUPPLIES SUPPLEMENTARY
7241 | 4224190200100 | SPLINTING ACCESSORIES, DYNAMIC, RUBBER BAND, POST/THUMB SCREWS FOR BASE 2 OR EQUIVALENT OUTRIGGER, PACK | REHABILITATION AND PHYSIOTHERAPY SUPPLIES SUPPLEMENTARY
7242 | 4412161800500 | SPLINTING ACCESSORIES, SCISSORS, ALL PURPOSE SNIPS, WITH HEAVY DUTY BLADES WITH STAINLESS STEEL, SPRING, SAFETY LATCH, AND COMFORT GRIP HANDLES | REHABILITATION AND PHYSIOTHERAPY SUPPLIES SUPPLEMENTARY
7243 | 4412161801400 | SPLINTING ACCESSORIES, SCISSORS, SHEARS, WITH 20 CM BLADES APPROXIMATELY, MADE FROM HEAVY DUTY, DOUBLE PLATED, CHROME OVER NICKEL, LEFT HANDED | REHABILITATION AND PHYSIOTHERAPY SUPPLIES SUPPLEMENTARY
7244 | 4412161800700 | SPLINTING ACCESSORIES, SCISSORS, SHEARS, WITH 20 CM BLADES APPROXIMATELY, MADE FROM HEAVY DUTY, DOUBLE PLATED, CHROME OVER, NICKEL, RIGHT HANDED | REHABILITATION AND PHYSIOTHERAPY SUPPLIES SUPPLEMENTARY
7245 | 4224150006800 | SPLINTING ACCESSORIES, STRAP, NON-STRETCH, SOFT, 6.4 MM THICK, STRAPPING MATERIAL WITH LOOPED SURFACE, LAMINATED TO FOAM WITH SEALED EDGES, SIZE 2.5 CM X 9 M APPROXIMATELY | REHABILITATION AND PHYSIOTHERAPY SUPPLIES SUPPLEMENTARY
7246 | 4224150006900 | SPLINTING ACCESSORIES, STRAP, NON-STRETCH, SOFT, 6.4 MM THICK, STRAPPING MATERIAL WITH LOOPED SURFACE, LAMINATED TO FOAM WITH SEALED EDGES, SIZE 5 CM X 9 M APPROXIMATELY | REHABILITATION AND PHYSIOTHERAPY SUPPLIES SUPPLEMENTARY
7247 | 4224150007600 | SPLINTING ACCESSORIES, STRAP, VELCRO, TAB- PRECUT, VELCRO HOOKS, SIZE 2.5 CM X 6.4 CM APPROXIMATELY, PACK | REHABILITATION AND PHYSIOTHERAPY SUPPLIES SUPPLEMENTARY
7248 | 4224152003700 | SPLINTING ACCESSORY, WEBBING STRAP, NON-ELASTIC, WIDTH 50 MM APPROXIMATELY, ROLL | REHABILITATION AND PHYSIOTHERAPY SUPPLIES SUPPLEMENTARY
7249 | 4224170301600 | KNEE IMMOBILIZER, 3-PANEL, WITH RIGID STAY, WRAP AROUND DESIGN, SIZE SMALL | REHABILITATION AND PHYSIOTHERAPY SUPPLIES SUPPLEMENTARY
7250 | 4224170301700 | KNEE IMMOBILIZER, 3-PANEL, WITH RIGID STAY, WRAP AROUND DESIGN, SIZE X-LARGE | REHABILITATION AND PHYSIOTHERAPY SUPPLIES SUPPLEMENTARY
7251 | 4224180204400 | LUMBAR ROLL, D-SHAPED DESIGN RESTS FLAT AGAINST CHAIR BACKS, ADJUSTABLE STRAP MADE FROM A THICK MATERIAL, CAN BE ADJUSTED TO FIT MOST CHAIR BACKS, STANDARD LENGTH | REHABILITATION AND PHYSIOTHERAPY SUPPLIES SUPPLEMENTARY
7252 | 4214180200800 | POCKET, SPONGES, FOR ELECTROTHERAPY ELECTRODES, SIZE: 6 CM X 8 CM, PACK OF 4 SPONGES | REHABILITATION AND PHYSIOTHERAPY SUPPLIES SUPPLEMENTARY
7253 | 4214182300300 | ROUND SPONGES, USED WITH THE VACUUM ELECTRODES, SIZE: 30 MM, PACK OF 4 SPONGES | REHABILITATION AND PHYSIOTHERAPY SUPPLIES SUPPLEMENTARY
7254 | 4214182300400 | ROUND SPONGES, USED WITH THE VACUUM ELECTRODES, SIZE: 60 MM, PACK OF 4 SPONGES | REHABILITATION AND PHYSIOTHERAPY SUPPLIES SUPPLEMENTARY
7255 | 4214182300500 | ROUND SPONGES, USED WITH THE VACUUM ELECTRODES, SIZE: 90 MM, PACK OF 4 SPONGES | REHABILITATION AND PHYSIOTHERAPY SUPPLIES SUPPLEMENTARY
7256 | 4214280264300 | ARM SLEEVE, MADE OF FOAM CUBES, CONTAINS POLYURETHANE, 15MM X 15MM (BIG BLOCKS), NORMAL LENGTH, SIZE +1 | REHABILITATION AND PHYSIOTHERAPY SUPPLIES SUPPLEMENTARY
7257 | 4214280264400 | ARM SLEEVE, MADE OF FOAM CUBES, CONTAINS POLYURETHANE, 15MM X 15MM (BIG BLOCKS), NORMAL LENGTH, SIZE +2 | REHABILITATION AND PHYSIOTHERAPY SUPPLIES SUPPLEMENTARY
7258 | 4214280264500 | ARM SLEEVE, MADE OF FOAM CUBES, CONTAINS POLYURETHANE, 15MM X 15MM (BIG BLOCKS), NORMAL LENGTH, SIZE +3 | REHABILITATION AND PHYSIOTHERAPY SUPPLIES SUPPLEMENTARY
7259 | 4214280264600 | ARM SLEEVE, MADE OF FOAM CUBES, CONTAINS POLYURETHANE, 15MM X 15MM (BIG BLOCKS), NORMAL LENGTH, SIZE +4 | REHABILITATION AND PHYSIOTHERAPY SUPPLIES SUPPLEMENTARY
7260 | 4214280264700 | ARM SLEEVE, MADE OF FOAM CUBES, CONTAINS POLYURETHANE, 15MM X 15MM (BIG BLOCKS), NORMAL LENGTH, SIZE +5 | REHABILITATION AND PHYSIOTHERAPY SUPPLIES SUPPLEMENTARY
7261 | 4214280264800 | ARM SLEEVE, MADE OF FOAM CUBES, CONTAINS POLYURETHANE, 15MM X 15MM (BIG BLOCKS), NORMAL LENGTH, SIZE 1 OR SMALL | REHABILITATION AND PHYSIOTHERAPY SUPPLIES SUPPLEMENTARY
7262 | 4214280264900 | ARM SLEEVE, MADE OF FOAM CUBES, CONTAINS POLYURETHANE, 15MM X 15MM (BIG BLOCKS), NORMAL LENGTH, SIZE 2 OR MEDIUM | REHABILITATION AND PHYSIOTHERAPY SUPPLIES SUPPLEMENTARY
7263 | 4214280265000 | ARM SLEEVE, MADE OF FOAM CUBES, CONTAINS POLYURETHANE, 15MM X 15MM (BIG BLOCKS), NORMAL LENGTH, SIZE 3 OR LARGE | REHABILITATION AND PHYSIOTHERAPY SUPPLIES SUPPLEMENTARY
7264 | 4214280265100 | ARM SLEEVE, MADE OF FOAM CUBES, CONTAINS POLYURETHANE, 15MM X 15MM (BIG BLOCKS), NORMAL LENGTH, SIZE 4 OR X-LARGE | REHABILITATION AND PHYSIOTHERAPY SUPPLIES SUPPLEMENTARY
7265 | 4214280265200 | ARM SLEEVE, MADE OF FOAM CUBES, CONTAINS POLYURETHANE, 15MM X 15MM (BIG BLOCKS), NORMAL LENGTH, SIZE 5 OR XX-LARGE | REHABILITATION AND PHYSIOTHERAPY SUPPLIES SUPPLEMENTARY
7266 | 4214280266300 | ARM SLEEVE, SELF-ADJUSTABLE WITH MITTEN AND THUMB, MADE OF FOAM CUBES, SEMI-OPEN DESIGN WITH VELCRO, CONTAINS POLYURETHANE, RIGHT, NORMAL LENGTH, SIZE 5 OR XX-LARGE | REHABILITATION AND PHYSIOTHERAPY SUPPLIES SUPPLEMENTARY
7267 | 4231154506200 | BANDAGE FOAM, EMULSIFIED, LATEX FOAM BANDAGE, PERMEABLE TO AIR, SIZE: 8 CM WIDTH, 1 METER LENGTH, 8 MM THICKNESS | REHABILITATION AND PHYSIOTHERAPY SUPPLIES SUPPLEMENTARY
7268 | 4231154506300 | BANDAGE FOAM, EMULSIFIED LATEX FOAM BANDAGE, PERMEABLE TO AIR, SIZE: 10 CM WIDTH, 1 M LENGTH, 8 MM THICKNESS | REHABILITATION AND PHYSIOTHERAPY SUPPLIES SUPPLEMENTARY
7269 | 4231154506400 | BANDAGE FOAM, EMULSIFIED LATEX FOAM BANDAGE, PERMEABLE TO AIR, SIZE: 10 CM WIDTH, 1 M LENGTH, 12 MM THICKNESS | REHABILITATION AND PHYSIOTHERAPY SUPPLIES SUPPLEMENTARY
7270 | 4231154612300 | BANDAGE, ADHESIVE SHORT STRETCH COMPRESSION BANDAGE HERRINGBONE ADHESIVE APPLICATION. MULTI-DIRECTIONAL ADHESIVENESS SIZE 3 CM WIDTH, 2.5 M LENGTH | REHABILITATION AND PHYSIOTHERAPY SUPPLIES SUPPLEMENTARY
7271 | 4231154612400 | BANDAGE, ADHESIVE SHORT STRETCH COMPRESSION BANDAGE HERRINGBONE ADHESIVE APPLICATION. MULTI-DIRECTIONAL ADHESIVENESS SIZE 6 CM WIDTH, 2.5 M LENGTH | REHABILITATION AND PHYSIOTHERAPY SUPPLIES SUPPLEMENTARY
7272 | 4231154612500 | BANDAGE, ADHESIVE SHORT STRETCH COMPRESSION BANDAGE HERRINGBONE ADHESIVE APPLICATION. MULTI-DIRECTIONAL ADHESIVENESS SIZE 8 CM WIDTH, 2.5 M LENGTH | REHABILITATION AND PHYSIOTHERAPY SUPPLIES SUPPLEMENTARY
7273 | 4231154612600 | BANDAGE, ADHESIVE SHORT STRETCH COMPRESSION BANDAGE HERRINGBONE ADHESIVE APPLICATION. MULTI-DIRECTIONAL ADHESIVENESS SIZE 10 CM WIDTH, 2.5 M LENGTH | REHABILITATION AND PHYSIOTHERAPY SUPPLIES SUPPLEMENTARY
7274 | 4231154612700 | BANDAGE, ADHESIVE SHORT STRETCH COMPRESSION BANDAGE HERRINGBONE ADHESIVE APPLICATION. MULTI-DIRECTIONAL ADHESIVENESS SIZE 15 CM WIDTH, 2.5 M LENGTH | REHABILITATION AND PHYSIOTHERAPY SUPPLIES SUPPLEMENTARY
7275 | 4231154612800 | BANDAGE, ADHESIVE SHORT STRETCH COMPRESSION BANDAGE HERRINGBONE ADHESIVE APPLICATION. MULTI-DIRECTIONAL ADHESIVENESS SIZE 20 CM WIDTH, 2.5 M LENGTH | REHABILITATION AND PHYSIOTHERAPY SUPPLIES SUPPLEMENTARY
7276 | 4231150608900 | BANDAGE, COMPRESSION, SHORT STRETCH FOR LYMPHEDEMA, NON-ELASTIC, SIZE: 4 CM WIDTH, 5 M LENGTH | REHABILITATION AND PHYSIOTHERAPY SUPPLIES SUPPLEMENTARY
7277 | 4231150609000 | BANDAGE, COMPRESSION, SHORT STRETCH FOR LYMPHEDEMA, NON-ELASTIC, SIZE: 6 CM WIDTH, 5 M LENGTH | REHABILITATION AND PHYSIOTHERAPY SUPPLIES SUPPLEMENTARY
7278 | 4231150612700 | BANDAGE, ELASTIC CONFORMING, FOR LYMPHEDEMA, FOR WRAPPING FINGERS AND TOES, SIZES 4CM WIDTH X 4M LENGTH | REHABILITATION AND PHYSIOTHERAPY SUPPLIES SUPPLEMENTARY
7279 | 4231150614300 | BANDAGE, ELASTIC CONFORMING, FOR LYMPHEDEMA, FOR WRAPPING FINGERS AND TOES, SIZE 6CM WIDTH X 4M LENGTH | REHABILITATION AND PHYSIOTHERAPY SUPPLIES SUPPLEMENTARY
7280 | 4231150611200 | BANDAGE, FOR LYMPHEDEMA, MADE OF FOAM CUBES, ENCASED BETWEEN TWO NON-WOVEN BANDAGES, CUBE SIZE: 15 MM X 15 MM (BIG BLOCKS), ROLL BANDAGE SIZE: 10 CM WIDTH X 3 METERS LENGTH | REHABILITATION AND PHYSIOTHERAPY SUPPLIES SUPPLEMENTARY
7281 | 4231150611100 | BANDAGE, FOR LYMPHEDEMA, MADE OF FOAM CUBES, ENCASED BETWEEN TWO NON-WOVEN BANDAGES, CUBE SIZE: 5 MM X 5 MM (SMALL BLOCKS), ROLL BANDAGE SIZE: 10 CM WIDTH X 3 METERS LENGTH | REHABILITATION AND PHYSIOTHERAPY SUPPLIES SUPPLEMENTARY
7282 | 4231154506100 | BANDAGE, COMPRESSION, SHORT STRETCH FOR LYMPHEDEMA, NON-ELASTIC, SIZE: 12 CM (+-1CM) WIDTH, 5 M (+-1M) LENGTH | REHABILITATION AND PHYSIOTHERAPY SUPPLIES SUPPLEMENTARY
7283 | 4231150604700 | BANDAGE, LIGHT, MULTIDIRECTIONAL, MEDIUM STRETCH, ELASTIC, COMPRESSION FOR LYMPHEDEMA, SIZE: 6 CM WIDTH, 5 METER LENGTH | REHABILITATION AND PHYSIOTHERAPY SUPPLIES SUPPLEMENTARY
7284 | 4231150611600 | BANDAGE, LIGHT, MULTIDIRECTIONAL, MEDIUM STRETCH, ELASTIC, COMPRESSION FOR LYMPHEDEMA, SIZE: 8 CM WIDTH, 5 METER LENGTH | REHABILITATION AND PHYSIOTHERAPY SUPPLIES SUPPLEMENTARY
7285 | 4231150611700 | BANDAGE, LIGHT, MULTIDIRECTIONAL, MEDIUM STRETCH, ELASTIC, COMPRESSION FOR LYMPHEDEMA, SIZE: 10 CM WIDTH, 5 METER LENGTH | REHABILITATION AND PHYSIOTHERAPY SUPPLIES SUPPLEMENTARY
7286 | 4231150604400 | BANDAGE, LIGHT, MULTIDIRECTIONAL, MEDIUM STRETCH, ELASTIC, COMPRESSION FOR LYMPHEDEMA, SIZE: 12 CM WIDTH, 5 METER LENGTH | REHABILITATION AND PHYSIOTHERAPY SUPPLIES SUPPLEMENTARY
7287 | 4231150604500 | BANDAGE, LIGHT, MULTIDIRECTIONAL, MEDIUM STRETCH, ELASTIC, COMPRESSION FOR LYMPHEDEMA, SIZE: 15 CM WIDTH, 5 METER LENGTH | REHABILITATION AND PHYSIOTHERAPY SUPPLIES SUPPLEMENTARY
7288 | 4231150604600 | BANDAGE, LIGHT, MULTIDIRECTIONAL, MEDIUM STRETCH, ELASTIC, COMPRESSION FOR LYMPHEDEMA, SIZE: 20 CM WIDTH, 5 METER LENGTH | REHABILITATION AND PHYSIOTHERAPY SUPPLIES SUPPLEMENTARY
7289 | 4231150613900 | BANDAGE, PADDING FOR LYMPHEDEMA, USED TO EVENLY DISTRIBUTE PRESSURE OF COMPRESSION BANDAGE, MADE OF POLYURETHANE FOAM, LATEX-FREE, NON-SLIP TEXTURE, TEAR RESISTANT, WIDTH 10CM X LENGTH 2.5M | REHABILITATION AND PHYSIOTHERAPY SUPPLIES SUPPLEMENTARY
7290 | 4231150614000 | BANDAGE, PADDING FOR LYMPHEDEMA, USED TO EVENLY DISTRIBUTE PRESSURE OF COMPRESSION BANDAGE, MADE OF POLYURETHANE FOAM, LATEX-FREE, NON-SLIP TEXTURE, TEAR RESISTANT, WIDTH 12CM X LENGTH 2.5M | REHABILITATION AND PHYSIOTHERAPY SUPPLIES SUPPLEMENTARY
7291 | 4231150614100 | BANDAGE, PADDING FOR LYMPHEDEMA, USED TO EVENLY DISTRIBUTE PRESSURE OF COMPRESSION BANDAGE, MADE OF POLYURETHANE FOAM, LATEX-FREE, NON-SLIP TEXTURE, TEAR RESISTANT, WIDTH 15CM X LENGTH 2.5M | REHABILITATION AND PHYSIOTHERAPY SUPPLIES SUPPLEMENTARY
7292 | 4231150001900 | BANDAGE, TUBULAR, ELASTICATED, SLEEVE, EDEMA FINGER AND TOE, 1.5 CM | REHABILITATION AND PHYSIOTHERAPY SUPPLIES SUPPLEMENTARY
7293 | 4214280274700 | COMPRESSION BRA FOR LYMPHEDEMA, FOR TRUNK CHEST AND THE UNDERARM, CLASS II, WITH HOOK FASTENERS BETWEEN THE BREASTS. WITH POCKETS FOR PROSTHESIS BOTH SIDE, BLACK/WHITE OR NUDE COLOR, ASSORTED SIZES. | REHABILITATION AND PHYSIOTHERAPY SUPPLIES SUPPLEMENTARY
7294 | 4214280274800 | COMPRESSION BRA, FOR TRUNK CHEST AND THE UNDERARM FOR LYMPHEDEMA, CLASS II, WITH HOOK FASTENERS BETWEEN THE BREASTS, WITH TWO CUPS, BLACK/WHITE OR NUDE COLOR, ASSORTED SIZES | REHABILITATION AND PHYSIOTHERAPY SUPPLIES SUPPLEMENTARY
7295 | 4224170002000 | FEMALE GENITAL PAD, FOR LYMPHEDEMA, SHREDDED-FOAM, FILLED LINER WITH VERTICAL CONTINUOUS FLOW STITCHING PATTERN DIRECTS LYMPH FLOW AWAY FROM THE PUBIS, SIZE MEDIUM | REHABILITATION AND PHYSIOTHERAPY SUPPLIES SUPPLEMENTARY
7296 | 4224170002200 | FEMALE GENITAL PAD, FOR LYMPHEDEMA, SHREDDED-FOAM, FILLED LINER WITH VERTICAL CONTINUOUS FLOW STITCHING PATTERN DIRECTS LYMPH FLOW AWAY FROM THE PUBIS, SIZE X-LARGE | REHABILITATION AND PHYSIOTHERAPY SUPPLIES SUPPLEMENTARY
7297 | 4618154210100 | GARMENT, MITTEN, MADE OF FOAM CUBES, CONTAINS POLYURETHANE, FOR LYMPHEDEMA, 5 MM X 5 MM (SMALL BLOCKS), SIZE 1 OR SMALL | REHABILITATION AND PHYSIOTHERAPY SUPPLIES SUPPLEMENTARY
7298 | 4618154210200 | GARMENT, MITTEN, MADE OF FOAM CUBES, CONTAINS POLYURETHANE, FOR LYMPHEDEMA, 5 MM X 5 MM (SMALL BLOCKS), SIZE 2 OR MEDIUM | REHABILITATION AND PHYSIOTHERAPY SUPPLIES SUPPLEMENTARY
7299 | 4618154210300 | GARMENT, MITTEN, MADE OF FOAM CUBES, CONTAINS POLYURETHANE, FOR LYMPHEDEMA, 5 MM X 5 MM (SMALL BLOCKS), SIZE 3 OR LARGE | REHABILITATION AND PHYSIOTHERAPY SUPPLIES SUPPLEMENTARY
7300 | 4618154210400 | GARMENT, MITTEN, MADE OF FOAM CUBES, CONTAINS POLYURETHANE, FOR LYMPHEDEMA, 5 MM X 5 MM (SMALL BLOCKS), SIZE 4 OR X-LARGE | REHABILITATION AND PHYSIOTHERAPY SUPPLIES SUPPLEMENTARY
7301 | 4618154210500 | GARMENT, MITTEN, MADE OF FOAM CUBES, CONTAINS POLYURETHANE, FOR LYMPHEDEMA, 5 MM X 5 MM (SMALL BLOCKS), SIZE 5 OR XX-LARGE | REHABILITATION AND PHYSIOTHERAPY SUPPLIES SUPPLEMENTARY
7302 | 4618154210600 | GARMENT, MITTEN, MADE OF FOAM CUBES, CONTAINS POLYURETHANE, FOR LYMPHEDEMA, 5 MM X 5 MM (SMALL BLOCKS), SIZE 6 OR XXX-LARGE | REHABILITATION AND PHYSIOTHERAPY SUPPLIES SUPPLEMENTARY
7303 | 4214170508500 | PAD FOAM, FOR LYMPHEDEMA USE, KIDNEY SHAPE, SMALL | REHABILITATION AND PHYSIOTHERAPY SUPPLIES SUPPLEMENTARY
7304 | 4214170508600 | PAD FOAM, FOR LYMPHEDEMA USE, OVAL SHAPE | REHABILITATION AND PHYSIOTHERAPY SUPPLIES SUPPLEMENTARY
7305 | 4214280003200 | PADDING SHEET FOR LYMPHEDEMA, WITH NARROW STRIPS, POLYURETHANE, COVERED BY SKIN-FRIENDLY MATERIAL, BREATHABLE MATERIAL, PROVIDE A CHANNELING EFFECT WHICH LOOSENS HARDENED AND FIBROTIC TISSUE. SIZE 65 CM X 65 CM | REHABILITATION AND PHYSIOTHERAPY SUPPLIES SUPPLEMENTARY
7306 | 4214280003000 | SHEET, FOR LYMPHEDEMA, MADE UP OF FOAM CUBES, ENCASED BETWEEN TWO NON-WOVEN BANDAGES, CUBE SIZE: 5 MM X 5 MM (SMALL BLOCKS), SIZE: 25 CM WIDTH X 25 CM LENGTH | REHABILITATION AND PHYSIOTHERAPY SUPPLIES SUPPLEMENTARY
7307 | 4231250301000 | SUSPENSOR FOR MEN’S GENITAL AREA, FOR LYMPHEDEMA, ADJUSTABLE, VELCRO FASTENING AND STRAPS, SIZE LARGE | REHABILITATION AND PHYSIOTHERAPY SUPPLIES SUPPLEMENTARY
7308 | 4231250300900 | SUSPENSOR FOR MEN’S GENITAL AREA, FOR LYMPHEDEMA, ADJUSTABLE, VELCRO FASTENING AND STRAPS, SIZE MEDIUM | REHABILITATION AND PHYSIOTHERAPY SUPPLIES SUPPLEMENTARY
7309 | 4231250300800 | SUSPENSOR FOR MEN’S GENITAL AREA, FOR LYMPHEDEMA, ADJUSTABLE, VELCRO FASTENING AND STRAPS, SIZE SMALL | REHABILITATION AND PHYSIOTHERAPY SUPPLIES SUPPLEMENTARY
7310 | 4231150508800 | UNDER CAST PADDING, FOR LYMPHEDEMA, FOR COMPRESSION DRESSINGS AND TAPE, MADE FROM WHITE POLYURETHANE FOAM, STURDY AND REDUCES MOISTURE PENETRATION, THICKNESS 0.8 MM. DIMENSIONS 7 CM X 27.5 CM. | REHABILITATION AND PHYSIOTHERAPY SUPPLIES SUPPLEMENTARY
7311 | 4225150400000 | ASSESSMENT TOOLS, 9-HOLE PEG TEST KIT, DEAL FOR BOTH MENTAL AND PHYSICAL DEFICIENCY TESTING LIKE STROKE OR HAND TRAUMA USE TO TEST INDIVIDUALS FINE MOTOR SKILLS OR HELP DIAGNOSE NEUROCOGNITIVE DISORDERS TIMED HAND-EYE COORDINATION TEST GAUGES HAND DEXTERITY AND CONTROL TEST WEAK HAND AND STRONG HAND TO GATHER RELATIVE CAPABILITIES OR TO COMPARE TO STANDARDS, ONE (1) EACH = ONE (1) KIT | REHABILITATION AND PHYSIOTHERAPY SUPPLIES SUPPLEMENTARY
7312 | 4225150202400 | ASSESSMENT TOOLS, COGNITIVE ASSESSMENT OF YOUNG CHILDREN (CAYC OR EQUIVALENT), CONSISTS OF DEVELOPMENTAL TASKS THAT YOUTH MUST PERFORM TO DEMONSTRATE THEIR ABILITY TO LEARN, PROBLEM SOLVE, AND USE BEGINNING EXECUTIVE FUNCTIONING SKILLS, USEFUL IN IDENTIFYING DEVELOPMENTAL DELAYS, KIT | REHABILITATION AND PHYSIOTHERAPY SUPPLIES SUPPLEMENTARY
7313 | 4225150300400 | ASSESSMENT TOOLS, DYNAMIC OCCUPATIONAL THERAPY ASSESSMENT FOR CHILDREN (DOTCA-CH OR EQUIVALENT), ASSESSMENT USED FOR CHILDREN FROM 6-12 YEAR, IT MEASURES SPECIAL-NEEDS CHILD'S LEARNING POTENTIAL AND COGNITIVE ABILITIES BY ADMINISTERING 22 SUB-TESTS IN 5 COGNITIVE CATEGORIES (ORIENTATION, SPATIAL PERCEPTION, PRAXIS, VISUOMOTOR CONSTRUCTION AND THINKING OPERATIONS) | REHABILITATION AND PHYSIOTHERAPY SUPPLIES SUPPLEMENTARY
7314 | 4221180400000 | ASSISTIVE TOOLS, LONG HANDLE BRUSH ANTI- SLIP HANDLE FITS SNUGLY IN THE HAND TO STAY IN PLACE WHEN IN USE PROVIDES MAXIMUM REACH WITH MINIMUM EFFORT | REHABILITATION AND PHYSIOTHERAPY SUPPLIES SUPPLEMENTARY
7315 | 4221160200400 | ASSISTIVE TOOLS, LONG HANDLE SPONGE, POLYFOAM SPONGE, STRAIGHT HANDLE, SPONGE IS TREATED WITH AN ANTIBACTERIAL AGENT THAT PROLONGS THE SPONGE LIFE, MEASURES 57 CM APPROXIMATELY LENGTH | REHABILITATION AND PHYSIOTHERAPY SUPPLIES SUPPLEMENTARY
7316 | 4221171000100 | ASSISTIVE TOOLS, WISHBONE-SHAPED PEN FOR WEAK GRIP OR LIMITED GRASP, ALLOWS THE PRESSURE OF THE NATURAL WEIGHT OF THE HAND TO GUIDE THE WRITING INSTRUMENT RATHER THAN THE GRIP, HAS AN EXTRA SOFT, PLIABLE SURFACE MAKING IT EVEN EASIER TO HOLD | REHABILITATION AND PHYSIOTHERAPY SUPPLIES SUPPLEMENTARY
7317 | 4618150402200 | SILICONE GEL GLOVES, FOR SCAR MANAGEMENT, CLOSED FINGER, SIZE 1 OR SMALL (SCAR MANAGEMENT) | REHABILITATION AND PHYSIOTHERAPY SUPPLIES SUPPLEMENTARY
7318 | 4618150402300 | SILICONE GEL GLOVES, FOR SCAR MANAGEMENT, CLOSED FINGER, SIZE 2 OR MEDIUM (SCAR MANAGEMENT) | REHABILITATION AND PHYSIOTHERAPY SUPPLIES SUPPLEMENTARY
7319 | 4618150402400 | SILICONE GEL GLOVES, FOR SCAR MANAGEMENT, CLOSED FINGER, SIZE 3 OR LARGE (SCAR MANAGEMENT) | REHABILITATION AND PHYSIOTHERAPY SUPPLIES SUPPLEMENTARY
7320 | 4618150412000 | PRESSURE GARMENT, READY MADE, GLOVES PALM, SIZES: XL: 10-10.4IN (25-26 CM) (MCP CIRCUMFERENCE) . RIGHT HAND. CLOSE TIPS, EASY FITTING SOFT AND SMOOTH, HI-TECH YARN WITH PERMANENT ODOR NEUTRALITY, ADJUSTABLE PRESSURE LEVEL, BREATHABLE, HIGH UV PROTECTION, HYPOALLERGENIC AND LATEX-FREE ANTI-BACTERIAL, WASHABLE, 60%-69% POLYAMIDE 31%-40% ELASTANE 3MM NEOPRENE STRONG FABRIC, THICKNESS 0.64MM-0.68MM, (SCAR MANAGEMENT) | REHABILITATION AND PHYSIOTHERAPY SUPPLIES SUPPLEMENTARY
7321 | 4224180707400 | PRESSURE GARMENT, READY MADE, WEB SPACER USED TO GIVE MORE PRESSURE BETWEEN FINGERS WHILE WEARING GLOVE PRESSURE GARMENT. ELASTIC VELCRO FASTENING AND ELASTANE STRAP ADJUSTABLE AND SUITABLE FOR BOTH HANDS EASY FITTING SOFT AND SMOOTH, HI-TECH YARN WITH PERMANENT ODOR NEUTRALITY, BREATHABLE, HIGH UV PROTECTION, PRESSURE LEVEL 10-18 MMHG, HYPOALLERGENIC AND LATEX-FREE ANTI-BACTERIAL, WASHABLE, FABRIC COMPOSITION 80%-90% POLYAMIDE, 10%-20% ELASTANE LIGHT MATERIAL, THICKNESS 0.64-0.68 MM, ASSORTED SIZE (SCAR MANAGEMENT) | REHABILITATION AND PHYSIOTHERAPY SUPPLIES SUPPLEMENTARY
7322 | 4618150410400 | PRESSURE GARMENT, READY MADE, GLOVES PALM, SIZES: S: 7.6-8IN (19-20 CM) (MCP CIRCUMFERENCE) . LEFT HAND. OPEN TIPS, EASY FITTING SOFT AND SMOOTH, HI-TECH YARN WITH PERMANENT ODOR NEUTRALITY, ADJUSTABLE PRESSURE LEVEL, BREATHABLE, HIGH UV PROTECTION, HYPOALLERGENIC AND LATEX-FREE ANTI-BACTERIAL, WASHABLE, 60%-69% POLYAMIDE 31%-40% ELASTANE 3MM NEOPRENE STRONG FABRIC, THICKNESS 0.64MM-0.68MM, (SCAR MANAGEMENT) | REHABILITATION AND PHYSIOTHERAPY SUPPLIES SUPPLEMENTARY
7323 | 4618150410700 | PRESSURE GARMENT, READY MADE, GLOVES PALM, SIZES: L: 9.2-9.6IN (23-24 CM) (MCP CIRCUMFERENCE) . LEFT HAND. OPEN TIPS, EASY FITTING SOFT AND SMOOTH, HI-TECH YARN WITH PERMANENT ODOR NEUTRALITY, ADJUSTABLE PRESSURE LEVEL, BREATHABLE, HIGH UV PROTECTION, HYPOALLERGENIC AND LATEX-FREE ANTI-BACTERIAL, WASHABLE, 60%-69% POLYAMIDE 31%-40% ELASTANE 3MM NEOPRENE STRONG FABRIC, THICKNESS 0.64MM-0.68MM, (SCAR MANAGEMENT) | REHABILITATION AND PHYSIOTHERAPY SUPPLIES SUPPLEMENTARY
7324 | 4618150410600 | PRESSURE GARMENT, READY MADE, GLOVES PALM, SIZES: M: 8.4-8.8IN (21-22 CM) (MCP CIRCUMFERENCE) . LEFT HAND. OPEN TIPS, EASY FITTING SOFT AND SMOOTH, HI-TECH YARN WITH PERMANENT ODOR NEUTRALITY, ADJUSTABLE PRESSURE LEVEL, BREATHABLE, HIGH UV PROTECTION, HYPOALLERGENIC AND LATEX-FREE ANTI-BACTERIAL, WASHABLE, 60%-69% POLYAMIDE 31%-40% ELASTANE 3MM NEOPRENE STRONG FABRIC, THICKNESS 0.64MM-0.68MM, (SCAR MANAGEMENT) | REHABILITATION AND PHYSIOTHERAPY SUPPLIES SUPPLEMENTARY
7325 | 4618150410800 | PRESSURE GARMENT, READY MADE, GLOVES PALM, SIZES: XL: 10-10.4IN (25-26 CM) (MCP CIRCUMFERENCE) . LEFT HAND. OPEN TIPS, EASY FITTING SOFT AND SMOOTH, HI-TECH YARN WITH PERMANENT ODOR NEUTRALITY, ADJUSTABLE PRESSURE LEVEL, BREATHABLE, HIGH UV PROTECTION, HYPOALLERGENIC AND LATEX-FREE ANTI-BACTERIAL, WASHABLE, 60%-69% POLYAMIDE 31%-40% ELASTANE 3MM NEOPRENE STRONG FABRIC, THICKNESS 0.64MM-0.68MM, (SCAR MANAGEMENT) | REHABILITATION AND PHYSIOTHERAPY SUPPLIES SUPPLEMENTARY
7326 | 4618150410900 | PRESSURE GARMENT, READY MADE, GLOVES PALM, SIZES: XS: 6.8-7.2IN (17-18 CM) (MCP CIRCUMFERENCE) . LEFT HAND. OPEN TIPS, EASY FITTING SOFT AND SMOOTH, HI-TECH YARN WITH PERMANENT ODOR NEUTRALITY, ADJUSTABLE PRESSURE LEVEL, BREATHABLE, HIGH UV PROTECTION, HYPOALLERGENIC AND LATEX-FREE ANTI-BACTERIAL, WASHABLE, 60%-69% POLYAMIDE 31%-40% ELASTANE 3MM NEOPRENE STRONG FABRIC, THICKNESS 0.64MM-0.68MM, (SCAR MANAGEMENT) | REHABILITATION AND PHYSIOTHERAPY SUPPLIES SUPPLEMENTARY
7327 | 4618150411000 | PRESSURE GARMENT, READY MADE, GLOVES PALM, SIZES: M: 8.4-8.8IN (21-22 CM) (MCP CIRCUMFERENCE) . LEFT HAND. CLOSE TIPS, EASY FITTING SOFT AND SMOOTH, HI-TECH YARN WITH PERMANENT ODOR NEUTRALITY, ADJUSTABLE PRESSURE LEVEL, BREATHABLE, HIGH UV PROTECTION, HYPOALLERGENIC AND LATEX-FREE ANTI-BACTERIAL, WASHABLE, 60%-69% POLYAMIDE 31%-40% ELASTANE 3MM NEOPRENE STRONG FABRIC, THICKNESS 0.64MM-0.68MM, (SCAR MANAGEMENT) | REHABILITATION AND PHYSIOTHERAPY SUPPLIES SUPPLEMENTARY
7328 | 4618150411100 | PRESSURE GARMENT, READY MADE, GLOVES PALM, SIZES: L: 9.2-9.6IN (23-24 CM) (MCP CIRCUMFERENCE) . LEFT HAND. CLOSE TIPS, EASY FITTING SOFT AND SMOOTH, HI-TECH YARN WITH PERMANENT ODOR NEUTRALITY, ADJUSTABLE PRESSURE LEVEL, BREATHABLE, HIGH UV PROTECTION, HYPOALLERGENIC AND LATEX-FREE ANTI-BACTERIAL, WASHABLE, 60%-69% POLYAMIDE 31%-40% ELASTANE 3MM NEOPRENE STRONG FABRIC, THICKNESS 0.64MM-0.68MM, (SCAR MANAGEMENT) | REHABILITATION AND PHYSIOTHERAPY SUPPLIES SUPPLEMENTARY
7329 | 4618150411200 | PRESSURE GARMENT, READY MADE, GLOVES PALM, SIZES: S: 7.6-8IN (19-20 CM) (MCP CIRCUMFERENCE) . RIGHT HAND. CLOSE TIPS, EASY FITTING SOFT AND SMOOTH, HI-TECH YARN WITH PERMANENT ODOR NEUTRALITY, ADJUSTABLE PRESSURE LEVEL, BREATHABLE, HIGH UV PROTECTION, HYPOALLERGENIC AND LATEX-FREE ANTI-BACTERIAL, WASHABLE, 60%-69% POLYAMIDE 31%-40% ELASTANE 3MM NEOPRENE STRONG FABRIC, THICKNESS 0.64MM-0.68MM, (SCAR MANAGEMENT) | REHABILITATION AND PHYSIOTHERAPY SUPPLIES SUPPLEMENTARY
7330 | 4618150411300 | PRESSURE GARMENT, READY MADE, GLOVES PALM, SIZES: XL: 10-10.4IN (25-26 CM) (MCP CIRCUMFERENCE) . LEFT HAND. CLOSE TIPS, EASY FITTING SOFT AND SMOOTH, HI-TECH YARN WITH PERMANENT ODOR NEUTRALITY, ADJUSTABLE PRESSURE LEVEL, BREATHABLE, HIGH UV PROTECTION, HYPOALLERGENIC AND LATEX-FREE ANTI-BACTERIAL, WASHABLE, 60%-69% POLYAMIDE 31%-40% ELASTANE 3MM NEOPRENE STRONG FABRIC, THICKNESS 0.64MM-0.68MM, (SCAR MANAGEMENT) | REHABILITATION AND PHYSIOTHERAPY SUPPLIES SUPPLEMENTARY
7331 | 4618150411400 | PRESSURE GARMENT, READY MADE, GLOVES PALM, SIZES: XS: 6.8-7.2IN (17-18 CM) (MCP CIRCUMFERENCE) . LEFT HAND. CLOSE TIPS, EASY FITTING SOFT AND SMOOTH, HI-TECH YARN WITH PERMANENT ODOR NEUTRALITY, ADJUSTABLE PRESSURE LEVEL, BREATHABLE, HIGH UV PROTECTION, HYPOALLERGENIC AND LATEX-FREE ANTI-BACTERIAL, WASHABLE, 60%-69% POLYAMIDE 31%-40% ELASTANE 3MM NEOPRENE STRONG FABRIC, THICKNESS 0.64MM-0.68MM, (SCAR MANAGEMENT) | REHABILITATION AND PHYSIOTHERAPY SUPPLIES SUPPLEMENTARY
7332 | 4618150411500 | PRESSURE GARMENT, READY MADE, GLOVES PALM, SIZES: XXS: 5.6-6.4 IN (14-16 CM) (MCP CIRCUMFERENCE) . LEFT HAND. OPEN TIPS, EASY FITTING SOFT AND SMOOTH, HI-TECH YARN WITH PERMANENT ODOR NEUTRALITY, ADJUSTABLE PRESSURE LEVEL, BREATHABLE, HIGH UV PROTECTION, HYPOALLERGENIC AND LATEX-FREE ANTI-BACTERIAL, WASHABLE, 60%-69% POLYAMIDE 31%-40% ELASTANE 3MM NEOPRENE STRONG FABRIC, THICKNESS 0.64MM-0.68MM, (SCAR MANAGEMENT) | REHABILITATION AND PHYSIOTHERAPY SUPPLIES SUPPLEMENTARY
7333 | 4618150411600 | PRESSURE GARMENT, READY MADE, GLOVES PALM, SIZES: XXS: 5.6-6.4IN (14-16 CM) (MCP CIRCUMFERENCE) . LEFT HAND. CLOSE TIPS, EASY FITTING SOFT AND SMOOTH, HI-TECH YARN WITH PERMANENT ODOR NEUTRALITY, ADJUSTABLE PRESSURE LEVEL, BREATHABLE, HIGH UV PROTECTION, HYPOALLERGENIC AND LATEX-FREE ANTI-BACTERIAL, WASHABLE, 60%-69% POLYAMIDE 31%-40% ELASTANE 3MM NEOPRENE STRONG FABRIC, THICKNESS 0.64MM-0.68MM, (SCAR MANAGEMENT) | REHABILITATION AND PHYSIOTHERAPY SUPPLIES SUPPLEMENTARY
7334 | 4618150411900 | PRESSURE GARMENT, READY MADE, GLOVES PALM, SIZES: XXL: 10.8-11.2IN (27-28 CM) (MCP CIRCUMFERENCE) . LEFT HAND. OPEN TIPS, EASY FITTING SOFT AND SMOOTH, HI-TECH YARN WITH PERMANENT ODOR NEUTRALITY, ADJUSTABLE PRESSURE LEVEL, BREATHABLE, HIGH UV PROTECTION, HYPOALLERGENIC AND LATEX-FREE ANTI-BACTERIAL, WASHABLE, 60%-69% POLYAMIDE 31%-40% ELASTANE 3MM NEOPRENE STRONG FABRIC, THICKNESS 0.64MM-0.68MM, (SCAR MANAGEMENT) | REHABILITATION AND PHYSIOTHERAPY SUPPLIES SUPPLEMENTARY
7335 | 4618150410500 | PRESSURE GARMENT, READY MADE, GLOVES PALM, SIZES: S: 7.6-8IN (19-20 CM) (MCP CIRCUMFERENCE) . LEFT HAND. CLOSE TIPS, EASY FITTING SOFT AND SMOOTH, HI-TECH YARN WITH PERMANENT ODOR NEUTRALITY, ADJUSTABLE PRESSURE LEVEL, BREATHABLE, HIGH UV PROTECTION, HYPOALLERGENIC AND LATEX-FREE ANTI-BACTERIAL, WASHABLE, 60%-69% POLYAMIDE 31%-40% ELASTANE 3MM NEOPRENE STRONG FABRIC, THICKNESS 0.64MM-0.68MM, (SCAR MANAGEMENT) | REHABILITATION AND PHYSIOTHERAPY SUPPLIES SUPPLEMENTARY
7336 | 4618150411700 | PRESSURE GARMENT, READY MADE, GLOVES PALM, SIZES: M: 8.4-8.8IN (21-22 CM) (MCP CIRCUMFERENCE) . RIGHT HAND. CLOSE TIPS, EASY FITTING SOFT AND SMOOTH, HI-TECH YARN WITH PERMANENT ODOR NEUTRALITY, ADJUSTABLE PRESSURE LEVEL, BREATHABLE, HIGH UV PROTECTION, HYPOALLERGENIC AND LATEX-FREE ANTI-BACTERIAL, WASHABLE, 60%-69% POLYAMIDE 31%-40% ELASTANE 3MM NEOPRENE STRONG FABRIC, THICKNESS 0.64MM-0.68MM, (SCAR MANAGEMENT) | REHABILITATION AND PHYSIOTHERAPY SUPPLIES SUPPLEMENTARY
7337 | 4618150411800 | PRESSURE GARMENT, READY MADE, GLOVES PALM, SIZES: L: 9.2-9.6IN (23-24 CM) (MCP CIRCUMFERENCE) . RIGHT HAND. CLOSE TIPS, EASY FITTING SOFT AND SMOOTH, HI-TECH YARN WITH PERMANENT ODOR NEUTRALITY, ADJUSTABLE PRESSURE LEVEL, BREATHABLE, HIGH UV PROTECTION, HYPOALLERGENIC AND LATEX-FREE ANTI-BACTERIAL, WASHABLE, 60%-69% POLYAMIDE 31%-40% ELASTANE 3MM NEOPRENE STRONG FABRIC, THICKNESS 0.64MM-0.68MM, (SCAR MANAGEMENT) | REHABILITATION AND PHYSIOTHERAPY SUPPLIES SUPPLEMENTARY
7338 | 4618150412100 | PRESSURE GARMENT, READY MADE, GLOVES PALM, SIZES: XS: 6.8-7.2IN (17-18 CM) (MCP CIRCUMFERENCE) . RIGHT HAND. CLOSE TIPS, EASY FITTING SOFT AND SMOOTH, HI-TECH YARN WITH PERMANENT ODOR NEUTRALITY, ADJUSTABLE PRESSURE LEVEL, BREATHABLE, HIGH UV PROTECTION, HYPOALLERGENIC AND LATEX-FREE ANTI-BACTERIAL, WASHABLE, 60%-69% POLYAMIDE 31%-40% ELASTANE 3MM NEOPRENE STRONG FABRIC, THICKNESS 0.64MM-0.68MM, (SCAR MANAGEMENT) | REHABILITATION AND PHYSIOTHERAPY SUPPLIES SUPPLEMENTARY
7339 | 4618150412200 | PRESSURE GARMENT, READY MADE, GLOVES PALM, SIZES: XXL: 10.8-11.2IN (27-28 CM) (MCP CIRCUMFERENCE) . LEFT HAND. CLOSE TIPS, EASY FITTING SOFT AND SMOOTH, HI-TECH YARN WITH PERMANENT ODOR NEUTRALITY, ADJUSTABLE PRESSURE LEVEL, BREATHABLE, HIGH UV PROTECTION, HYPOALLERGENIC AND LATEX-FREE ANTI-BACTERIAL, WASHABLE, 60%-69% POLYAMIDE 31%-40% ELASTANE 3MM NEOPRENE STRONG FABRIC, THICKNESS 0.64MM-0.68MM, (SCAR MANAGEMENT) | REHABILITATION AND PHYSIOTHERAPY SUPPLIES SUPPLEMENTARY
7340 | 4618150412300 | PRESSURE GARMENT, READY MADE, GLOVES PALM, SIZES: XXS: 5.6-6.4IN (14-16 CM) (MCP CIRCUMFERENCE) . RIGHT HAND. CLOSE TIPS, EASY FITTING SOFT AND SMOOTH, HI-TECH YARN WITH PERMANENT ODOR NEUTRALITY, ADJUSTABLE PRESSURE LEVEL, BREATHABLE, HIGH UV PROTECTION, HYPOALLERGENIC AND LATEX-FREE ANTI-BACTERIAL, WASHABLE, 60%-69% POLYAMIDE 31%-40% ELASTANE 3MM NEOPRENE STRONG FABRIC, THICKNESS 0.64MM-0.68MM, (SCAR MANAGEMENT) | REHABILITATION AND PHYSIOTHERAPY SUPPLIES SUPPLEMENTARY
7341 | 4618150412400 | PRESSURE GARMENT, READY MADE, GLOVES PALM, SIZES: XXL: 10.8-11.2IN (27-28 CM) (MCP CIRCUMFERENCE) . RIGHT HAND. CLOSE TIPS, EASY FITTING SOFT AND SMOOTH, HI-TECH YARN WITH PERMANENT ODOR NEUTRALITY, ADJUSTABLE PRESSURE LEVEL, BREATHABLE, HIGH UV PROTECTION, HYPOALLERGENIC AND LATEX-FREE ANTI-BACTERIAL, WASHABLE, 60%-69% POLYAMIDE 31%-40% ELASTANE 3MM NEOPRENE STRONG FABRIC, THICKNESS 0.64MM-0.68MM, (SCAR MANAGEMENT) | REHABILITATION AND PHYSIOTHERAPY SUPPLIES SUPPLEMENTARY
7342 | 4618150403200 | PRESSURE GARMENT, READY MADE, GLOVES PALM, SIZES: XXL: 10.8-11.2 IN (27-28 CM) (MCP CIRCUMFERENCE) . RIGHT HAND. OPEN TIPS, EASY FITTING SOFT AND SMOOTH, HI-TECH YARN WITH PERMANENT ODOR NEUTRALITY, ADJUSTABLE PRESSURE LEVEL, BREATHABLE, HIGH UV PROTECTION, HYPOALLERGENIC AND LATEX-FREE ANTI-BACTERIAL, WASHABLE, 60%-69% POLYAMIDE 31%-40% ELASTANE 3MM NEOPRENE STRONG FABRIC, THICKNESS 0.64MM-0.68MM, (SCAR MANAGEMENT) | REHABILITATION AND PHYSIOTHERAPY SUPPLIES SUPPLEMENTARY
7343 | 4618150403300 | PRESSURE GARMENT, READY MADE, GLOVES PALM, SIZES: XXS: 5.6-6.4 IN (14-16 CM) (MCP CIRCUMFERENCE) . RIGHT HAND. OPEN TIPS, EASY FITTING SOFT AND SMOOTH, HI-TECH YARN WITH PERMANENT ODOR NEUTRALITY, ADJUSTABLE PRESSURE LEVEL, BREATHABLE, HIGH UV PROTECTION, HYPOALLERGENIC AND LATEX-FREE ANTI-BACTERIAL, WASHABLE, 60%-69% POLYAMIDE 31%-40% ELASTANE 3MM NEOPRENE STRONG FABRIC, THICKNESS 0.64MM-0.68MM, (SCAR MANAGEMENT) | REHABILITATION AND PHYSIOTHERAPY SUPPLIES SUPPLEMENTARY
7344 | 4618150403400 | PRESSURE GARMENT, READY MADE, GLOVES PALM, SIZES: XS: 6.8-7.2 IN (17-18 CM) (MCP CIRCUMFERENCE) . RIGHT HAND. OPEN TIPS, EASY FITTING SOFT AND SMOOTH, HI-TECH YARN WITH PERMANENT ODOR NEUTRALITY, ADJUSTABLE PRESSURE LEVEL, BREATHABLE, HIGH UV PROTECTION, HYPOALLERGENIC AND LATEX-FREE ANTI-BACTERIAL, WASHABLE, 60%-69% POLYAMIDE 31%-40% ELASTANE 3MM NEOPRENE STRONG FABRIC, THICKNESS 0.64MM-0.68MM, (SCAR MANAGEMENT) | REHABILITATION AND PHYSIOTHERAPY SUPPLIES SUPPLEMENTARY
7345 | 4618150403500 | PRESSURE GARMENT, READY MADE, GLOVES PALM, SIZES: S: 7.6-8 IN (19-20 CM) (MCP CIRCUMFERENCE) . RIGHT HAND. OPEN TIPS, EASY FITTING SOFT AND SMOOTH, HI-TECH YARN WITH PERMANENT ODOR NEUTRALITY, ADJUSTABLE PRESSURE LEVEL, BREATHABLE, HIGH UV PROTECTION, HYPOALLERGENIC AND LATEX-FREE ANTI-BACTERIAL, WASHABLE, 60%-69% POLYAMIDE 31%-40% ELASTANE 3MM NEOPRENE STRONG FABRIC, THICKNESS 0.64MM-0.68MM, (SCAR MANAGEMENT) | REHABILITATION AND PHYSIOTHERAPY SUPPLIES SUPPLEMENTARY
7346 | 4618150403600 | PRESSURE GARMENT, READY MADE, GLOVES PALM, SIZES: M: 8.4-8.8 IN (21-22 CM) (MCP CIRCUMFERENCE) . RIGHT HAND. OPEN TIPS, EASY FITTING SOFT AND SMOOTH, HI-TECH YARN WITH PERMANENT ODOR NEUTRALITY, ADJUSTABLE PRESSURE LEVEL, BREATHABLE, HIGH UV PROTECTION, HYPOALLERGENIC AND LATEX-FREE ANTI-BACTERIAL, WASHABLE, 60%-69% POLYAMIDE 31%-40% ELASTANE 3MM NEOPRENE STRONG FABRIC, THICKNESS 0.64MM-0.68MM, (SCAR MANAGEMENT) | REHABILITATION AND PHYSIOTHERAPY SUPPLIES SUPPLEMENTARY
7347 | 4618150403700 | PRESSURE GARMENT, READY MADE, GLOVES PALM, SIZES: L: 9.2-9.6 IN (23-24 CM) (MCP CIRCUMFERENCE) . RIGHT HAND. OPEN TIPS, EASY FITTING SOFT AND SMOOTH, HI-TECH YARN WITH PERMANENT ODOR NEUTRALITY, ADJUSTABLE PRESSURE LEVEL, BREATHABLE, HIGH UV PROTECTION, HYPOALLERGENIC AND LATEX-FREE ANTI-BACTERIAL, WASHABLE, 60%-69% POLYAMIDE 31%-40% ELASTANE 3MM NEOPRENE STRONG FABRIC, THICKNESS 0.64MM-0.68MM, (SCAR MANAGEMENT) | REHABILITATION AND PHYSIOTHERAPY SUPPLIES SUPPLEMENTARY
7348 | 4618150403800 | PRESSURE GARMENT, READY MADE, GLOVES PALM, SIZES: XL: 10-10.4 IN (25-26 CM) (MCP CIRCUMFERENCE) . RIGHT HAND. OPEN TIPS, EASY FITTING SOFT AND SMOOTH, HI-TECH YARN WITH PERMANENT ODOR NEUTRALITY, ADJUSTABLE PRESSURE LEVEL, BREATHABLE, HIGH UV PROTECTION, HYPOALLERGENIC AND LATEX-FREE ANTI-BACTERIAL, WASHABLE, 60%-69% POLYAMIDE 31%-40% ELASTANE 3MM NEOPRENE STRONG FABRIC, THICKNESS 0.64MM-0.68MM, (SCAR MANAGEMENT) | REHABILITATION AND PHYSIOTHERAPY SUPPLIES SUPPLEMENTARY
7349 | 4618170000300 | PRESSURE GARMENT, READY MADE, HELMET, SIZES: 5: 24 - 24.8 IN (60-62 CM) (CIRCUMFERENCE OF THE HEAD) . EASY FITTING SOFT AND SMOOTH, HI-TECH YARN WITH PERMANENT ODOR NEUTRALITY, BREATHABLE, HIGH UV PROTECTION, PRESSURE LEVEL 10-18 MMHG, HYPOALLERGENIC AND LATEX-FREE ANTI-BACTERIAL, WASHABLE, FABRIC COMPOSITION 80%-90% POLYAMIDE 10%-20% ELASTANE, THICKNESS 0.64-0.68MM (SCAR MANAGEMENT) | REHABILITATION AND PHYSIOTHERAPY SUPPLIES SUPPLEMENTARY
7350 | 4618170000400 | PRESSURE GARMENT, READY MADE, HELMET, SIZES: 1: 18.8 - 20 IN (47-50 CM) (CIRCUMFERENCE OF THE HEAD) . EASY FITTING SOFT AND SMOOTH, HI-TECH YARN WITH PERMANENT ODOR NEUTRALITY, BREATHABLE, HIGH UV PROTECTION, PRESSURE LEVEL 10-18 MMHG, HYPOALLERGENIC AND LATEX-FREE ANTI-BACTERIAL, WASHABLE, FABRIC COMPOSITION 80%-90% POLYAMIDE 10%-20% ELASTANE, THICKNESS 0.64-0.68MM (SCAR MANAGEMENT) | REHABILITATION AND PHYSIOTHERAPY SUPPLIES SUPPLEMENTARY
7351 | 4618170000500 | PRESSURE GARMENT, READY MADE, HELMET, SIZES: 2: 20.4 - 21.2 IN (51-53 CM) (CIRCUMFERENCE OF THE HEAD) . EASY FITTING SOFT AND SMOOTH, HI-TECH YARN WITH PERMANENT ODOR NEUTRALITY, BREATHABLE, HIGH UV PROTECTION, PRESSURE LEVEL 10-18 MMHG, HYPOALLERGENIC AND LATEX-FREE ANTI-BACTERIAL, WASHABLE, FABRIC COMPOSITION 80%-90% POLYAMIDE 10%-20% ELASTANE, THICKNESS 0.64-0.68MM (SCAR MANAGEMENT) | REHABILITATION AND PHYSIOTHERAPY SUPPLIES SUPPLEMENTARY
7352 | 4618170000600 | PRESSURE GARMENT, READY MADE, HELMET, SIZES: 4: 22.8 - 23.6 IN (57-59 CM) (CIRCUMFERENCE OF THE HEAD) . EASY FITTING SOFT AND SMOOTH, HI-TECH YARN WITH PERMANENT ODOR NEUTRALITY, BREATHABLE, HIGH UV PROTECTION, PRESSURE LEVEL 10-18 MMHG, HYPOALLERGENIC AND LATEX-FREE ANTI-BACTERIAL, WASHABLE, FABRIC COMPOSITION 80%-90% POLYAMIDE 10%-20% ELASTANE, THICKNESS 0.64-0.68MM (SCAR MANAGEMENT) | REHABILITATION AND PHYSIOTHERAPY SUPPLIES SUPPLEMENTARY
7353 | 4618170000700 | PRESSURE GARMENT, READY MADE, HELMET, SIZES: 3: 21.6 - 22.4 IN (54-56 CM) (CIRCUMFERENCE OF THE HEAD) . EASY FITTING SOFT AND SMOOTH, HI-TECH YARN WITH PERMANENT ODOR NEUTRALITY, BREATHABLE, HIGH UV PROTECTION, PRESSURE LEVEL 10-18 MMHG, HYPOALLERGENIC AND LATEX-FREE ANTI-BACTERIAL, WASHABLE, FABRIC COMPOSITION 80%-90% POLYAMIDE 10%-20% ELASTANE, THICKNESS 0.64-0.68MM (SCAR MANAGEMENT) | REHABILITATION AND PHYSIOTHERAPY SUPPLIES SUPPLEMENTARY
7354 | 4213171700500 | PRESSURE GARMENT, READY MADE, ADULT SLEEVE, SIZES: 6: 11.2-12 IN (28-30 CM) (CIRCUMFERENCE OF WIDEST POINT OF UPPER ARM) . EASY FITTING SOFT AND SMOOTH, HI-TECH YARN WITH PERMANENT ODOR NEUTRALITY, BREATHABLE, HIGH UV PROTECTION, PRESSURE LEVEL 10-18 MMHG, HYPOALLERGENIC AND LATEX-FREE ANTI-BACTERIAL, WASHABLE, FABRIC COMPOSITION 80%-90% POLYAMIDE 10%-20% ELASTANE, THICKNESS 0.48MM-0.52MM (SCAR MANAGEMENT) | REHABILITATION AND PHYSIOTHERAPY SUPPLIES SUPPLEMENTARY
7355 | 4213171700600 | PRESSURE GARMENT, READY MADE, ADULT SLEEVE, SIZES: 5: 10.4-11.2 IN (26-28 CM) (CIRCUMFERENCE OF WIDEST POINT OF UPPER ARM) . EASY FITTING SOFT AND SMOOTH, HI-TECH YARN WITH PERMANENT ODOR NEUTRALITY, BREATHABLE, HIGH UV PROTECTION, PRESSURE LEVEL 10-18 MMHG, HYPOALLERGENIC AND LATEX-FREE ANTI-BACTERIAL, WASHABLE, FABRIC COMPOSITION 80%-90% POLYAMIDE 10%-20% ELASTANE, THICKNESS 0.48MM-0.52MM (SCAR MANAGEMENT) | REHABILITATION AND PHYSIOTHERAPY SUPPLIES SUPPLEMENTARY
7356 | 4213171700700 | PRESSURE GARMENT, READY MADE, ADULT SLEEVE, SIZES: 4: 9.6-10.4 IN (24-26 CM) (CIRCUMFERENCE OF WIDEST POINT OF UPPER ARM) . EASY FITTING SOFT AND SMOOTH, HI-TECH YARN WITH PERMANENT ODOR NEUTRALITY, BREATHABLE, HIGH UV PROTECTION, PRESSURE LEVEL 10-18 MMHG, HYPOALLERGENIC AND LATEX-FREE ANTI-BACTERIAL, WASHABLE, FABRIC COMPOSITION 80%-90% POLYAMIDE 10%-20% ELASTANE, THICKNESS 0.48MM-0.52MM (SCAR MANAGEMENT) | REHABILITATION AND PHYSIOTHERAPY SUPPLIES SUPPLEMENTARY
7357 | 4213171700800 | PRESSURE GARMENT, READY MADE, ADULT SLEEVE, SIZES: 7: 12-12.8 IN (30-32 CM) (CIRCUMFERENCE OF WIDEST POINT OF UPPER ARM) . EASY FITTING SOFT AND SMOOTH, HI-TECH YARN WITH PERMANENT ODOR NEUTRALITY, BREATHABLE, HIGH UV PROTECTION, PRESSURE LEVEL 10-18 MMHG, HYPOALLERGENIC AND LATEX-FREE ANTI-BACTERIAL, WASHABLE, FABRIC COMPOSITION 80%-90% POLYAMIDE 10%-20% ELASTANE, THICKNESS 0.48MM-0.52MM (SCAR MANAGEMENT) | REHABILITATION AND PHYSIOTHERAPY SUPPLIES SUPPLEMENTARY
7358 | 4213171700900 | PRESSURE GARMENT, READY MADE, ADULT SLEEVE, SIZES: 3: 8.8-9.6 IN (22-24 CM) (CIRCUMFERENCE OF WIDEST POINT OF UPPER ARM) . EASY FITTING SOFT AND SMOOTH, HI-TECH YARN WITH PERMANENT ODOR NEUTRALITY, BREATHABLE, HIGH UV PROTECTION, PRESSURE LEVEL 10-18 MMHG, HYPOALLERGENIC AND LATEX-FREE ANTI-BACTERIAL, WASHABLE, FABRIC COMPOSITION 80%-90% POLYAMIDE 10%-20% ELASTANE, THICKNESS 0.48MM-0.52MM (SCAR MANAGEMENT) | REHABILITATION AND PHYSIOTHERAPY SUPPLIES SUPPLEMENTARY
7359 | 4213171701000 | PRESSURE GARMENT, READY MADE, ADULT SLEEVE, SIZES: 8: 12.8-13.6 IN (32-34 CM) (CIRCUMFERENCE OF WIDEST POINT OF UPPER ARM) . EASY FITTING SOFT AND SMOOTH, HI-TECH YARN WITH PERMANENT ODOR NEUTRALITY, BREATHABLE, HIGH UV PROTECTION, PRESSURE LEVEL 10-18 MMHG, HYPOALLERGENIC AND LATEX-FREE ANTI-BACTERIAL, WASHABLE, FABRIC COMPOSITION 80%-90% POLYAMIDE 10%-20% ELASTANE, THICKNESS 0.48MM-0.52MM (SCAR MANAGEMENT) | REHABILITATION AND PHYSIOTHERAPY SUPPLIES SUPPLEMENTARY
7360 | 4213171701100 | PRESSURE GARMENT, READY MADE, ADULT SLEEVE, SIZES: 2: 8-8.8 IN (20-22 CM) (CIRCUMFERENCE OF WIDEST POINT OF UPPER ARM) . EASY FITTING SOFT AND SMOOTH, HI-TECH YARN WITH PERMANENT ODOR NEUTRALITY, BREATHABLE, HIGH UV PROTECTION, PRESSURE LEVEL 10-18 MMHG, HYPOALLERGENIC AND LATEX-FREE ANTI-BACTERIAL, WASHABLE, FABRIC COMPOSITION 80%-90% POLYAMIDE 10%-20% ELASTANE, THICKNESS 0.48MM-0.52MM (SCAR MANAGEMENT) | REHABILITATION AND PHYSIOTHERAPY SUPPLIES SUPPLEMENTARY
7361 | 4213171701200 | PRESSURE GARMENT, READY MADE, ADULT SLEEVE, SIZES: 9: 13.6-14.4 IN (34-36 CM) (CIRCUMFERENCE OF WIDEST POINT OF UPPER ARM) . EASY FITTING SOFT AND SMOOTH, HI-TECH YARN WITH PERMANENT ODOR NEUTRALITY, BREATHABLE, HIGH UV PROTECTION, PRESSURE LEVEL 10-18 MMHG, HYPOALLERGENIC AND LATEX-FREE ANTI-BACTERIAL, WASHABLE, FABRIC COMPOSITION 80%-90% POLYAMIDE 10%-20% ELASTANE, THICKNESS 0.48MM-0.52MM (SCAR MANAGEMENT) | REHABILITATION AND PHYSIOTHERAPY SUPPLIES SUPPLEMENTARY
7362 | 4213171701300 | PRESSURE GARMENT, READY MADE, ADULT SLEEVE, SIZES: 1: 7.2-8 IN (18-20 CM) (CIRCUMFERENCE OF WIDEST POINT OF UPPER ARM) . EASY FITTING SOFT AND SMOOTH, HI-TECH YARN WITH PERMANENT ODOR NEUTRALITY, BREATHABLE, HIGH UV PROTECTION, PRESSURE LEVEL 10-18 MMHG, HYPOALLERGENIC AND LATEX-FREE ANTI-BACTERIAL, WASHABLE, FABRIC COMPOSITION 80%-90% POLYAMIDE 10%-20% ELASTANE, THICKNESS 0.48MM-0.52MM (SCAR MANAGEMENT) | REHABILITATION AND PHYSIOTHERAPY SUPPLIES SUPPLEMENTARY
7363 | 4213171701400 | PRESSURE GARMENT, READY MADE, ADULT SLEEVE, SIZES: 10: 14.4-15.2 IN (36-38 CM) (CIRCUMFERENCE OF WIDEST POINT OF UPPER ARM) . EASY FITTING SOFT AND SMOOTH, HI-TECH YARN WITH PERMANENT ODOR NEUTRALITY, BREATHABLE, HIGH UV PROTECTION, PRESSURE LEVEL 10-18 MMHG, HYPOALLERGENIC AND LATEX-FREE ANTI-BACTERIAL, WASHABLE, FABRIC COMPOSITION 80%-90% POLYAMIDE 10%-20% ELASTANE, THICKNESS 0.48MM-0.52MM (SCAR MANAGEMENT) | REHABILITATION AND PHYSIOTHERAPY SUPPLIES SUPPLEMENTARY
7364 | 4213171701500 | PRESSURE GARMENT, READY MADE, ADULT SLEEVE, SIZES: 11: 15.2-16 IN (38-40 CM) (CIRCUMFERENCE OF WIDEST POINT OF UPPER ARM) . EASY FITTING SOFT AND SMOOTH, HI-TECH YARN WITH PERMANENT ODOR NEUTRALITY, BREATHABLE, HIGH UV PROTECTION, PRESSURE LEVEL 10-18 MMHG, HYPOALLERGENIC AND LATEX-FREE ANTI-BACTERIAL, WASHABLE, FABRIC COMPOSITION 80%-90% POLYAMIDE 10%-20% ELASTANE, THICKNESS 0.48MM-0.52MM (SCAR MANAGEMENT) | REHABILITATION AND PHYSIOTHERAPY SUPPLIES SUPPLEMENTARY
7365 | 4618153501400 | PRESSURE GARMENT, READY MADE, ADULT STOCKING CLOSED TOES, SIZES: 3: 15.2-16.8 IN (38-42 CM) (CIRCUMFERENCE OF WIDEST POINT OF CALF) . EASY FITTING SOFT AND SMOOTH, HI-TECH YARN WITH PERMANENT ODOR NEUTRALITY, BREATHABLE, HIGH UV PROTECTION, PRESSURE LEVEL 10-18 MMHG, HYPOALLERGENIC AND LATEX-FREE ANTI-BACTERIAL, WASHABLE, FABRIC COMPOSITION 80%-90% POLYAMIDE 10%-20% ELASTANE, THICKNESS 0.48MM-0.52MM (SCAR MANAGEMENT) | REHABILITATION AND PHYSIOTHERAPY SUPPLIES SUPPLEMENTARY
7366 | 4618153501500 | PRESSURE GARMENT, READY MADE, ADULT STOCKING CLOSED TOES, SIZES: 2: 13.2-14.8 IN (33-37 CM) (CIRCUMFERENCE OF WIDEST POINT OF CALF) . EASY FITTING SOFT AND SMOOTH, HI-TECH YARN WITH PERMANENT ODOR NEUTRALITY, BREATHABLE, HIGH UV PROTECTION, PRESSURE LEVEL 10-18 MMHG, HYPOALLERGENIC AND LATEX-FREE ANTI-BACTERIAL, WASHABLE, FABRIC COMPOSITION 80%-90% POLYAMIDE 10%-20% ELASTANE, THICKNESS 0.48MM-0.52MM (SCAR MANAGEMENT) | REHABILITATION AND PHYSIOTHERAPY SUPPLIES SUPPLEMENTARY
7367 | 4618153501600 | PRESSURE GARMENT, READY MADE, ADULT STOCKING CLOSED TOES, SIZES: 1: 11.2-12.8 IN (28-32 CM) (CIRCUMFERENCE OF WIDEST POINT OF CALF) . EASY FITTING SOFT AND SMOOTH, HI-TECH YARN WITH PERMANENT ODOR NEUTRALITY, BREATHABLE, HIGH UV PROTECTION, PRESSURE LEVEL 10-18 MMHG, HYPOALLERGENIC AND LATEX-FREE ANTI-BACTERIAL, WASHABLE, FABRIC COMPOSITION 80%-90% POLYAMIDE 10%-20% ELASTANE, THICKNESS 0.48MM-0.52MM (SCAR MANAGEMENT) | REHABILITATION AND PHYSIOTHERAPY SUPPLIES SUPPLEMENTARY
7368 | 4618153501700 | PRESSURE GARMENT, READY MADE, ADULT STOCKING CLOSED TOES, SIZES: 4: 17.2-18.4 IN (43-46 CM) (CIRCUMFERENCE OF WIDEST POINT OF CALF) . EASY FITTING SOFT AND SMOOTH, HI-TECH YARN WITH PERMANENT ODOR NEUTRALITY, BREATHABLE, HIGH UV PROTECTION, PRESSURE LEVEL 10-18 MMHG, HYPOALLERGENIC AND LATEX-FREE ANTI-BACTERIAL, WASHABLE, FABRIC COMPOSITION 80%-90% POLYAMIDE 10%-20% ELASTANE, THICKNESS 0.48MM-0.52MM (SCAR MANAGEMENT) | REHABILITATION AND PHYSIOTHERAPY SUPPLIES SUPPLEMENTARY
7369 | 4618153501800 | PRESSURE GARMENT, READY MADE, ADULT STOCKING OPEN TOES, SIZES: 3: 15.2-16.8 IN (38-42 CM) (CIRCUMFERENCE OF WIDEST POINT OF CALF) . EASY FITTING SOFT AND SMOOTH, HI-TECH YARN WITH PERMANENT ODOR NEUTRALITY, BREATHABLE, HIGH UV PROTECTION, PRESSURE LEVEL 10-18 MMHG, HYPOALLERGENIC AND LATEX-FREE ANTI-BACTERIAL, WASHABLE, FABRIC COMPOSITION 80%-90% POLYAMIDE 10%-20% ELASTANE, THICKNESS 0.48MM-0.52MM (SCAR MANAGEMENT) | REHABILITATION AND PHYSIOTHERAPY SUPPLIES SUPPLEMENTARY
7370 | 4618153501900 | PRESSURE GARMENT, READY MADE, ADULT STOCKING OPEN TOES, SIZES: 2: 13.2-14.8 IN (33-37 CM) (CIRCUMFERENCE OF WIDEST POINT OF CALF) . EASY FITTING SOFT AND SMOOTH, HI-TECH YARN WITH PERMANENT ODOR NEUTRALITY, BREATHABLE, HIGH UV PROTECTION, PRESSURE LEVEL 10-18 MMHG, HYPOALLERGENIC AND LATEX-FREE ANTI-BACTERIAL, WASHABLE, FABRIC COMPOSITION 80%-90% POLYAMIDE 10%-20% ELASTANE, THICKNESS 0.48MM-0.52MM (SCAR MANAGEMENT) | REHABILITATION AND PHYSIOTHERAPY SUPPLIES SUPPLEMENTARY
7371 | 4618153502000 | PRESSURE GARMENT, READY MADE, ADULT STOCKING OPEN TOES, SIZES: 1: 11.2-12.8 IN (28-32 CM) (CIRCUMFERENCE OF WIDEST POINT OF CALF) . EASY FITTING SOFT AND SMOOTH, HI-TECH YARN WITH PERMANENT ODOR NEUTRALITY, BREATHABLE, HIGH UV PROTECTION, PRESSURE LEVEL 10-18 MMHG, HYPOALLERGENIC AND LATEX-FREE ANTI-BACTERIAL, WASHABLE, FABRIC COMPOSITION 80%-90% POLYAMIDE 10%-20% ELASTANE, THICKNESS 0.48MM-0.52MM (SCAR MANAGEMENT) | REHABILITATION AND PHYSIOTHERAPY SUPPLIES SUPPLEMENTARY
7372 | 4618153502100 | PRESSURE GARMENT, READY MADE, ADULT STOCKING OPEN TOES, SIZES: 4: 17.2-18.4 IN (43-46 CM) (CIRCUMFERENCE OF WIDEST POINT OF CALF) . EASY FITTING SOFT AND SMOOTH, HI-TECH YARN WITH PERMANENT ODOR NEUTRALITY, BREATHABLE, HIGH UV PROTECTION, PRESSURE LEVEL 10-18 MMHG, HYPOALLERGENIC AND LATEX-FREE ANTI-BACTERIAL, WASHABLE, FABRIC COMPOSITION 80%-90% POLYAMIDE 10%-20% ELASTANE, THICKNESS 0.48MM-0.52MM (SCAR MANAGEMENT) | REHABILITATION AND PHYSIOTHERAPY SUPPLIES SUPPLEMENTARY
7373 | 4213171700000 | PRESSURE GARMENT, READY MADE, CHILDREN SLEEVE, SIZES: 4: 6.4-7.2 IN (16-18 CM) (CIRCUMFERENCE OF WIDEST POINT OF UPPER ARM) . EASY FITTING SOFT AND SMOOTH, HI-TECH YARN WITH PERMANENT ODOR NEUTRALITY, BREATHABLE, HIGH UV PROTECTION, PRESSURE LEVEL 10-18 MMHG, HYPOALLERGENIC AND LATEX-FREE ANTI-BACTERIAL, WASHABLE, FABRIC COMPOSITION 80%-90% POLYAMIDE 10%-20% ELASTANE, THICKNESS 0.48MM-0.52MM (SCAR MANAGEMENT) | REHABILITATION AND PHYSIOTHERAPY SUPPLIES SUPPLEMENTARY
7374 | 4213171700100 | PRESSURE GARMENT, READY MADE, CHILDREN SLEEVE, SIZES: 3: 5.6-6.4 IN (14-16 CM) (CIRCUMFERENCE OF WIDEST POINT OF UPPER ARM) . EASY FITTING SOFT AND SMOOTH, HI-TECH YARN WITH PERMANENT ODOR NEUTRALITY, BREATHABLE, HIGH UV PROTECTION, PRESSURE LEVEL 10-18 MMHG, HYPOALLERGENIC AND LATEX-FREE ANTI-BACTERIAL, WASHABLE, FABRIC COMPOSITION 80%-90% POLYAMIDE 10%-20% ELASTANE, THICKNESS 0.48MM-0.52MM (SCAR MANAGEMENT) | REHABILITATION AND PHYSIOTHERAPY SUPPLIES SUPPLEMENTARY
7375 | 4213171700200 | PRESSURE GARMENT, READY MADE, CHILDREN SLEEVE, SIZES: 2: 4.8-5.6 IN (12-14 CM) (CIRCUMFERENCE OF WIDEST POINT OF UPPER ARM) . EASY FITTING SOFT AND SMOOTH, HI-TECH YARN WITH PERMANENT ODOR NEUTRALITY, BREATHABLE, HIGH UV PROTECTION, PRESSURE LEVEL 10-18 MMHG, HYPOALLERGENIC AND LATEX-FREE ANTI-BACTERIAL, WASHABLE, FABRIC COMPOSITION 80%-90% POLYAMIDE 10%-20% ELASTANE, THICKNESS 0.48MM-0.52MM (SCAR MANAGEMENT) | REHABILITATION AND PHYSIOTHERAPY SUPPLIES SUPPLEMENTARY
7376 | 4213171700300 | PRESSURE GARMENT, READY MADE, CHILDREN SLEEVE, SIZES: 5: 7.2-8 IN (18-20 CM) (CIRCUMFERENCE OF WIDEST POINT OF UPPER ARM) . EASY FITTING SOFT AND SMOOTH, HI-TECH YARN WITH PERMANENT ODOR NEUTRALITY, BREATHABLE, HIGH UV PROTECTION, PRESSURE LEVEL 10-18 MMHG, HYPOALLERGENIC AND LATEX-FREE ANTI-BACTERIAL, WASHABLE, FABRIC COMPOSITION 80%-90% POLYAMIDE 10%-20% ELASTANE, THICKNESS 0.48MM-0.52MM (SCAR MANAGEMENT) | REHABILITATION AND PHYSIOTHERAPY SUPPLIES SUPPLEMENTARY
7377 | 4213171700400 | PRESSURE GARMENT, READY MADE, CHILDREN SLEEVE, SIZES: 1: 4-4.4 IN (10-12 CM) (CIRCUMFERENCE OF WIDEST POINT OF UPPER ARM) . EASY FITTING SOFT AND SMOOTH, HI-TECH YARN WITH PERMANENT ODOR NEUTRALITY, BREATHABLE, HIGH UV PROTECTION, PRESSURE LEVEL 10-18 MMHG, HYPOALLERGENIC AND LATEX-FREE ANTI-BACTERIAL, WASHABLE, FABRIC COMPOSITION 80%-90% POLYAMIDE 10%-20% ELASTANE, THICKNESS 0.48MM-0.52MM (SCAR MANAGEMENT) | REHABILITATION AND PHYSIOTHERAPY SUPPLIES SUPPLEMENTARY
7378 | 4618153502200 | PRESSURE GARMENT, READY MADE, CHILDREN STOCKING CLOSED TOES, SIZES: 3: 9.6-10.8 IN (24-27 CM) (CIRCUMFERENCE OF WIDEST POINT OF CALF) . EASY FITTING SOFT AND SMOOTH, HI-TECH YARN WITH PERMANENT ODOR NEUTRALITY, BREATHABLE, HIGH UV PROTECTION, PRESSURE LEVEL 10-18 MMHG, HYPOALLERGENIC AND LATEX-FREE ANTI-BACTERIAL, WASHABLE, FABRIC COMPOSITION 80%-90% POLYAMIDE 10%-20% ELASTANE, THICKNESS 0.48MM-0.52MM (SCAR MANAGEMENT) | REHABILITATION AND PHYSIOTHERAPY SUPPLIES SUPPLEMENTARY
7379 | 4618153502300 | PRESSURE GARMENT, READY MADE, CHILDREN STOCKING CLOSED TOES, SIZES: 2: 8-9.2 IN (20-23 CM) (CIRCUMFERENCE OF WIDEST POINT OF CALF) . EASY FITTING SOFT AND SMOOTH, HI-TECH YARN WITH PERMANENT ODOR NEUTRALITY, BREATHABLE, HIGH UV PROTECTION, PRESSURE LEVEL 10-18 MMHG, HYPOALLERGENIC AND LATEX-FREE ANTI-BACTERIAL, WASHABLE, FABRIC COMPOSITION 80%-90% POLYAMIDE 10%-20% ELASTANE, THICKNESS 0.48MM-0.52MM (SCAR MANAGEMENT) | REHABILITATION AND PHYSIOTHERAPY SUPPLIES SUPPLEMENTARY
7380 | 4618153502400 | PRESSURE GARMENT, READY MADE, CHILDREN STOCKING CLOSED TOES, SIZES: 1: 6.4-7.6 IN (16-19 CM) (CIRCUMFERENCE OF WIDEST POINT OF CALF) . EASY FITTING SOFT AND SMOOTH, HI-TECH YARN WITH PERMANENT ODOR NEUTRALITY, BREATHABLE, HIGH UV PROTECTION, PRESSURE LEVEL 10-18 MMHG, HYPOALLERGENIC AND LATEX-FREE ANTI-BACTERIAL, WASHABLE, FABRIC COMPOSITION 80%-90% POLYAMIDE 10%-20% ELASTANE, THICKNESS 0.48MM-0.52MM (SCAR MANAGEMENT) | REHABILITATION AND PHYSIOTHERAPY SUPPLIES SUPPLEMENTARY
7381 | 4618153502500 | PRESSURE GARMENT, READY MADE, CHILDREN STOCKING OPEN TOES, SIZES: 3: 9.6-10.8 IN (24-27 CM) (CIRCUMFERENCE OF WIDEST POINT OF CALF) . EASY FITTING SOFT AND SMOOTH, HI-TECH YARN WITH PERMANENT ODOR NEUTRALITY, BREATHABLE, HIGH UV PROTECTION, PRESSURE LEVEL 10-18 MMHG, HYPOALLERGENIC AND LATEX-FREE ANTI-BACTERIAL, WASHABLE, FABRIC COMPOSITION 80%-90% POLYAMIDE 10%-20% ELASTANE, THICKNESS 0.48MM-0.52MM (SCAR MANAGEMENT) | REHABILITATION AND PHYSIOTHERAPY SUPPLIES SUPPLEMENTARY
7382 | 4618153502600 | PRESSURE GARMENT, READY MADE, CHILDREN STOCKING OPEN TOES, SIZES: 2: 8-9.2 IN (20-23 CM) (CIRCUMFERENCE OF WIDEST POINT OF CALF) . EASY FITTING SOFT AND SMOOTH, HI-TECH YARN WITH PERMANENT ODOR NEUTRALITY, BREATHABLE, HIGH UV PROTECTION, PRESSURE LEVEL 10-18 MMHG, HYPOALLERGENIC AND LATEX-FREE ANTI-BACTERIAL, WASHABLE, FABRIC COMPOSITION 80%-90% POLYAMIDE 10%-20% ELASTANE, THICKNESS 0.48MM-0.52MM (SCAR MANAGEMENT) | REHABILITATION AND PHYSIOTHERAPY SUPPLIES SUPPLEMENTARY
7383 | 4618153502700 | PRESSURE GARMENT, READY MADE, CHILDREN STOCKING OPEN TOES, SIZES: 1: 6.4-7.6 IN (16-19 CM) (CIRCUMFERENCE OF WIDEST POINT OF CALF) . EASY FITTING SOFT AND SMOOTH, HI-TECH YARN WITH PERMANENT ODOR NEUTRALITY, BREATHABLE, HIGH UV PROTECTION, PRESSURE LEVEL 10-18 MMHG, HYPOALLERGENIC AND LATEX-FREE ANTI-BACTERIAL, WASHABLE, FABRIC COMPOSITION 80%-90% POLYAMIDE 10%-20% ELASTANE, THICKNESS 0.48MM-0.52MM (SCAR MANAGEMENT) | REHABILITATION AND PHYSIOTHERAPY SUPPLIES SUPPLEMENTARY
7384 | 4231220226700 | PRESSURE GARMENT, READY MADE, CHIN STRAP EAR AREA CLOSED, SIZES: 5: 24-24.8 IN (60-62 CM) (CIRCUMFERENCE OF THE HEAD) . EASY FITTING SOFT AND SMOOTH, HI-TECH YARN WITH PERMANENT ODOR NEUTRALITY, BREATHABLE, HIGH UV PROTECTION, PRESSURE LEVEL 10-18 MMHG, HYPOALLERGENIC AND LATEX-FREE ANTI-BACTERIAL, WASHABLE, FABRIC COMPOSITION 80%-90% POLYAMIDE 10%-20% ELASTANE, THICKNESS 0.64-0.68MM (SCAR MANAGEMENT) | REHABILITATION AND PHYSIOTHERAPY SUPPLIES SUPPLEMENTARY
7385 | 4231220226800 | PRESSURE GARMENT, READY MADE, CHIN STRAP EAR AREA CLOSED, SIZES: 4: 22.8-23.6 IN (57-59 CM) (CIRCUMFERENCE OF THE HEAD) . EASY FITTING SOFT AND SMOOTH, HI-TECH YARN WITH PERMANENT ODOR NEUTRALITY, BREATHABLE, HIGH UV PROTECTION, PRESSURE LEVEL 10-18 MMHG, HYPOALLERGENIC AND LATEX-FREE ANTI-BACTERIAL, WASHABLE, FABRIC COMPOSITION 80%-90% POLYAMIDE 10%-20% ELASTANE, THICKNESS 0.64-0.68MM (SCAR MANAGEMENT) | REHABILITATION AND PHYSIOTHERAPY SUPPLIES SUPPLEMENTARY
7386 | 4231220226900 | PRESSURE GARMENT, READY MADE, CHIN STRAP EAR AREA CLOSED, SIZES: 3: 21.6-22.4 IN (54-56 CM) (CIRCUMFERENCE OF THE HEAD) . EASY FITTING SOFT AND SMOOTH, HI-TECH YARN WITH PERMANENT ODOR NEUTRALITY, BREATHABLE, HIGH UV PROTECTION, PRESSURE LEVEL 10-18 MMHG, HYPOALLERGENIC AND LATEX-FREE ANTI-BACTERIAL, WASHABLE, FABRIC COMPOSITION 80%-90% POLYAMIDE 10%-20% ELASTANE, THICKNESS 0.64-0.68MM (SCAR MANAGEMENT) | REHABILITATION AND PHYSIOTHERAPY SUPPLIES SUPPLEMENTARY
7387 | 4231220227100 | PRESSURE GARMENT, READY MADE, CHIN STRAP EAR AREA CLOSED, SIZES: 2: 20.4-21.2 IN (51-53 CM) (CIRCUMFERENCE OF THE HEAD) . EASY FITTING SOFT AND SMOOTH, HI-TECH YARN WITH PERMANENT ODOR NEUTRALITY, BREATHABLE, HIGH UV PROTECTION, PRESSURE LEVEL 10-18 MMHG, HYPOALLERGENIC AND LATEX-FREE ANTI-BACTERIAL, WASHABLE, FABRIC COMPOSITION 80%-90% POLYAMIDE 10%-20% ELASTANE, THICKNESS 0.64-0.68MM (SCAR MANAGEMENT) | REHABILITATION AND PHYSIOTHERAPY SUPPLIES SUPPLEMENTARY
7388 | 4231220227200 | PRESSURE GARMENT, READY MADE, CHIN STRAP EAR AREA CLOSED, SIZES: 1: 18.8-20 IN (47-50 CM) (CIRCUMFERENCE OF THE HEAD) . EASY FITTING SOFT AND SMOOTH, HI-TECH YARN WITH PERMANENT ODOR NEUTRALITY, BREATHABLE, HIGH UV PROTECTION, PRESSURE LEVEL 10-18 MMHG, HYPOALLERGENIC AND LATEX-FREE ANTI-BACTERIAL, WASHABLE, FABRIC COMPOSITION 80%-90% POLYAMIDE 10%-20% ELASTANE, THICKNESS 0.64-0.68MM (SCAR MANAGEMENT) | REHABILITATION AND PHYSIOTHERAPY SUPPLIES SUPPLEMENTARY
7389 | 4618170000900 | PRESSURE GARMENT, READY MADE, CHIN STRAP EAR AREA OPEN, SIZES: XXS: 20 IN -21.6 IN (50-54 CM) (CIRCUMFERENCE FROM CROWN TO CHIN) . EASY FITTING SOFT AND SMOOTH, HI-TECH YARN WITH PERMANENT ODOR NEUTRALITY, BREATHABLE, HIGH UV PROTECTION, ADJUSTABLE PRESSURE LEVEL, HYPOALLERGENIC AND LATEX-FREE ANTI-BACTERIAL, WASHABLE, FABRIC COMPOSITION 60%-69%, POLYAMIDE 31%-40% ELASTANE, THICKNESS 0.64-0.68MM, (SCAR MANAGEMENT) | REHABILITATION AND PHYSIOTHERAPY SUPPLIES SUPPLEMENTARY
7390 | 4618170001000 | PRESSURE GARMENT, READY MADE, CHIN STRAP EAR AREA OPEN, SIZES: XS: 22 IN -23.2 IN (55-58 CM) (CIRCUMFERENCE FROM CROWN TO CHIN) . EASY FITTING SOFT AND SMOOTH, HI-TECH YARN WITH PERMANENT ODOR NEUTRALITY, BREATHABLE, HIGH UV PROTECTION, ADJUSTABLE PRESSURE LEVEL, HYPOALLERGENIC AND LATEX-FREE ANTI-BACTERIAL, WASHABLE, FABRIC COMPOSITION 60%-69%, POLYAMIDE 31%-40% ELASTANE, THICKNESS 0.64-0.68MM, (SCAR MANAGEMENT) | REHABILITATION AND PHYSIOTHERAPY SUPPLIES SUPPLEMENTARY
7391 | 4618170001100 | PRESSURE GARMENT, READY MADE, CHIN STRAP EAR AREA OPEN, SIZES: S: 23.6 IN -24.8 IN (59-62 CM) (CIRCUMFERENCE FROM CROWN TO CHIN) . EASY FITTING SOFT AND SMOOTH, HI-TECH YARN WITH PERMANENT ODOR NEUTRALITY, BREATHABLE, HIGH UV PROTECTION, ADJUSTABLE PRESSURE LEVEL, HYPOALLERGENIC AND LATEX-FREE ANTI-BACTERIAL, WASHABLE, FABRIC COMPOSITION 60%-69%, POLYAMIDE 31%-40% ELASTANE, THICKNESS 0.64-0.68MM, (SCAR MANAGEMENT) | REHABILITATION AND PHYSIOTHERAPY SUPPLIES SUPPLEMENTARY
7392 | 4618170001200 | PRESSURE GARMENT, READY MADE, CHIN STRAP EAR AREA OPEN, SIZES: M: 25.2 IN -26.4 IN (63-66 CM) (CIRCUMFERENCE FROM CROWN TO CHIN) . EASY FITTING SOFT AND SMOOTH, HI-TECH YARN WITH PERMANENT ODOR NEUTRALITY, BREATHABLE, HIGH UV PROTECTION, ADJUSTABLE PRESSURE LEVEL, HYPOALLERGENIC AND LATEX-FREE ANTI-BACTERIAL, WASHABLE, FABRIC COMPOSITION 60%-69%, POLYAMIDE 31%-40% ELASTANE, THICKNESS 0.64-0.68MM, (SCAR MANAGEMENT) | REHABILITATION AND PHYSIOTHERAPY SUPPLIES SUPPLEMENTARY
7393 | 4618170001300 | PRESSURE GARMENT, READY MADE, CHIN STRAP EAR AREA OPEN, SIZES: L: 26.8 IN -28 IN (67-70 CM) (CIRCUMFERENCE FROM CROWN TO CHIN) . EASY FITTING SOFT AND SMOOTH, HI-TECH YARN WITH PERMANENT ODOR NEUTRALITY, BREATHABLE, HIGH UV PROTECTION, ADJUSTABLE PRESSURE LEVEL, HYPOALLERGENIC AND LATEX-FREE ANTI-BACTERIAL, WASHABLE, FABRIC COMPOSITION 60%-69%, POLYAMIDE 31%-40% ELASTANE, THICKNESS 0.64-0.68MM, (SCAR MANAGEMENT) | REHABILITATION AND PHYSIOTHERAPY SUPPLIES SUPPLEMENTARY
7394 | 4618150404200 | PRESSURE GARMENT, READY MADE, DIGITAL CAP, SIZES: XS: 1.6-2 IN (4-5 CM) (CIRCUMFERENCE AROUND PIP JOINT), LENGTH: 5.0 CM, EASY FITTING SOFT AND SMOOTH, HI-TECH YARN WITH PERMANENT ODOR NEUTRALITY, ADJUSTABLE PRESSURE LEVEL, BREATHABLE, HIGH UV PROTECTION, HYPOALLERGENIC AND LATEX-FREE ANTI-BACTERIAL, WASHABLE, 60%-69% POLYAMIDE 31%-40% ELASTANE 3MM NEOPRENE STRONG FABRIC, THICKNESS 0.64MM-0.68MM, (SCAR MANAGEMENT) | REHABILITATION AND PHYSIOTHERAPY SUPPLIES SUPPLEMENTARY
7395 | 4618152700000 | PRESSURE GARMENT, READY MADE, PANTS CHILDREN LONG LEG, SIZES: 6: 26.8-28 IN (67-70 CM) (CIRCUMFERENCE OF WIDEST POINT OF PELVIS) . EASY FITTING SOFT AND SMOOTH, HI-TECH YARN WITH PERMANENT ODOR NEUTRALITY, BREATHABLE, HIGH UV PROTECTION, PRESSURE LEVEL 10-18 MMHG, HYPOALLERGENIC AND LATEX-FREE ANTI-BACTERIAL, WASHABLE, FABRIC COMPOSITION 80%-90% POLYAMIDE 10%-20% ELASTANE, THICKNESS 0.48MM-0.52MM (SCAR MANAGEMENT) | REHABILITATION AND PHYSIOTHERAPY SUPPLIES SUPPLEMENTARY
7396 | 4618152700100 | PRESSURE GARMENT, READY MADE, PANTS CHILDREN LONG LEG, SIZES: 5: 24.8-26.4 IN (62-66 CM) (CIRCUMFERENCE OF WIDEST POINT OF PELVIS) . EASY FITTING SOFT AND SMOOTH, HI-TECH YARN WITH PERMANENT ODOR NEUTRALITY, BREATHABLE, HIGH UV PROTECTION, PRESSURE LEVEL 10-18 MMHG, HYPOALLERGENIC AND LATEX-FREE ANTI-BACTERIAL, WASHABLE, FABRIC COMPOSITION 80%-90% POLYAMIDE 10%-20% ELASTANE, THICKNESS 0.48MM-0.52MM (SCAR MANAGEMENT) | REHABILITATION AND PHYSIOTHERAPY SUPPLIES SUPPLEMENTARY
7397 | 4618152700200 | PRESSURE GARMENT, READY MADE, PANTS CHILDREN LONG LEG, SIZES: 4: 23.6-24.4 IN (59-61 CM) (CIRCUMFERENCE OF WIDEST POINT OF PELVIS) . EASY FITTING SOFT AND SMOOTH, HI-TECH YARN WITH PERMANENT ODOR NEUTRALITY, BREATHABLE, HIGH UV PROTECTION, PRESSURE LEVEL 10-18 MMHG, HYPOALLERGENIC AND LATEX-FREE ANTI-BACTERIAL, WASHABLE, FABRIC COMPOSITION 80%-90% POLYAMIDE 10%-20% ELASTANE, THICKNESS 0.48MM-0.52MM (SCAR MANAGEMENT) | REHABILITATION AND PHYSIOTHERAPY SUPPLIES SUPPLEMENTARY
7398 | 4618152700300 | PRESSURE GARMENT, READY MADE, PANTS CHILDREN LONG LEG, SIZES: 7: 28.4-29.6 IN (71-74 CM) (CIRCUMFERENCE OF WIDEST POINT OF PELVIS) . EASY FITTING SOFT AND SMOOTH, HI-TECH YARN WITH PERMANENT ODOR NEUTRALITY, BREATHABLE, HIGH UV PROTECTION, PRESSURE LEVEL 10-18 MMHG, HYPOALLERGENIC AND LATEX-FREE ANTI-BACTERIAL, WASHABLE, FABRIC COMPOSITION 80%-90% POLYAMIDE 10%-20% ELASTANE, THICKNESS 0.48MM-0.52MM (SCAR MANAGEMENT) | REHABILITATION AND PHYSIOTHERAPY SUPPLIES SUPPLEMENTARY
7399 | 4618152700400 | PRESSURE GARMENT, READY MADE, PANTS CHILDREN LONG LEG, SIZES: 3: 22-23.2 IN (55-58 CM) (CIRCUMFERENCE OF WIDEST POINT OF PELVIS) . EASY FITTING SOFT AND SMOOTH, HI-TECH YARN WITH PERMANENT ODOR NEUTRALITY, BREATHABLE, HIGH UV PROTECTION, PRESSURE LEVEL 10-18 MMHG, HYPOALLERGENIC AND LATEX-FREE ANTI-BACTERIAL, WASHABLE, FABRIC COMPOSITION 80%-90% POLYAMIDE 10%-20% ELASTANE, THICKNESS 0.48MM-0.52MM (SCAR MANAGEMENT) | REHABILITATION AND PHYSIOTHERAPY SUPPLIES SUPPLEMENTARY
7400 | 4618152700500 | PRESSURE GARMENT, READY MADE, PANTS CHILDREN LONG LEG, SIZES: 8: 30-31.2 IN (75-78 CM) (CIRCUMFERENCE OF WIDEST POINT OF PELVIS) . EASY FITTING SOFT AND SMOOTH, HI-TECH YARN WITH PERMANENT ODOR NEUTRALITY, BREATHABLE, HIGH UV PROTECTION, PRESSURE LEVEL 10-18 MMHG, HYPOALLERGENIC AND LATEX-FREE ANTI-BACTERIAL, WASHABLE, FABRIC COMPOSITION 80%-90% POLYAMIDE 10%-20% ELASTANE, THICKNESS 0.48MM-0.52MM (SCAR MANAGEMENT) | REHABILITATION AND PHYSIOTHERAPY SUPPLIES SUPPLEMENTARY
7401 | 4618152700600 | PRESSURE GARMENT, READY MADE, PANTS CHILDREN LONG LEG, SIZES: 2: 20.4-21.6 IN (51-54 CM) (CIRCUMFERENCE OF WIDEST POINT OF PELVIS) . EASY FITTING SOFT AND SMOOTH, HI-TECH YARN WITH PERMANENT ODOR NEUTRALITY, BREATHABLE, HIGH UV PROTECTION, PRESSURE LEVEL 10-18 MMHG, HYPOALLERGENIC AND LATEX-FREE ANTI-BACTERIAL, WASHABLE, FABRIC COMPOSITION 80%-90% POLYAMIDE 10%-20% ELASTANE, THICKNESS 0.48MM-0.52MM (SCAR MANAGEMENT) | REHABILITATION AND PHYSIOTHERAPY SUPPLIES SUPPLEMENTARY
7402 | 4618152700700 | PRESSURE GARMENT, READY MADE, PANTS CHILDREN LONG LEG, SIZES: 9: 31.6-32.8 IN (79-82 CM) (CIRCUMFERENCE OF WIDEST POINT OF PELVIS) . EASY FITTING SOFT AND SMOOTH, HI-TECH YARN WITH PERMANENT ODOR NEUTRALITY, BREATHABLE, HIGH UV PROTECTION, PRESSURE LEVEL 10-18 MMHG, HYPOALLERGENIC AND LATEX-FREE ANTI-BACTERIAL, WASHABLE, FABRIC COMPOSITION 80%-90% POLYAMIDE 10%-20% ELASTANE, THICKNESS 0.48MM-0.52MM (SCAR MANAGEMENT) | REHABILITATION AND PHYSIOTHERAPY SUPPLIES SUPPLEMENTARY
7403 | 4618152700800 | PRESSURE GARMENT, READY MADE, PANTS CHILDREN LONG LEG, SIZES: 1: 18.8-20 IN (47-50 CM) (CIRCUMFERENCE OF WIDEST POINT OF PELVIS) . EASY FITTING SOFT AND SMOOTH, HI-TECH YARN WITH PERMANENT ODOR NEUTRALITY, BREATHABLE, HIGH UV PROTECTION, PRESSURE LEVEL 10-18 MMHG, HYPOALLERGENIC AND LATEX-FREE ANTI-BACTERIAL, WASHABLE, FABRIC COMPOSITION 80%-90% POLYAMIDE 10%-20% ELASTANE, THICKNESS 0.48MM-0.52MM (SCAR MANAGEMENT) | REHABILITATION AND PHYSIOTHERAPY SUPPLIES SUPPLEMENTARY
7404 | 4618152700900 | PRESSURE GARMENT, READY MADE, PANTS CHILDREN LONG LEG, SIZES: 10: 33.2-34.4 IN (83-86 CM) (CIRCUMFERENCE OF WIDEST POINT OF PELVIS) . EASY FITTING SOFT AND SMOOTH, HI-TECH YARN WITH PERMANENT ODOR NEUTRALITY, BREATHABLE, HIGH UV PROTECTION, PRESSURE LEVEL 10-18 MMHG, HYPOALLERGENIC AND LATEX-FREE ANTI-BACTERIAL, WASHABLE, FABRIC COMPOSITION 80%-90% POLYAMIDE 10%-20% ELASTANE, THICKNESS 0.48MM-0.52MM (SCAR MANAGEMENT) | REHABILITATION AND PHYSIOTHERAPY SUPPLIES SUPPLEMENTARY
7405 | 4618152701000 | PRESSURE GARMENT, READY MADE, PANTS CHILDREN SHORT LEG, SIZES: 6: 26.8-28 IN (67-70 CM) (CIRCUMFERENCE OF WIDEST POINT OF PELVIS) . EASY FITTING SOFT AND SMOOTH, HI-TECH YARN WITH PERMANENT ODOR NEUTRALITY, BREATHABLE, HIGH UV PROTECTION, PRESSURE LEVEL 10-18 MMHG, HYPOALLERGENIC AND LATEX-FREE ANTI-BACTERIAL, WASHABLE, FABRIC COMPOSITION 80%-90% POLYAMIDE 10%-20% ELASTANE, THICKNESS 0.48MM-0.52MM (SCAR MANAGEMENT) | REHABILITATION AND PHYSIOTHERAPY SUPPLIES SUPPLEMENTARY
7406 | 4618152701100 | PRESSURE GARMENT, READY MADE, PANTS CHILDREN SHORT LEG, SIZES: 5: 24.8-26.4 IN (62-66 CM) (CIRCUMFERENCE OF WIDEST POINT OF PELVIS) . EASY FITTING SOFT AND SMOOTH, HI-TECH YARN WITH PERMANENT ODOR NEUTRALITY, BREATHABLE, HIGH UV PROTECTION, PRESSURE LEVEL 10-18 MMHG, HYPOALLERGENIC AND LATEX-FREE ANTI-BACTERIAL, WASHABLE, FABRIC COMPOSITION 80%-90% POLYAMIDE 10%-20% ELASTANE, THICKNESS 0.48MM-0.52MM (SCAR MANAGEMENT) | REHABILITATION AND PHYSIOTHERAPY SUPPLIES SUPPLEMENTARY
7407 | 4618152701200 | PRESSURE GARMENT, READY MADE, PANTS CHILDREN SHORT LEG, SIZES: 4: 23.6-24.4 IN (59-61 CM) (CIRCUMFERENCE OF WIDEST POINT OF PELVIS) . EASY FITTING SOFT AND SMOOTH, HI-TECH YARN WITH PERMANENT ODOR NEUTRALITY, BREATHABLE, HIGH UV PROTECTION, PRESSURE LEVEL 10-18 MMHG, HYPOALLERGENIC AND LATEX-FREE ANTI-BACTERIAL, WASHABLE, FABRIC COMPOSITION 80%-90% POLYAMIDE 10%-20% ELASTANE, THICKNESS 0.48MM-0.52MM (SCAR MANAGEMENT) | REHABILITATION AND PHYSIOTHERAPY SUPPLIES SUPPLEMENTARY
7408 | 4618152701300 | PRESSURE GARMENT, READY MADE, PANTS CHILDREN SHORT LEG, SIZES: 7: 28.4-29.6 IN (71-74 CM) (CIRCUMFERENCE OF WIDEST POINT OF PELVIS) . EASY FITTING SOFT AND SMOOTH, HI-TECH YARN WITH PERMANENT ODOR NEUTRALITY, BREATHABLE, HIGH UV PROTECTION, PRESSURE LEVEL 10-18 MMHG, HYPOALLERGENIC AND LATEX-FREE ANTI-BACTERIAL, WASHABLE, FABRIC COMPOSITION 80%-90% POLYAMIDE 10%-20% ELASTANE, THICKNESS 0.48MM-0.52MM (SCAR MANAGEMENT) | REHABILITATION AND PHYSIOTHERAPY SUPPLIES SUPPLEMENTARY
7409 | 4618152701400 | PRESSURE GARMENT, READY MADE, PANTS CHILDREN SHORT LEG, SIZES: 3: 22-23.2 IN (55-58 CM) (CIRCUMFERENCE OF WIDEST POINT OF PELVIS) . EASY FITTING SOFT AND SMOOTH, HI-TECH YARN WITH PERMANENT ODOR NEUTRALITY, BREATHABLE, HIGH UV PROTECTION, PRESSURE LEVEL 10-18 MMHG, HYPOALLERGENIC AND LATEX-FREE ANTI-BACTERIAL, WASHABLE, FABRIC COMPOSITION 80%-90% POLYAMIDE 10%-20% ELASTANE, THICKNESS 0.48MM-0.52MM (SCAR MANAGEMENT) | REHABILITATION AND PHYSIOTHERAPY SUPPLIES SUPPLEMENTARY
7410 | 4618152701500 | PRESSURE GARMENT, READY MADE, PANTS CHILDREN SHORT LEG, SIZES: 8: 30-31.2 IN (75-78 CM) (CIRCUMFERENCE OF WIDEST POINT OF PELVIS) . EASY FITTING SOFT AND SMOOTH, HI-TECH YARN WITH PERMANENT ODOR NEUTRALITY, BREATHABLE, HIGH UV PROTECTION, PRESSURE LEVEL 10-18 MMHG, HYPOALLERGENIC AND LATEX-FREE ANTI-BACTERIAL, WASHABLE, FABRIC COMPOSITION 80%-90% POLYAMIDE 10%-20% ELASTANE, THICKNESS 0.48MM-0.52MM (SCAR MANAGEMENT) | REHABILITATION AND PHYSIOTHERAPY SUPPLIES SUPPLEMENTARY
7411 | 4618152701600 | PRESSURE GARMENT, READY MADE, PANTS CHILDREN SHORT LEG, SIZES: 2: 20.4-21.6 IN (51-54 CM) (CIRCUMFERENCE OF WIDEST POINT OF PELVIS) . EASY FITTING SOFT AND SMOOTH, HI-TECH YARN WITH PERMANENT ODOR NEUTRALITY, BREATHABLE, HIGH UV PROTECTION, PRESSURE LEVEL 10-18 MMHG, HYPOALLERGENIC AND LATEX-FREE ANTI-BACTERIAL, WASHABLE, FABRIC COMPOSITION 80%-90% POLYAMIDE 10%-20% ELASTANE, THICKNESS 0.48MM-0.52MM (SCAR MANAGEMENT) | REHABILITATION AND PHYSIOTHERAPY SUPPLIES SUPPLEMENTARY
7412 | 4618152701700 | PRESSURE GARMENT, READY MADE, PANTS CHILDREN SHORT LEG, SIZES: 9: 31.6-32.8 IN (79-82 CM) (CIRCUMFERENCE OF WIDEST POINT OF PELVIS) . EASY FITTING SOFT AND SMOOTH, HI-TECH YARN WITH PERMANENT ODOR NEUTRALITY, BREATHABLE, HIGH UV PROTECTION, PRESSURE LEVEL 10-18 MMHG, HYPOALLERGENIC AND LATEX-FREE ANTI-BACTERIAL, WASHABLE, FABRIC COMPOSITION 80%-90% POLYAMIDE 10%-20% ELASTANE, THICKNESS 0.48MM-0.52MM (SCAR MANAGEMENT) | REHABILITATION AND PHYSIOTHERAPY SUPPLIES SUPPLEMENTARY
7413 | 4618152701800 | PRESSURE GARMENT, READY MADE, PANTS CHILDREN SHORT LEG, SIZES: 1: 18.8-20 IN (47-50 CM) (CIRCUMFERENCE OF WIDEST POINT OF PELVIS) . EASY FITTING SOFT AND SMOOTH, HI-TECH YARN WITH PERMANENT ODOR NEUTRALITY, BREATHABLE, HIGH UV PROTECTION, PRESSURE LEVEL 10-18 MMHG, HYPOALLERGENIC AND LATEX-FREE ANTI-BACTERIAL, WASHABLE, FABRIC COMPOSITION 80%-90% POLYAMIDE 10%-20% ELASTANE, THICKNESS 0.48MM-0.52MM (SCAR MANAGEMENT) | REHABILITATION AND PHYSIOTHERAPY SUPPLIES SUPPLEMENTARY
7414 | 4618152701900 | PRESSURE GARMENT, READY MADE, PANTS CHILDREN SHORT LEG, SIZES: 10: 33.2-34.4 IN (83-86 CM) (CIRCUMFERENCE OF WIDEST POINT OF PELVIS) . EASY FITTING SOFT AND SMOOTH, HI-TECH YARN WITH PERMANENT ODOR NEUTRALITY, BREATHABLE, HIGH UV PROTECTION, PRESSURE LEVEL 10-18 MMHG, HYPOALLERGENIC AND LATEX-FREE ANTI-BACTERIAL, WASHABLE, FABRIC COMPOSITION 80%-90% POLYAMIDE 10%-20% ELASTANE, THICKNESS 0.48MM-0.52MM (SCAR MANAGEMENT) | REHABILITATION AND PHYSIOTHERAPY SUPPLIES SUPPLEMENTARY
7415 | 4618152702100 | PRESSURE GARMENT, READY MADE, PANTS MEN LONG LEG, SIZES: 5: 42-43.2 IN (105-108 CM) (CIRCUMFERENCE OF WIDEST POINT OF PELVIS) . EASY FITTING SOFT AND SMOOTH, HI-TECH YARN WITH PERMANENT ODOR NEUTRALITY, BREATHABLE, HIGH UV PROTECTION, PRESSURE LEVEL 10-18 MMHG, HYPOALLERGENIC AND LATEX-FREE ANTI-BACTERIAL, WASHABLE, FABRIC COMPOSITION 80%-90% POLYAMIDE 10%-20% ELASTANE, THICKNESS 0.48MM-0.52MM (SCAR MANAGEMENT) | REHABILITATION AND PHYSIOTHERAPY SUPPLIES SUPPLEMENTARY
7416 | 4618152702200 | PRESSURE GARMENT, READY MADE, PANTS MEN LONG LEG, SIZES: 4: 40.4-41.6 IN (101-104 CM) (CIRCUMFERENCE OF WIDEST POINT OF PELVIS) . EASY FITTING SOFT AND SMOOTH, HI-TECH YARN WITH PERMANENT ODOR NEUTRALITY, BREATHABLE, HIGH UV PROTECTION, PRESSURE LEVEL 10-18 MMHG, HYPOALLERGENIC AND LATEX-FREE ANTI-BACTERIAL, WASHABLE, FABRIC COMPOSITION 80%-90% POLYAMIDE 10%-20% ELASTANE, THICKNESS 0.48MM-0.52MM (SCAR MANAGEMENT) | REHABILITATION AND PHYSIOTHERAPY SUPPLIES SUPPLEMENTARY
7417 | 4618152702300 | PRESSURE GARMENT, READY MADE, PANTS MEN LONG LEG, SIZES: 7: 45.2-46.4 IN (113-116 CM) (CIRCUMFERENCE OF WIDEST POINT OF PELVIS) . EASY FITTING SOFT AND SMOOTH, HI-TECH YARN WITH PERMANENT ODOR NEUTRALITY, BREATHABLE, HIGH UV PROTECTION, PRESSURE LEVEL 10-18 MMHG, HYPOALLERGENIC AND LATEX-FREE ANTI-BACTERIAL, WASHABLE, FABRIC COMPOSITION 80%-90% POLYAMIDE 10%-20% ELASTANE, THICKNESS 0.48MM-0.52MM (SCAR MANAGEMENT) | REHABILITATION AND PHYSIOTHERAPY SUPPLIES SUPPLEMENTARY
7418 | 4618152702400 | PRESSURE GARMENT, READY MADE, PANTS MEN LONG LEG, SIZES: 3: 38.8-40 IN (97-100 CM) (CIRCUMFERENCE OF WIDEST POINT OF PELVIS) . EASY FITTING SOFT AND SMOOTH, HI-TECH YARN WITH PERMANENT ODOR NEUTRALITY, BREATHABLE, HIGH UV PROTECTION, PRESSURE LEVEL 10-18 MMHG, HYPOALLERGENIC AND LATEX-FREE ANTI-BACTERIAL, WASHABLE, FABRIC COMPOSITION 80%-90% POLYAMIDE 10%-20% ELASTANE, THICKNESS 0.48MM-0.52MM (SCAR MANAGEMENT) | REHABILITATION AND PHYSIOTHERAPY SUPPLIES SUPPLEMENTARY
7419 | 4618152702500 | PRESSURE GARMENT, READY MADE, PANTS MEN LONG LEG, SIZES: 8: 46.8-48 IN (117-120 CM) (CIRCUMFERENCE OF WIDEST POINT OF PELVIS) . EASY FITTING SOFT AND SMOOTH, HI-TECH YARN WITH PERMANENT ODOR NEUTRALITY, BREATHABLE, HIGH UV PROTECTION, PRESSURE LEVEL 10-18 MMHG, HYPOALLERGENIC AND LATEX-FREE ANTI-BACTERIAL, WASHABLE, FABRIC COMPOSITION 80%-90% POLYAMIDE 10%-20% ELASTANE, THICKNESS 0.48MM-0.52MM (SCAR MANAGEMENT) | REHABILITATION AND PHYSIOTHERAPY SUPPLIES SUPPLEMENTARY
7420 | 4618152702600 | PRESSURE GARMENT, READY MADE, PANTS MEN LONG LEG, SIZES: 2: 37.2-38.4 IN (93-96 CM) (CIRCUMFERENCE OF WIDEST POINT OF PELVIS) . EASY FITTING SOFT AND SMOOTH, HI-TECH YARN WITH PERMANENT ODOR NEUTRALITY, BREATHABLE, HIGH UV PROTECTION, PRESSURE LEVEL 10-18 MMHG, HYPOALLERGENIC AND LATEX-FREE ANTI-BACTERIAL, WASHABLE, FABRIC COMPOSITION 80%-90% POLYAMIDE 10%-20% ELASTANE, THICKNESS 0.48MM-0.52MM (SCAR MANAGEMENT) | REHABILITATION AND PHYSIOTHERAPY SUPPLIES SUPPLEMENTARY
7421 | 4618152702700 | PRESSURE GARMENT, READY MADE, PANTS MEN LONG LEG, SIZES: 9: 48.4-49.6 IN (121-124 CM) (CIRCUMFERENCE OF WIDEST POINT OF PELVIS) . EASY FITTING SOFT AND SMOOTH, HI-TECH YARN WITH PERMANENT ODOR NEUTRALITY, BREATHABLE, HIGH UV PROTECTION, PRESSURE LEVEL 10-18 MMHG, HYPOALLERGENIC AND LATEX-FREE ANTI-BACTERIAL, WASHABLE, FABRIC COMPOSITION 80%-90% POLYAMIDE 10%-20% ELASTANE, THICKNESS 0.48MM-0.52MM (SCAR MANAGEMENT) | REHABILITATION AND PHYSIOTHERAPY SUPPLIES SUPPLEMENTARY
7422 | 4618152702800 | PRESSURE GARMENT, READY MADE, PANTS MEN LONG LEG, SIZES: 1: 34.8-36.8 IN (87-92 CM) (CIRCUMFERENCE OF WIDEST POINT OF PELVIS) . EASY FITTING SOFT AND SMOOTH, HI-TECH YARN WITH PERMANENT ODOR NEUTRALITY, BREATHABLE, HIGH UV PROTECTION, PRESSURE LEVEL 10-18 MMHG, HYPOALLERGENIC AND LATEX-FREE ANTI-BACTERIAL, WASHABLE, FABRIC COMPOSITION 80%-90% POLYAMIDE 10%-20% ELASTANE, THICKNESS 0.48MM-0.52MM (SCAR MANAGEMENT) | REHABILITATION AND PHYSIOTHERAPY SUPPLIES SUPPLEMENTARY
7423 | 4618152702900 | PRESSURE GARMENT, READY MADE, PANTS MEN LONG LEG, SIZES: 10: 50-50.8 IN (125-128 CM) (CIRCUMFERENCE OF WIDEST POINT OF PELVIS) . EASY FITTING SOFT AND SMOOTH, HI-TECH YARN WITH PERMANENT ODOR NEUTRALITY, BREATHABLE, HIGH UV PROTECTION, PRESSURE LEVEL 10-18 MMHG, HYPOALLERGENIC AND LATEX-FREE ANTI-BACTERIAL, WASHABLE, FABRIC COMPOSITION 80%-90% POLYAMIDE 10%-20% ELASTANE, THICKNESS 0.48MM-0.52MM (SCAR MANAGEMENT) | REHABILITATION AND PHYSIOTHERAPY SUPPLIES SUPPLEMENTARY
7424 | 4618152702000 | PRESSURE GARMENT, READY MADE, PANTS MEN LONG LEG, SIZES: 6: 43.6-44.8 IN (109-112 CM) (CIRCUMFERENCE OF WIDEST POINT OF PELVIS) . EASY FITTING SOFT AND SMOOTH, HI-TECH YARN WITH PERMANENT ODOR NEUTRALITY, BREATHABLE, HIGH UV PROTECTION, PRESSURE LEVEL 10-18 MMHG, HYPOALLERGENIC AND LATEX-FREE ANTI-BACTERIAL, WASHABLE, FABRIC COMPOSITION 80%-90% POLYAMIDE 10%-20% ELASTANE, THICKNESS 0.48MM-0.52MM (SCAR MANAGEMENT) | REHABILITATION AND PHYSIOTHERAPY SUPPLIES SUPPLEMENTARY
7425 | 4618152703000 | PRESSURE GARMENT, READY MADE, PANTS MEN SHORT LEG, SIZES: 6: 43.6-44.8 IN (109-112 CM) (CIRCUMFERENCE OF WIDEST POINT OF PELVIS) . EASY FITTING SOFT AND SMOOTH, HI-TECH YARN WITH PERMANENT ODOR NEUTRALITY, BREATHABLE, HIGH UV PROTECTION, PRESSURE LEVEL 10-18 MMHG, HYPOALLERGENIC AND LATEX-FREE ANTI-BACTERIAL, WASHABLE, FABRIC COMPOSITION 80%-90% POLYAMIDE 10%-20% ELASTANE, THICKNESS 0.48MM-0.52MM (SCAR MANAGEMENT) | REHABILITATION AND PHYSIOTHERAPY SUPPLIES SUPPLEMENTARY
7426 | 4618152703100 | PRESSURE GARMENT, READY MADE, PANTS MEN SHORT LEG, SIZES: 5: 42-43.2 IN (105-108 CM) (CIRCUMFERENCE OF WIDEST POINT OF PELVIS) . EASY FITTING SOFT AND SMOOTH, HI-TECH YARN WITH PERMANENT ODOR NEUTRALITY, BREATHABLE, HIGH UV PROTECTION, PRESSURE LEVEL 10-18 MMHG, HYPOALLERGENIC AND LATEX-FREE ANTI-BACTERIAL, WASHABLE, FABRIC COMPOSITION 80%-90% POLYAMIDE 10%-20% ELASTANE, THICKNESS 0.48MM-0.52MM (SCAR MANAGEMENT) | REHABILITATION AND PHYSIOTHERAPY SUPPLIES SUPPLEMENTARY
7427 | 4618152703200 | PRESSURE GARMENT, READY MADE, PANTS MEN SHORT LEG, SIZES: 4: 40.4-41.6 IN (101-104 CM) (CIRCUMFERENCE OF WIDEST POINT OF PELVIS) . EASY FITTING SOFT AND SMOOTH, HI-TECH YARN WITH PERMANENT ODOR NEUTRALITY, BREATHABLE, HIGH UV PROTECTION, PRESSURE LEVEL 10-18 MMHG, HYPOALLERGENIC AND LATEX-FREE ANTI-BACTERIAL, WASHABLE, FABRIC COMPOSITION 80%-90% POLYAMIDE 10%-20% ELASTANE, THICKNESS 0.48MM-0.52MM (SCAR MANAGEMENT) | REHABILITATION AND PHYSIOTHERAPY SUPPLIES SUPPLEMENTARY
7428 | 4618152703300 | PRESSURE GARMENT, READY MADE, PANTS MEN SHORT LEG, SIZES: 7: 45.2-46.4 IN (113-116 CM) (CIRCUMFERENCE OF WIDEST POINT OF PELVIS) . EASY FITTING SOFT AND SMOOTH, HI-TECH YARN WITH PERMANENT ODOR NEUTRALITY, BREATHABLE, HIGH UV PROTECTION, PRESSURE LEVEL 10-18 MMHG, HYPOALLERGENIC AND LATEX-FREE ANTI-BACTERIAL, WASHABLE, FABRIC COMPOSITION 80%-90% POLYAMIDE 10%-20% ELASTANE, THICKNESS 0.48MM-0.52MM (SCAR MANAGEMENT) | REHABILITATION AND PHYSIOTHERAPY SUPPLIES SUPPLEMENTARY
7429 | 4618152703400 | PRESSURE GARMENT, READY MADE, PANTS MEN SHORT LEG, SIZES: 3: 38.8-40 IN (97-100 CM) (CIRCUMFERENCE OF WIDEST POINT OF PELVIS) . EASY FITTING SOFT AND SMOOTH, HI-TECH YARN WITH PERMANENT ODOR NEUTRALITY, BREATHABLE, HIGH UV PROTECTION, PRESSURE LEVEL 10-18 MMHG, HYPOALLERGENIC AND LATEX-FREE ANTI-BACTERIAL, WASHABLE, FABRIC COMPOSITION 80%-90% POLYAMIDE 10%-20% ELASTANE, THICKNESS 0.48MM-0.52MM (SCAR MANAGEMENT) | REHABILITATION AND PHYSIOTHERAPY SUPPLIES SUPPLEMENTARY
7430 | 4618152703500 | PRESSURE GARMENT, READY MADE, PANTS MEN SHORT LEG, SIZES: 8: 46.8-48 IN (117-120 CM) (CIRCUMFERENCE OF WIDEST POINT OF PELVIS) . EASY FITTING SOFT AND SMOOTH, HI-TECH YARN WITH PERMANENT ODOR NEUTRALITY, BREATHABLE, HIGH UV PROTECTION, PRESSURE LEVEL 10-18 MMHG, HYPOALLERGENIC AND LATEX-FREE ANTI-BACTERIAL, WASHABLE, FABRIC COMPOSITION 80%-90% POLYAMIDE 10%-20% ELASTANE, THICKNESS 0.48MM-0.52MM (SCAR MANAGEMENT) | REHABILITATION AND PHYSIOTHERAPY SUPPLIES SUPPLEMENTARY
7431 | 4618152703600 | PRESSURE GARMENT, READY MADE, PANTS MEN SHORT LEG, SIZES: 2: 37.2-38.4 IN (93-96 CM) (CIRCUMFERENCE OF WIDEST POINT OF PELVIS) . EASY FITTING SOFT AND SMOOTH, HI-TECH YARN WITH PERMANENT ODOR NEUTRALITY, BREATHABLE, HIGH UV PROTECTION, PRESSURE LEVEL 10-18 MMHG, HYPOALLERGENIC AND LATEX-FREE ANTI-BACTERIAL, WASHABLE, FABRIC COMPOSITION 80%-90% POLYAMIDE 10%-20% ELASTANE, THICKNESS 0.48MM-0.52MM (SCAR MANAGEMENT) | REHABILITATION AND PHYSIOTHERAPY SUPPLIES SUPPLEMENTARY
7432 | 4618152703700 | PRESSURE GARMENT, READY MADE, PANTS MEN SHORT LEG, SIZES: 9: 48.4-49.6 IN (121-124 CM) (CIRCUMFERENCE OF WIDEST POINT OF PELVIS) . EASY FITTING SOFT AND SMOOTH, HI-TECH YARN WITH PERMANENT ODOR NEUTRALITY, BREATHABLE, HIGH UV PROTECTION, PRESSURE LEVEL 10-18 MMHG, HYPOALLERGENIC AND LATEX-FREE ANTI-BACTERIAL, WASHABLE, FABRIC COMPOSITION 80%-90% POLYAMIDE 10%-20% ELASTANE, THICKNESS 0.48MM-0.52MM (SCAR MANAGEMENT) | REHABILITATION AND PHYSIOTHERAPY SUPPLIES SUPPLEMENTARY
7433 | 4618152703800 | PRESSURE GARMENT, READY MADE, PANTS MEN SHORT LEG, SIZES: 1: 34.8-36.8 IN (87-92 CM) (CIRCUMFERENCE OF WIDEST POINT OF PELVIS) . EASY FITTING SOFT AND SMOOTH, HI-TECH YARN WITH PERMANENT ODOR NEUTRALITY, BREATHABLE, HIGH UV PROTECTION, PRESSURE LEVEL 10-18 MMHG, HYPOALLERGENIC AND LATEX-FREE ANTI-BACTERIAL, WASHABLE, FABRIC COMPOSITION 80%-90% POLYAMIDE 10%-20% ELASTANE, THICKNESS 0.48MM-0.52MM (SCAR MANAGEMENT) | REHABILITATION AND PHYSIOTHERAPY SUPPLIES SUPPLEMENTARY
7434 | 4618152703900 | PRESSURE GARMENT, READY MADE, PANTS MEN SHORT LEG, SIZES: 10: 50-50.8 IN (125-128 CM) (CIRCUMFERENCE OF WIDEST POINT OF PELVIS) . EASY FITTING SOFT AND SMOOTH, HI-TECH YARN WITH PERMANENT ODOR NEUTRALITY, BREATHABLE, HIGH UV PROTECTION, PRESSURE LEVEL 10-18 MMHG, HYPOALLERGENIC AND LATEX-FREE ANTI-BACTERIAL, WASHABLE, FABRIC COMPOSITION 80%-90% POLYAMIDE 10%-20% ELASTANE, THICKNESS 0.48MM-0.52MM (SCAR MANAGEMENT) | REHABILITATION AND PHYSIOTHERAPY SUPPLIES SUPPLEMENTARY
7435 | 4618152704000 | PRESSURE GARMENT, READY MADE, PANTS WOMEN LONG LEG, SIZES: 6: 43.2-44.5 IN (108-111 CM) (CIRCUMFERENCE OF WIDEST POINT OF PELVIS) . EASY FITTING SOFT AND SMOOTH, HI-TECH YARN WITH PERMANENT ODOR NEUTRALITY, BREATHABLE, HIGH UV PROTECTION, PRESSURE LEVEL 10-18 MMHG, HYPOALLERGENIC AND LATEX-FREE ANTI-BACTERIAL, WASHABLE, FABRIC COMPOSITION 80%-90% POLYAMIDE 10%-20% ELASTANE, THICKNESS 0.48MM-0.52MM (SCAR MANAGEMENT) | REHABILITATION AND PHYSIOTHERAPY SUPPLIES SUPPLEMENTARY
7436 | 4618152704100 | PRESSURE GARMENT, READY MADE, PANTS WOMEN LONG LEG, SIZES: 5: 41.6-42.8 IN (104-107 CM) (CIRCUMFERENCE OF WIDEST POINT OF PELVIS) . EASY FITTING SOFT AND SMOOTH, HI-TECH YARN WITH PERMANENT ODOR NEUTRALITY, BREATHABLE, HIGH UV PROTECTION, PRESSURE LEVEL 10-18 MMHG, HYPOALLERGENIC AND LATEX-FREE ANTI-BACTERIAL, WASHABLE, FABRIC COMPOSITION 80%-90% POLYAMIDE 10%-20% ELASTANE, THICKNESS 0.48MM-0.52MM (SCAR MANAGEMENT) | REHABILITATION AND PHYSIOTHERAPY SUPPLIES SUPPLEMENTARY
7437 | 4618152704200 | PRESSURE GARMENT, READY MADE, PANTS WOMEN LONG LEG, SIZES: 4: 40-41.2 IN (100-103 CM) (CIRCUMFERENCE OF WIDEST POINT OF PELVIS) . EASY FITTING SOFT AND SMOOTH, HI-TECH YARN WITH PERMANENT ODOR NEUTRALITY, BREATHABLE, HIGH UV PROTECTION, PRESSURE LEVEL 10-18 MMHG, HYPOALLERGENIC AND LATEX-FREE ANTI-BACTERIAL, WASHABLE, FABRIC COMPOSITION 80%-90% POLYAMIDE 10%-20% ELASTANE, THICKNESS 0.48MM-0.52MM (SCAR MANAGEMENT) | REHABILITATION AND PHYSIOTHERAPY SUPPLIES SUPPLEMENTARY
7438 | 4618152704300 | PRESSURE GARMENT, READY MADE, PANTS WOMEN LONG LEG, SIZES: 7: 44.8-46 IN (112-115 CM) (CIRCUMFERENCE OF WIDEST POINT OF PELVIS) . EASY FITTING SOFT AND SMOOTH, HI-TECH YARN WITH PERMANENT ODOR NEUTRALITY, BREATHABLE, HIGH UV PROTECTION, PRESSURE LEVEL 10-18 MMHG, HYPOALLERGENIC AND LATEX-FREE ANTI-BACTERIAL, WASHABLE, FABRIC COMPOSITION 80%-90% POLYAMIDE 10%-20% ELASTANE, THICKNESS 0.48MM-0.52MM (SCAR MANAGEMENT) | REHABILITATION AND PHYSIOTHERAPY SUPPLIES SUPPLEMENTARY
7439 | 4618152704400 | PRESSURE GARMENT, READY MADE, PANTS WOMEN LONG LEG, SIZES: 3: 38.4-39.6 IN (96-99 CM) (CIRCUMFERENCE OF WIDEST POINT OF PELVIS) . EASY FITTING SOFT AND SMOOTH, HI-TECH YARN WITH PERMANENT ODOR NEUTRALITY, BREATHABLE, HIGH UV PROTECTION, PRESSURE LEVEL 10-18 MMHG, HYPOALLERGENIC AND LATEX-FREE ANTI-BACTERIAL, WASHABLE, FABRIC COMPOSITION 80%-90% POLYAMIDE 10%-20% ELASTANE, THICKNESS 0.48MM-0.52MM (SCAR MANAGEMENT) | REHABILITATION AND PHYSIOTHERAPY SUPPLIES SUPPLEMENTARY
7440 | 4618152704500 | PRESSURE GARMENT, READY MADE, PANTS WOMEN LONG LEG, SIZES: 8: 46.4-47.6 IN (116-119 CM) (CIRCUMFERENCE OF WIDEST POINT OF PELVIS) . EASY FITTING SOFT AND SMOOTH, HI-TECH YARN WITH PERMANENT ODOR NEUTRALITY, BREATHABLE, HIGH UV PROTECTION, PRESSURE LEVEL 10-18 MMHG, HYPOALLERGENIC AND LATEX-FREE ANTI-BACTERIAL, WASHABLE, FABRIC COMPOSITION 80%-90% POLYAMIDE 10%-20% ELASTANE, THICKNESS 0.48MM-0.52MM (SCAR MANAGEMENT) | REHABILITATION AND PHYSIOTHERAPY SUPPLIES SUPPLEMENTARY
7441 | 4618152704600 | PRESSURE GARMENT, READY MADE, PANTS WOMEN LONG LEG, SIZES: 2: 36.8-38 IN (92-95 CM) (CIRCUMFERENCE OF WIDEST POINT OF PELVIS) . EASY FITTING SOFT AND SMOOTH, HI-TECH YARN WITH PERMANENT ODOR NEUTRALITY, BREATHABLE, HIGH UV PROTECTION, PRESSURE LEVEL 10-18 MMHG, HYPOALLERGENIC AND LATEX-FREE ANTI-BACTERIAL, WASHABLE, FABRIC COMPOSITION 80%-90% POLYAMIDE 10%-20% ELASTANE, THICKNESS 0.48MM-0.52MM (SCAR MANAGEMENT) | REHABILITATION AND PHYSIOTHERAPY SUPPLIES SUPPLEMENTARY
7442 | 4618152704700 | PRESSURE GARMENT, READY MADE, PANTS WOMEN LONG LEG, SIZES: 9: 48-49.2 IN (120-123 CM) (CIRCUMFERENCE OF WIDEST POINT OF PELVIS) . EASY FITTING SOFT AND SMOOTH, HI-TECH YARN WITH PERMANENT ODOR NEUTRALITY, BREATHABLE, HIGH UV PROTECTION, PRESSURE LEVEL 10-18 MMHG, HYPOALLERGENIC AND LATEX-FREE ANTI-BACTERIAL, WASHABLE, FABRIC COMPOSITION 80%-90% POLYAMIDE 10%-20% ELASTANE, THICKNESS 0.48MM-0.52MM (SCAR MANAGEMENT) | REHABILITATION AND PHYSIOTHERAPY SUPPLIES SUPPLEMENTARY
7443 | 4618152704800 | PRESSURE GARMENT, READY MADE, PANTS WOMEN LONG LEG, SIZES: 1: 34.8-36.4 IN (87-91 CM) (CIRCUMFERENCE OF WIDEST POINT OF PELVIS) . EASY FITTING SOFT AND SMOOTH, HI-TECH YARN WITH PERMANENT ODOR NEUTRALITY, BREATHABLE, HIGH UV PROTECTION, PRESSURE LEVEL 10-18 MMHG, HYPOALLERGENIC AND LATEX-FREE ANTI-BACTERIAL, WASHABLE, FABRIC COMPOSITION 80%-90% POLYAMIDE 10%-20% ELASTANE, THICKNESS 0.48MM-0.52MM (SCAR MANAGEMENT) | REHABILITATION AND PHYSIOTHERAPY SUPPLIES SUPPLEMENTARY
7444 | 4618152704900 | PRESSURE GARMENT, READY MADE, PANTS WOMEN LONG LEG, SIZES: 10: 49.6-50.8 IN (124-127 CM) (CIRCUMFERENCE OF WIDEST POINT OF PELVIS) . EASY FITTING SOFT AND SMOOTH, HI-TECH YARN WITH PERMANENT ODOR NEUTRALITY, BREATHABLE, HIGH UV PROTECTION, PRESSURE LEVEL 10-18 MMHG, HYPOALLERGENIC AND LATEX-FREE ANTI-BACTERIAL, WASHABLE, FABRIC COMPOSITION 80%-90% POLYAMIDE 10%-20% ELASTANE, THICKNESS 0.48MM-0.52MM (SCAR MANAGEMENT) | REHABILITATION AND PHYSIOTHERAPY SUPPLIES SUPPLEMENTARY
7445 | 4618152705000 | PRESSURE GARMENT, READY MADE, PANTS WOMEN SHORT LEG, SIZES: 6: 43.2-44.5 IN (108-111 CM) (CIRCUMFERENCE OF WIDEST POINT OF PELVIS) EASY FITTING SOFT AND SMOOTH, HI-TECH YARN WITH PERMANENT ODOR NEUTRALITY, BREATHABLE, HIGH UV PROTECTION, PRESSURE LEVEL 10-18 MMHG, HYPOALLERGENIC AND LATEX-FREE ANTI-BACTERIAL, WASHABLE, FABRIC COMPOSITION 80%-90% POLYAMIDE 10%-20% ELASTANE, THICKNESS 0.48MM-0.52MM (SCAR MANAGEMENT) | REHABILITATION AND PHYSIOTHERAPY SUPPLIES SUPPLEMENTARY
7446 | 4618152705100 | PRESSURE GARMENT, READY MADE, PANTS WOMEN SHORT LEG, SIZES: 5: 41.6-42.8 IN (104-107 CM) (CIRCUMFERENCE OF WIDEST POINT OF PELVIS) EASY FITTING SOFT AND SMOOTH, HI-TECH YARN WITH PERMANENT ODOR NEUTRALITY, BREATHABLE, HIGH UV PROTECTION, PRESSURE LEVEL 10-18 MMHG, HYPOALLERGENIC AND LATEX-FREE ANTI-BACTERIAL, WASHABLE, FABRIC COMPOSITION 80%-90% POLYAMIDE 10%-20% ELASTANE, THICKNESS 0.48MM-0.52MM (SCAR MANAGEMENT) | REHABILITATION AND PHYSIOTHERAPY SUPPLIES SUPPLEMENTARY
7447 | 4618152705200 | PRESSURE GARMENT, READY MADE, PANTS WOMEN SHORT LEG, SIZES: 4: 40-41.2 IN (100-103 CM) (CIRCUMFERENCE OF WIDEST POINT OF PELVIS) EASY FITTING SOFT AND SMOOTH, HI-TECH YARN WITH PERMANENT ODOR NEUTRALITY, BREATHABLE, HIGH UV PROTECTION, PRESSURE LEVEL 10-18 MMHG, HYPOALLERGENIC AND LATEX-FREE ANTI-BACTERIAL, WASHABLE, FABRIC COMPOSITION 80%-90% POLYAMIDE 10%-20% ELASTANE, THICKNESS 0.48MM-0.52MM (SCAR MANAGEMENT) | REHABILITATION AND PHYSIOTHERAPY SUPPLIES SUPPLEMENTARY
7448 | 4618152705300 | PRESSURE GARMENT, READY MADE, PANTS WOMEN SHORT LEG, SIZES: 7: 44.8-46 IN (112-115 CM) (CIRCUMFERENCE OF WIDEST POINT OF PELVIS) EASY FITTING SOFT AND SMOOTH, HI-TECH YARN WITH PERMANENT ODOR NEUTRALITY, BREATHABLE, HIGH UV PROTECTION, PRESSURE LEVEL 10-18 MMHG, HYPOALLERGENIC AND LATEX-FREE ANTI-BACTERIAL, WASHABLE, FABRIC COMPOSITION 80%-90% POLYAMIDE 10%-20% ELASTANE, THICKNESS 0.48MM-0.52MM (SCAR MANAGEMENT) | REHABILITATION AND PHYSIOTHERAPY SUPPLIES SUPPLEMENTARY
7449 | 4618152705400 | PRESSURE GARMENT, READY MADE, PANTS WOMEN SHORT LEG, SIZES: 3: 38.4-39.6 IN (96-99 CM) (CIRCUMFERENCE OF WIDEST POINT OF PELVIS) EASY FITTING SOFT AND SMOOTH, HI-TECH YARN WITH PERMANENT ODOR NEUTRALITY, BREATHABLE, HIGH UV PROTECTION, PRESSURE LEVEL 10-18 MMHG, HYPOALLERGENIC AND LATEX-FREE ANTI-BACTERIAL, WASHABLE, FABRIC COMPOSITION 80%-90% POLYAMIDE 10%-20% ELASTANE, THICKNESS 0.48MM-0.52MM (SCAR MANAGEMENT) | REHABILITATION AND PHYSIOTHERAPY SUPPLIES SUPPLEMENTARY
7450 | 4618152705500 | PRESSURE GARMENT, READY MADE, PANTS WOMEN SHORT LEG, SIZES: 8: 46.4-47.6 IN (116-119 CM) (CIRCUMFERENCE OF WIDEST POINT OF PELVIS) EASY FITTING SOFT AND SMOOTH, HI-TECH YARN WITH PERMANENT ODOR NEUTRALITY, BREATHABLE, HIGH UV PROTECTION, PRESSURE LEVEL 10-18 MMHG, HYPOALLERGENIC AND LATEX-FREE ANTI-BACTERIAL, WASHABLE, FABRIC COMPOSITION 80%-90% POLYAMIDE 10%-20% ELASTANE, THICKNESS 0.48MM-0.52MM (SCAR MANAGEMENT) | REHABILITATION AND PHYSIOTHERAPY SUPPLIES SUPPLEMENTARY
7451 | 4618152705600 | PRESSURE GARMENT, READY MADE, PANTS WOMEN SHORT LEG, SIZES: 2: 36.8-38 IN (92-95 CM) (CIRCUMFERENCE OF WIDEST POINT OF PELVIS) EASY FITTING SOFT AND SMOOTH, HI-TECH YARN WITH PERMANENT ODOR NEUTRALITY, BREATHABLE, HIGH UV PROTECTION, PRESSURE LEVEL 10-18 MMHG, HYPOALLERGENIC AND LATEX-FREE ANTI-BACTERIAL, WASHABLE, FABRIC COMPOSITION 80%-90% POLYAMIDE 10%-20% ELASTANE, THICKNESS 0.48MM-0.52MM (SCAR MANAGEMENT) | REHABILITATION AND PHYSIOTHERAPY SUPPLIES SUPPLEMENTARY
7452 | 4618152705700 | PRESSURE GARMENT, READY MADE, PANTS WOMEN SHORT LEG, SIZES: 9: 48-49.2 IN (120-123 CM) (CIRCUMFERENCE OF WIDEST POINT OF PELVIS) EASY FITTING SOFT AND SMOOTH, HI-TECH YARN WITH PERMANENT ODOR NEUTRALITY, BREATHABLE, HIGH UV PROTECTION, PRESSURE LEVEL 10-18 MMHG, HYPOALLERGENIC AND LATEX-FREE ANTI-BACTERIAL, WASHABLE, FABRIC COMPOSITION 80%-90% POLYAMIDE 10%-20% ELASTANE, THICKNESS 0.48MM-0.52MM (SCAR MANAGEMENT) | REHABILITATION AND PHYSIOTHERAPY SUPPLIES SUPPLEMENTARY
7453 | 4618152705800 | PRESSURE GARMENT, READY MADE, PANTS WOMEN SHORT LEG, SIZES: 1: 34.8-36.4 IN (87-91 CM) (CIRCUMFERENCE OF WIDEST POINT OF PELVIS) EASY FITTING SOFT AND SMOOTH, HI-TECH YARN WITH PERMANENT ODOR NEUTRALITY, BREATHABLE, HIGH UV PROTECTION, PRESSURE LEVEL 10-18 MMHG, HYPOALLERGENIC AND LATEX-FREE ANTI-BACTERIAL, WASHABLE, FABRIC COMPOSITION 80%-90% POLYAMIDE 10%-20% ELASTANE, THICKNESS 0.48MM-0.52MM (SCAR MANAGEMENT) | REHABILITATION AND PHYSIOTHERAPY SUPPLIES SUPPLEMENTARY
7454 | 4618152705900 | PRESSURE GARMENT, READY MADE, PANTS WOMEN SHORT LEG, SIZES: 10: 49.6-50.8 IN (124-127 CM) (CIRCUMFERENCE OF WIDEST POINT OF PELVIS) EASY FITTING SOFT AND SMOOTH, HI-TECH YARN WITH PERMANENT ODOR NEUTRALITY, BREATHABLE, HIGH UV PROTECTION, PRESSURE LEVEL 10-18 MMHG, HYPOALLERGENIC AND LATEX-FREE ANTI-BACTERIAL, WASHABLE, FABRIC COMPOSITION 80%-90% POLYAMIDE 10%-20% ELASTANE, THICKNESS 0.48MM-0.52MM (SCAR MANAGEMENT) | REHABILITATION AND PHYSIOTHERAPY SUPPLIES SUPPLEMENTARY
7455 | 4214280242000 | PRESSURE GARMENT, READY MADE, VEST LONG SLEEVES CHILDREN, SIZES: 6: 25.6-26.8 IN (64-67 CM) (CHEST CIRCUMFERENCE UNDER AXILLA) . EASY FITTING SOFT AND SMOOTH, HI-TECH YARN WITH PERMANENT ODOR NEUTRALITY, BREATHABLE, HIGH UV PROTECTION, PRESSURE LEVEL 10-18 MMHG, HYPOALLERGENIC AND LATEX-FREE ANTI-BACTERIAL, WASHABLE, FABRIC COMPOSITION 80%-90% POLYAMIDE 10%-20% ELASTANE, THICKNESS 0.48MM-0.52MM (SCAR MANAGEMENT) | REHABILITATION AND PHYSIOTHERAPY SUPPLIES SUPPLEMENTARY
7456 | 4214280242100 | PRESSURE GARMENT, READY MADE, VEST LONG SLEEVES CHILDREN, SIZES: 5: 24-25.2 IN (60-63 CM) (CHEST CIRCUMFERENCE UNDER AXILLA) . EASY FITTING SOFT AND SMOOTH, HI-TECH YARN WITH PERMANENT ODOR NEUTRALITY, BREATHABLE, HIGH UV PROTECTION, PRESSURE LEVEL 10-18 MMHG, HYPOALLERGENIC AND LATEX-FREE ANTI-BACTERIAL, WASHABLE, FABRIC COMPOSITION 80%-90% POLYAMIDE 10%-20% ELASTANE, THICKNESS 0.48MM-0.52MM (SCAR MANAGEMENT) | REHABILITATION AND PHYSIOTHERAPY SUPPLIES SUPPLEMENTARY
7457 | 4214280242200 | PRESSURE GARMENT, READY MADE, VEST LONG SLEEVES CHILDREN, SIZES: 4: 22-23.6 IN (55-59 CM) (CHEST CIRCUMFERENCE UNDER AXILLA) . EASY FITTING SOFT AND SMOOTH, HI-TECH YARN WITH PERMANENT ODOR NEUTRALITY, BREATHABLE, HIGH UV PROTECTION, PRESSURE LEVEL 10-18 MMHG, HYPOALLERGENIC AND LATEX-FREE ANTI-BACTERIAL, WASHABLE, FABRIC COMPOSITION 80%-90% POLYAMIDE 10%-20% ELASTANE, THICKNESS 0.48MM-0.52MM (SCAR MANAGEMENT) | REHABILITATION AND PHYSIOTHERAPY SUPPLIES SUPPLEMENTARY
7458 | 4214280242300 | PRESSURE GARMENT, READY MADE, VEST LONG SLEEVES CHILDREN, SIZES: 7: 27.2-28.4 IN (68-71 CM) (CHEST CIRCUMFERENCE UNDER AXILLA) . EASY FITTING SOFT AND SMOOTH, HI-TECH YARN WITH PERMANENT ODOR NEUTRALITY, BREATHABLE, HIGH UV PROTECTION, PRESSURE LEVEL 10-18 MMHG, HYPOALLERGENIC AND LATEX-FREE ANTI-BACTERIAL, WASHABLE, FABRIC COMPOSITION 80%-90% POLYAMIDE 10%-20% ELASTANE, THICKNESS 0.48MM-0.52MM (SCAR MANAGEMENT) | REHABILITATION AND PHYSIOTHERAPY SUPPLIES SUPPLEMENTARY
7459 | 4214280242400 | PRESSURE GARMENT, READY MADE, VEST LONG SLEEVES CHILDREN, SIZES: 3: 20-21.6 IN (50-54 CM) (CHEST CIRCUMFERENCE UNDER AXILLA) . EASY FITTING SOFT AND SMOOTH, HI-TECH YARN WITH PERMANENT ODOR NEUTRALITY, BREATHABLE, HIGH UV PROTECTION, PRESSURE LEVEL 10-18 MMHG, HYPOALLERGENIC AND LATEX-FREE ANTI-BACTERIAL, WASHABLE, FABRIC COMPOSITION 80%-90% POLYAMIDE 10%-20% ELASTANE, THICKNESS 0.48MM-0.52MM (SCAR MANAGEMENT) | REHABILITATION AND PHYSIOTHERAPY SUPPLIES SUPPLEMENTARY
7460 | 4214280242500 | PRESSURE GARMENT, READY MADE, VEST LONG SLEEVES CHILDREN, SIZES: 8: 28.8-30 IN (72-75 CM) (CHEST CIRCUMFERENCE UNDER AXILLA) . EASY FITTING SOFT AND SMOOTH, HI-TECH YARN WITH PERMANENT ODOR NEUTRALITY, BREATHABLE, HIGH UV PROTECTION, PRESSURE LEVEL 10-18 MMHG, HYPOALLERGENIC AND LATEX-FREE ANTI-BACTERIAL, WASHABLE, FABRIC COMPOSITION 80%-90% POLYAMIDE 10%-20% ELASTANE, THICKNESS 0.48MM-0.52MM (SCAR MANAGEMENT) | REHABILITATION AND PHYSIOTHERAPY SUPPLIES SUPPLEMENTARY
7461 | 4214280242600 | PRESSURE GARMENT, READY MADE, VEST LONG SLEEVES CHILDREN, SIZES: 2: 18.4-19.6 IN (46-49 CM) (CHEST CIRCUMFERENCE UNDER AXILLA) . EASY FITTING SOFT AND SMOOTH, HI-TECH YARN WITH PERMANENT ODOR NEUTRALITY, BREATHABLE, HIGH UV PROTECTION, PRESSURE LEVEL 10-18 MMHG, HYPOALLERGENIC AND LATEX-FREE ANTI-BACTERIAL, WASHABLE, FABRIC COMPOSITION 80%-90% POLYAMIDE 10%-20% ELASTANE, THICKNESS 0.48MM-0.52MM (SCAR MANAGEMENT) | REHABILITATION AND PHYSIOTHERAPY SUPPLIES SUPPLEMENTARY
7462 | 4214280242700 | PRESSURE GARMENT, READY MADE, VEST LONG SLEEVES CHILDREN, SIZES: 9: 30.4-31.6 IN (76-79 CM) (CHEST CIRCUMFERENCE UNDER AXILLA) . EASY FITTING SOFT AND SMOOTH, HI-TECH YARN WITH PERMANENT ODOR NEUTRALITY, BREATHABLE, HIGH UV PROTECTION, PRESSURE LEVEL 10-18 MMHG, HYPOALLERGENIC AND LATEX-FREE ANTI-BACTERIAL, WASHABLE, FABRIC COMPOSITION 80%-90% POLYAMIDE 10%-20% ELASTANE, THICKNESS 0.48MM-0.52MM (SCAR MANAGEMENT) | REHABILITATION AND PHYSIOTHERAPY SUPPLIES SUPPLEMENTARY
7463 | 4214280242800 | PRESSURE GARMENT, READY MADE, VEST LONG SLEEVES CHILDREN, SIZES: 1: 17.2-18 IN (43-45 CM) (CHEST CIRCUMFERENCE UNDER AXILLA) . EASY FITTING SOFT AND SMOOTH, HI-TECH YARN WITH PERMANENT ODOR NEUTRALITY, BREATHABLE, HIGH UV PROTECTION, PRESSURE LEVEL 10-18 MMHG, HYPOALLERGENIC AND LATEX-FREE ANTI-BACTERIAL, WASHABLE, FABRIC COMPOSITION 80%-90% POLYAMIDE 10%-20% ELASTANE, THICKNESS 0.48MM-0.52MM (SCAR MANAGEMENT) | REHABILITATION AND PHYSIOTHERAPY SUPPLIES SUPPLEMENTARY
7464 | 4214280242900 | PRESSURE GARMENT, READY MADE, VEST LONG SLEEVES CHILDREN, SIZES: 10: 32-33.2 IN (80-83 CM) (CHEST CIRCUMFERENCE UNDER AXILLA) . EASY FITTING SOFT AND SMOOTH, HI-TECH YARN WITH PERMANENT ODOR NEUTRALITY, BREATHABLE, HIGH UV PROTECTION, PRESSURE LEVEL 10-18 MMHG, HYPOALLERGENIC AND LATEX-FREE ANTI-BACTERIAL, WASHABLE, FABRIC COMPOSITION 80%-90% POLYAMIDE 10%-20% ELASTANE, THICKNESS 0.48MM-0.52MM (SCAR MANAGEMENT) | REHABILITATION AND PHYSIOTHERAPY SUPPLIES SUPPLEMENTARY
7465 | 4214280243000 | PRESSURE GARMENT, READY MADE, VEST MEN LONG SLEEVES, SIZES: 6: 40.4-41.6 IN (101-104 CM) (CHEST CIRCUMFERENCE UNDER AXILLA) . EASY FITTING SOFT AND SMOOTH, HI-TECH YARN WITH PERMANENT ODOR NEUTRALITY, BREATHABLE, HIGH UV PROTECTION, PRESSURE LEVEL 10-18 MMHG, HYPOALLERGENIC AND LATEX-FREE ANTI-BACTERIAL, WASHABLE, FABRIC COMPOSITION 80%-90% POLYAMIDE 10%-20% ELASTANE, THICKNESS 0.48MM-0.52MM (SCAR MANAGEMENT) | REHABILITATION AND PHYSIOTHERAPY SUPPLIES SUPPLEMENTARY
7466 | 4214280243100 | PRESSURE GARMENT, READY MADE, VEST MEN LONG SLEEVES, SIZES: 5: 38.8-40 IN (97-100 CM) (CHEST CIRCUMFERENCE UNDER AXILLA) . EASY FITTING SOFT AND SMOOTH, HI-TECH YARN WITH PERMANENT ODOR NEUTRALITY, BREATHABLE, HIGH UV PROTECTION, PRESSURE LEVEL 10-18 MMHG, HYPOALLERGENIC AND LATEX-FREE ANTI-BACTERIAL, WASHABLE, FABRIC COMPOSITION 80%-90% POLYAMIDE 10%-20% ELASTANE, THICKNESS 0.48MM-0.52MM (SCAR MANAGEMENT) | REHABILITATION AND PHYSIOTHERAPY SUPPLIES SUPPLEMENTARY
7467 | 4214280243200 | PRESSURE GARMENT, READY MADE, VEST MEN LONG SLEEVES, SIZES: 4: 37.2-38.4 IN (93-96 CM) (CHEST CIRCUMFERENCE UNDER AXILLA) . EASY FITTING SOFT AND SMOOTH, HI-TECH YARN WITH PERMANENT ODOR NEUTRALITY, BREATHABLE, HIGH UV PROTECTION, PRESSURE LEVEL 10-18 MMHG, HYPOALLERGENIC AND LATEX-FREE ANTI-BACTERIAL, WASHABLE, FABRIC COMPOSITION 80%-90% POLYAMIDE 10%-20% ELASTANE, THICKNESS 0.48MM-0.52MM (SCAR MANAGEMENT) | REHABILITATION AND PHYSIOTHERAPY SUPPLIES SUPPLEMENTARY
7468 | 4214280243300 | PRESSURE GARMENT, READY MADE, VEST MEN LONG SLEEVES, SIZES: 7: 42-43.2 IN (105-108 CM) (CHEST CIRCUMFERENCE UNDER AXILLA) . EASY FITTING SOFT AND SMOOTH, HI-TECH YARN WITH PERMANENT ODOR NEUTRALITY, BREATHABLE, HIGH UV PROTECTION, PRESSURE LEVEL 10-18 MMHG, HYPOALLERGENIC AND LATEX-FREE ANTI-BACTERIAL, WASHABLE, FABRIC COMPOSITION 80%-90% POLYAMIDE 10%-20% ELASTANE, THICKNESS 0.48MM-0.52MM (SCAR MANAGEMENT) | REHABILITATION AND PHYSIOTHERAPY SUPPLIES SUPPLEMENTARY
7469 | 4214280243400 | PRESSURE GARMENT, READY MADE, VEST MEN LONG SLEEVES, SIZES: 3: 35.6-36.8 IN (89-92 CM) (CHEST CIRCUMFERENCE UNDER AXILLA) . EASY FITTING SOFT AND SMOOTH, HI-TECH YARN WITH PERMANENT ODOR NEUTRALITY, BREATHABLE, HIGH UV PROTECTION, PRESSURE LEVEL 10-18 MMHG, HYPOALLERGENIC AND LATEX-FREE ANTI-BACTERIAL, WASHABLE, FABRIC COMPOSITION 80%-90% POLYAMIDE 10%-20% ELASTANE, THICKNESS 0.48MM-0.52MM (SCAR MANAGEMENT) | REHABILITATION AND PHYSIOTHERAPY SUPPLIES SUPPLEMENTARY
7470 | 4214280243500 | PRESSURE GARMENT, READY MADE, VEST MEN LONG SLEEVES, SIZES: 8: 43.6-44.8 IN (109-112 CM) (CHEST CIRCUMFERENCE UNDER AXILLA) . EASY FITTING SOFT AND SMOOTH, HI-TECH YARN WITH PERMANENT ODOR NEUTRALITY, BREATHABLE, HIGH UV PROTECTION, PRESSURE LEVEL 10-18 MMHG, HYPOALLERGENIC AND LATEX-FREE ANTI-BACTERIAL, WASHABLE, FABRIC COMPOSITION 80%-90% POLYAMIDE 10%-20% ELASTANE, THICKNESS 0.48MM-0.52MM (SCAR MANAGEMENT) | REHABILITATION AND PHYSIOTHERAPY SUPPLIES SUPPLEMENTARY
7471 | 4214280243600 | PRESSURE GARMENT, READY MADE, VEST MEN LONG SLEEVES, SIZES: 2: 34-35.2 IN (85-88 CM) (CHEST CIRCUMFERENCE UNDER AXILLA) . EASY FITTING SOFT AND SMOOTH, HI-TECH YARN WITH PERMANENT ODOR NEUTRALITY, BREATHABLE, HIGH UV PROTECTION, PRESSURE LEVEL 10-18 MMHG, HYPOALLERGENIC AND LATEX-FREE ANTI-BACTERIAL, WASHABLE, FABRIC COMPOSITION 80%-90% POLYAMIDE 10%-20% ELASTANE, THICKNESS 0.48MM-0.52MM (SCAR MANAGEMENT) | REHABILITATION AND PHYSIOTHERAPY SUPPLIES SUPPLEMENTARY
7472 | 4214280243700 | PRESSURE GARMENT, READY MADE, VEST MEN LONG SLEEVES, SIZES: 9: 45.2-46.4 IN (113-116 CM) (CHEST CIRCUMFERENCE UNDER AXILLA) . EASY FITTING SOFT AND SMOOTH, HI-TECH YARN WITH PERMANENT ODOR NEUTRALITY, BREATHABLE, HIGH UV PROTECTION, PRESSURE LEVEL 10-18 MMHG, HYPOALLERGENIC AND LATEX-FREE ANTI-BACTERIAL, WASHABLE, FABRIC COMPOSITION 80%-90% POLYAMIDE 10%-20% ELASTANE, THICKNESS 0.48MM-0.52MM (SCAR MANAGEMENT) | REHABILITATION AND PHYSIOTHERAPY SUPPLIES SUPPLEMENTARY
7473 | 4214280243800 | PRESSURE GARMENT, READY MADE, VEST MEN LONG SLEEVES, SIZES: 1: 32.4-33.6 IN (81-84 CM) (CHEST CIRCUMFERENCE UNDER AXILLA) . EASY FITTING SOFT AND SMOOTH, HI-TECH YARN WITH PERMANENT ODOR NEUTRALITY, BREATHABLE, HIGH UV PROTECTION, PRESSURE LEVEL 10-18 MMHG, HYPOALLERGENIC AND LATEX-FREE ANTI-BACTERIAL, WASHABLE, FABRIC COMPOSITION 80%-90% POLYAMIDE 10%-20% ELASTANE, THICKNESS 0.48MM-0.52MM (SCAR MANAGEMENT) | REHABILITATION AND PHYSIOTHERAPY SUPPLIES SUPPLEMENTARY
7474 | 4214280243900 | PRESSURE GARMENT, READY MADE, VEST MEN LONG SLEEVES, SIZES: 10: 46.8-48 IN (117-120 CM) (CHEST CIRCUMFERENCE UNDER AXILLA) . EASY FITTING SOFT AND SMOOTH, HI-TECH YARN WITH PERMANENT ODOR NEUTRALITY, BREATHABLE, HIGH UV PROTECTION, PRESSURE LEVEL 10-18 MMHG, HYPOALLERGENIC AND LATEX-FREE ANTI-BACTERIAL, WASHABLE, FABRIC COMPOSITION 80%-90% POLYAMIDE 10%-20% ELASTANE, THICKNESS 0.48MM-0.52MM (SCAR MANAGEMENT) | REHABILITATION AND PHYSIOTHERAPY SUPPLIES SUPPLEMENTARY
7475 | 4214280244000 | PRESSURE GARMENT, READY MADE, VEST MEN SHORT SLEEVES, SIZES: 6: 40.4-41.6 IN (101-104 CM) (CHEST CIRCUMFERENCE UNDER AXILLA) . EASY FITTING SOFT AND SMOOTH, HI-TECH YARN WITH PERMANENT ODOR NEUTRALITY, BREATHABLE, HIGH UV PROTECTION, PRESSURE LEVEL 10-18 MMHG, HYPOALLERGENIC AND LATEX-FREE ANTI-BACTERIAL, WASHABLE, FABRIC COMPOSITION 80%-90% POLYAMIDE 10%-20% ELASTANE, THICKNESS 0.48MM-0.52MM (SCAR MANAGEMENT) | REHABILITATION AND PHYSIOTHERAPY SUPPLIES SUPPLEMENTARY
7476 | 4214280244200 | PRESSURE GARMENT, READY MADE, VEST MEN SHORT SLEEVES, SIZES: 4: 37.2-38.4 IN (93-96 CM) (CHEST CIRCUMFERENCE UNDER AXILLA) . EASY FITTING SOFT AND SMOOTH, HI-TECH YARN WITH PERMANENT ODOR NEUTRALITY, BREATHABLE, HIGH UV PROTECTION, PRESSURE LEVEL 10-18 MMHG, HYPOALLERGENIC AND LATEX-FREE ANTI-BACTERIAL, WASHABLE, FABRIC COMPOSITION 80%-90% POLYAMIDE 10%-20% ELASTANE, THICKNESS 0.48MM-0.52MM (SCAR MANAGEMENT) | REHABILITATION AND PHYSIOTHERAPY SUPPLIES SUPPLEMENTARY
7477 | 4214280244300 | PRESSURE GARMENT, READY MADE, VEST MEN SHORT SLEEVES, SIZES: 7: 42-43.2 IN (105-108 CM) (CHEST CIRCUMFERENCE UNDER AXILLA) . EASY FITTING SOFT AND SMOOTH, HI-TECH YARN WITH PERMANENT ODOR NEUTRALITY, BREATHABLE, HIGH UV PROTECTION, PRESSURE LEVEL 10-18 MMHG, HYPOALLERGENIC AND LATEX-FREE ANTI-BACTERIAL, WASHABLE, FABRIC COMPOSITION 80%-90% POLYAMIDE 10%-20% ELASTANE, THICKNESS 0.48MM-0.52MM (SCAR MANAGEMENT) | REHABILITATION AND PHYSIOTHERAPY SUPPLIES SUPPLEMENTARY
7478 | 4214280244400 | PRESSURE GARMENT, READY MADE, VEST MEN SHORT SLEEVES, SIZES: 3: 35.6-36.8 IN (89-92 CM) (CHEST CIRCUMFERENCE UNDER AXILLA) . EASY FITTING SOFT AND SMOOTH, HI-TECH YARN WITH PERMANENT ODOR NEUTRALITY, BREATHABLE, HIGH UV PROTECTION, PRESSURE LEVEL 10-18 MMHG, HYPOALLERGENIC AND LATEX-FREE ANTI-BACTERIAL, WASHABLE, FABRIC COMPOSITION 80%-90% POLYAMIDE 10%-20% ELASTANE, THICKNESS 0.48MM-0.52MM (SCAR MANAGEMENT) | REHABILITATION AND PHYSIOTHERAPY SUPPLIES SUPPLEMENTARY
7479 | 4214280244500 | PRESSURE GARMENT, READY MADE, VEST MEN SHORT SLEEVES, SIZES: 8: 43.6-44.8 IN (109-112 CM) (CHEST CIRCUMFERENCE UNDER AXILLA) . EASY FITTING SOFT AND SMOOTH, HI-TECH YARN WITH PERMANENT ODOR NEUTRALITY, BREATHABLE, HIGH UV PROTECTION, PRESSURE LEVEL 10-18 MMHG, HYPOALLERGENIC AND LATEX-FREE ANTI-BACTERIAL, WASHABLE, FABRIC COMPOSITION 80%-90% POLYAMIDE 10%-20% ELASTANE, THICKNESS 0.48MM-0.52MM (SCAR MANAGEMENT) | REHABILITATION AND PHYSIOTHERAPY SUPPLIES SUPPLEMENTARY
7480 | 4214280244600 | PRESSURE GARMENT, READY MADE, VEST MEN SHORT SLEEVES, SIZES: 2: 34-35.2 IN (85-88 CM) (CHEST CIRCUMFERENCE UNDER AXILLA) . EASY FITTING SOFT AND SMOOTH, HI-TECH YARN WITH PERMANENT ODOR NEUTRALITY, BREATHABLE, HIGH UV PROTECTION, PRESSURE LEVEL 10-18 MMHG, HYPOALLERGENIC AND LATEX-FREE ANTI-BACTERIAL, WASHABLE, FABRIC COMPOSITION 80%-90% POLYAMIDE 10%-20% ELASTANE, THICKNESS 0.48MM-0.52MM (SCAR MANAGEMENT) | REHABILITATION AND PHYSIOTHERAPY SUPPLIES SUPPLEMENTARY
7481 | 4214280244700 | PRESSURE GARMENT, READY MADE, VEST MEN SHORT SLEEVES, SIZES: 9: 45.2-46.4 IN (113-116 CM) (CHEST CIRCUMFERENCE UNDER AXILLA) . EASY FITTING SOFT AND SMOOTH, HI-TECH YARN WITH PERMANENT ODOR NEUTRALITY, BREATHABLE, HIGH UV PROTECTION, PRESSURE LEVEL 10-18 MMHG, HYPOALLERGENIC AND LATEX-FREE ANTI-BACTERIAL, WASHABLE, FABRIC COMPOSITION 80%-90% POLYAMIDE 10%-20% ELASTANE, THICKNESS 0.48MM-0.52MM (SCAR MANAGEMENT) | REHABILITATION AND PHYSIOTHERAPY SUPPLIES SUPPLEMENTARY
7482 | 4214280244800 | PRESSURE GARMENT, READY MADE, VEST MEN SHORT SLEEVES, SIZES: 1: 32.4-33.6 IN (81-84 CM) (CHEST CIRCUMFERENCE UNDER AXILLA) . EASY FITTING SOFT AND SMOOTH, HI-TECH YARN WITH PERMANENT ODOR NEUTRALITY, BREATHABLE, HIGH UV PROTECTION, PRESSURE LEVEL 10-18 MMHG, HYPOALLERGENIC AND LATEX-FREE ANTI-BACTERIAL, WASHABLE, FABRIC COMPOSITION 80%-90% POLYAMIDE 10%-20% ELASTANE, THICKNESS 0.48MM-0.52MM (SCAR MANAGEMENT) | REHABILITATION AND PHYSIOTHERAPY SUPPLIES SUPPLEMENTARY
7483 | 4214280244900 | PRESSURE GARMENT, READY MADE, VEST MEN SHORT SLEEVES, SIZES: 10: 46.8-48 IN (117-120 CM) (CHEST CIRCUMFERENCE UNDER AXILLA) . EASY FITTING SOFT AND SMOOTH, HI-TECH YARN WITH PERMANENT ODOR NEUTRALITY, BREATHABLE, HIGH UV PROTECTION, PRESSURE LEVEL 10-18 MMHG, HYPOALLERGENIC AND LATEX-FREE ANTI-BACTERIAL, WASHABLE, FABRIC COMPOSITION 80%-90% POLYAMIDE 10%-20% ELASTANE, THICKNESS 0.48MM-0.52MM (SCAR MANAGEMENT) | REHABILITATION AND PHYSIOTHERAPY SUPPLIES SUPPLEMENTARY
7484 | 4214280244100 | PRESSURE GARMENT, READY MADE, VEST MEN SHORT SLEEVES, SIZES: 5: 38.8-40 IN (97-100 CM) (CHEST CIRCUMFERENCE UNDER AXILLA) . EASY FITTING SOFT AND SMOOTH, HI-TECH YARN WITH PERMANENT ODOR NEUTRALITY, BREATHABLE, HIGH UV PROTECTION, PRESSURE LEVEL 10-18 MMHG, HYPOALLERGENIC AND LATEX-FREE ANTI-BACTERIAL, WASHABLE, FABRIC COMPOSITION 80%-90% POLYAMIDE 10%-20% ELASTANE, THICKNESS 0.48MM-0.52MM (SCAR MANAGEMENT) | REHABILITATION AND PHYSIOTHERAPY SUPPLIES SUPPLEMENTARY
7485 | 4214280245000 | PRESSURE GARMENT, READY MADE, VEST SHORT SLEEVES CHILDREN, SIZES: 6: 25.6-26.8 IN (64-67 CM) (CHEST CIRCUMFERENCE UNDER AXILLA) . EASY FITTING SOFT AND SMOOTH, HI-TECH YARN WITH PERMANENT ODOR NEUTRALITY, BREATHABLE, HIGH UV PROTECTION, PRESSURE LEVEL 10-18 MMHG, HYPOALLERGENIC AND LATEX-FREE ANTI-BACTERIAL, WASHABLE, FABRIC COMPOSITION 80%-90% POLYAMIDE 10%-20% ELASTANE, THICKNESS 0.48MM-0.52MM (SCAR MANAGEMENT) | REHABILITATION AND PHYSIOTHERAPY SUPPLIES SUPPLEMENTARY
7486 | 4214280245100 | PRESSURE GARMENT, READY MADE, VEST SHORT SLEEVES CHILDREN, SIZES: 5: 24-25.2 IN (60-63 CM) (CHEST CIRCUMFERENCE UNDER AXILLA) . EASY FITTING SOFT AND SMOOTH, HI-TECH YARN WITH PERMANENT ODOR NEUTRALITY, BREATHABLE, HIGH UV PROTECTION, PRESSURE LEVEL 10-18 MMHG, HYPOALLERGENIC AND LATEX-FREE ANTI-BACTERIAL, WASHABLE, FABRIC COMPOSITION 80%-90% POLYAMIDE 10%-20% ELASTANE, THICKNESS 0.48MM-0.52MM (SCAR MANAGEMENT) | REHABILITATION AND PHYSIOTHERAPY SUPPLIES SUPPLEMENTARY
7487 | 4214280245200 | PRESSURE GARMENT, READY MADE, VEST SHORT SLEEVES CHILDREN, SIZES: 4: 22-23.6 IN (55-59 CM) (CHEST CIRCUMFERENCE UNDER AXILLA) . EASY FITTING SOFT AND SMOOTH, HI-TECH YARN WITH PERMANENT ODOR NEUTRALITY, BREATHABLE, HIGH UV PROTECTION, PRESSURE LEVEL 10-18 MMHG, HYPOALLERGENIC AND LATEX-FREE ANTI-BACTERIAL, WASHABLE, FABRIC COMPOSITION 80%-90% POLYAMIDE 10%-20% ELASTANE, THICKNESS 0.48MM-0.52MM (SCAR MANAGEMENT) | REHABILITATION AND PHYSIOTHERAPY SUPPLIES SUPPLEMENTARY
7488 | 4214280245300 | PRESSURE GARMENT, READY MADE, VEST SHORT SLEEVES CHILDREN, SIZES: 7: 27.2-28.4 IN (68-71 CM) (CHEST CIRCUMFERENCE UNDER AXILLA) . EASY FITTING SOFT AND SMOOTH, HI-TECH YARN WITH PERMANENT ODOR NEUTRALITY, BREATHABLE, HIGH UV PROTECTION, PRESSURE LEVEL 10-18 MMHG, HYPOALLERGENIC AND LATEX-FREE ANTI-BACTERIAL, WASHABLE, FABRIC COMPOSITION 80%-90% POLYAMIDE 10%-20% ELASTANE, THICKNESS 0.48MM-0.52MM (SCAR MANAGEMENT) | REHABILITATION AND PHYSIOTHERAPY SUPPLIES SUPPLEMENTARY
7489 | 4214280245400 | PRESSURE GARMENT, READY MADE, VEST SHORT SLEEVES CHILDREN, SIZES: 3: 20-21.6 IN (50-54 CM) (CHEST CIRCUMFERENCE UNDER AXILLA) . EASY FITTING SOFT AND SMOOTH, HI-TECH YARN WITH PERMANENT ODOR NEUTRALITY, BREATHABLE, HIGH UV PROTECTION, PRESSURE LEVEL 10-18 MMHG, HYPOALLERGENIC AND LATEX-FREE ANTI-BACTERIAL, WASHABLE, FABRIC COMPOSITION 80%-90% POLYAMIDE 10%-20% ELASTANE, THICKNESS 0.48MM-0.52MM (SCAR MANAGEMENT) | REHABILITATION AND PHYSIOTHERAPY SUPPLIES SUPPLEMENTARY
7490 | 4214280245500 | PRESSURE GARMENT, READY MADE, VEST SHORT SLEEVES CHILDREN, SIZES: 8: 28.8-30 IN (72-75 CM) (CHEST CIRCUMFERENCE UNDER AXILLA) . EASY FITTING SOFT AND SMOOTH, HI-TECH YARN WITH PERMANENT ODOR NEUTRALITY, BREATHABLE, HIGH UV PROTECTION, PRESSURE LEVEL 10-18 MMHG, HYPOALLERGENIC AND LATEX-FREE ANTI-BACTERIAL, WASHABLE, FABRIC COMPOSITION 80%-90% POLYAMIDE 10%-20% ELASTANE, THICKNESS 0.48MM-0.52MM (SCAR MANAGEMENT) | REHABILITATION AND PHYSIOTHERAPY SUPPLIES SUPPLEMENTARY
7491 | 4214280245600 | PRESSURE GARMENT, READY MADE, VEST SHORT SLEEVES CHILDREN, SIZES: 2: 18.4-19.6 IN (46-49 CM) (CHEST CIRCUMFERENCE UNDER AXILLA) . EASY FITTING SOFT AND SMOOTH, HI-TECH YARN WITH PERMANENT ODOR NEUTRALITY, BREATHABLE, HIGH UV PROTECTION, PRESSURE LEVEL 10-18 MMHG, HYPOALLERGENIC AND LATEX-FREE ANTI-BACTERIAL, WASHABLE, FABRIC COMPOSITION 80%-90% POLYAMIDE 10%-20% ELASTANE, THICKNESS 0.48MM-0.52MM (SCAR MANAGEMENT) | REHABILITATION AND PHYSIOTHERAPY SUPPLIES SUPPLEMENTARY
7492 | 4214280245700 | PRESSURE GARMENT, READY MADE, VEST SHORT SLEEVES CHILDREN, SIZES: 9: 30.4-31.6 IN (76-79 CM) (CHEST CIRCUMFERENCE UNDER AXILLA) . EASY FITTING SOFT AND SMOOTH, HI-TECH YARN WITH PERMANENT ODOR NEUTRALITY, BREATHABLE, HIGH UV PROTECTION, PRESSURE LEVEL 10-18 MMHG, HYPOALLERGENIC AND LATEX-FREE ANTI-BACTERIAL, WASHABLE, FABRIC COMPOSITION 80%-90% POLYAMIDE 10%-20% ELASTANE, THICKNESS 0.48MM-0.52MM (SCAR MANAGEMENT) | REHABILITATION AND PHYSIOTHERAPY SUPPLIES SUPPLEMENTARY
7493 | 4214280245800 | PRESSURE GARMENT, READY MADE, VEST SHORT SLEEVES CHILDREN, SIZES: 1: 17.2-18 IN (43-45 CM) (CHEST CIRCUMFERENCE UNDER AXILLA) . EASY FITTING SOFT AND SMOOTH, HI-TECH YARN WITH PERMANENT ODOR NEUTRALITY, BREATHABLE, HIGH UV PROTECTION, PRESSURE LEVEL 10-18 MMHG, HYPOALLERGENIC AND LATEX-FREE ANTI-BACTERIAL, WASHABLE, FABRIC COMPOSITION 80%-90% POLYAMIDE 10%-20% ELASTANE, THICKNESS 0.48MM-0.52MM (SCAR MANAGEMENT) | REHABILITATION AND PHYSIOTHERAPY SUPPLIES SUPPLEMENTARY
7494 | 4214280245900 | PRESSURE GARMENT, READY MADE, VEST SHORT SLEEVES CHILDREN, SIZES: 10: 32-33.2 IN (80-83 CM) (CHEST CIRCUMFERENCE UNDER AXILLA) . EASY FITTING SOFT AND SMOOTH, HI-TECH YARN WITH PERMANENT ODOR NEUTRALITY, BREATHABLE, HIGH UV PROTECTION, PRESSURE LEVEL 10-18 MMHG, HYPOALLERGENIC AND LATEX-FREE ANTI-BACTERIAL, WASHABLE, FABRIC COMPOSITION 80%-90% POLYAMIDE 10%-20% ELASTANE, THICKNESS 0.48MM-0.52MM (SCAR MANAGEMENT) | REHABILITATION AND PHYSIOTHERAPY SUPPLIES SUPPLEMENTARY
7495 | 4214280246300 | PRESSURE GARMENT, READY MADE, VEST WOMEN LONG SLEEVES, , SIZES: 7: 38.8-40 IN (101-104 CM) (CIRCUMFERENCE OF CHEST ABOVE BREASTS) . EASY FITTING SOFT AND SMOOTH, HI-TECH YARN WITH PERMANENT ODOR NEUTRALITY, BREATHABLE, HIGH UV PROTECTION, PRESSURE LEVEL 10-18 MMHG, HYPOALLERGENIC AND LATEX-FREE ANTI-BACTERIAL, WASHABLE, FABRIC COMPOSITION 80%-90% POLYAMIDE 10%-20% ELASTANE, THICKNESS 0.48MM-0.52MM (SCAR MANAGEMENT) | REHABILITATION AND PHYSIOTHERAPY SUPPLIES SUPPLEMENTARY
7496 | 4214280246000 | PRESSURE GARMENT, READY MADE, VEST WOMEN LONG SLEEVES, SIZES: 6: 37.2-38.4 IN (97-100 CM) (CIRCUMFERENCE OF CHEST ABOVE BREASTS) . EASY FITTING SOFT AND SMOOTH, HI-TECH YARN WITH PERMANENT ODOR NEUTRALITY, BREATHABLE, HIGH UV PROTECTION, PRESSURE LEVEL 10-18 MMHG, HYPOALLERGENIC AND LATEX-FREE ANTI-BACTERIAL, WASHABLE, FABRIC COMPOSITION 80%-90% POLYAMIDE 10%-20% ELASTANE, THICKNESS 0.48MM-0.52MM (SCAR MANAGEMENT) | REHABILITATION AND PHYSIOTHERAPY SUPPLIES SUPPLEMENTARY
7497 | 4214280246100 | PRESSURE GARMENT, READY MADE, VEST WOMEN LONG SLEEVES, SIZES: 5: 35.6-36.8 IN (93-96 CM) (CIRCUMFERENCE OF CHEST ABOVE BREASTS) . EASY FITTING SOFT AND SMOOTH, HI-TECH YARN WITH PERMANENT ODOR NEUTRALITY, BREATHABLE, HIGH UV PROTECTION, PRESSURE LEVEL 10-18 MMHG, HYPOALLERGENIC AND LATEX-FREE ANTI-BACTERIAL, WASHABLE, FABRIC COMPOSITION 80%-90% POLYAMIDE 10%-20% ELASTANE, THICKNESS 0.48MM-0.52MM (SCAR MANAGEMENT) | REHABILITATION AND PHYSIOTHERAPY SUPPLIES SUPPLEMENTARY
7498 | 4214280246200 | PRESSURE GARMENT, READY MADE, VEST WOMEN LONG SLEEVES, SIZES: 4: 34-35.2 IN (89-92 CM) (CIRCUMFERENCE OF CHEST ABOVE BREASTS) . EASY FITTING SOFT AND SMOOTH, HI-TECH YARN WITH PERMANENT ODOR NEUTRALITY, BREATHABLE, HIGH UV PROTECTION, PRESSURE LEVEL 10-18 MMHG, HYPOALLERGENIC AND LATEX-FREE ANTI-BACTERIAL, WASHABLE, FABRIC COMPOSITION 80%-90% POLYAMIDE 10%-20% ELASTANE, THICKNESS 0.48MM-0.52MM (SCAR MANAGEMENT) | REHABILITATION AND PHYSIOTHERAPY SUPPLIES SUPPLEMENTARY
7499 | 4214280246400 | PRESSURE GARMENT, READY MADE, VEST WOMEN LONG SLEEVES, SIZES: 3: 32.4-33.6 IN (85-88 CM) (CIRCUMFERENCE OF CHEST ABOVE BREASTS) . EASY FITTING SOFT AND SMOOTH, HI-TECH YARN WITH PERMANENT ODOR NEUTRALITY, BREATHABLE, HIGH UV PROTECTION, PRESSURE LEVEL 10-18 MMHG, HYPOALLERGENIC AND LATEX-FREE ANTI-BACTERIAL, WASHABLE, FABRIC COMPOSITION 80%-90% POLYAMIDE 10%-20% ELASTANE, THICKNESS 0.48MM-0.52MM (SCAR MANAGEMENT) | REHABILITATION AND PHYSIOTHERAPY SUPPLIES SUPPLEMENTARY
7500 | 4214280246500 | PRESSURE GARMENT, READY MADE, VEST WOMEN LONG SLEEVES, SIZES: 8: 40.4-41.6 IN (105-108 CM) (CIRCUMFERENCE OF CHEST ABOVE BREASTS) . EASY FITTING SOFT AND SMOOTH, HI-TECH YARN WITH PERMANENT ODOR NEUTRALITY, BREATHABLE, HIGH UV PROTECTION, PRESSURE LEVEL 10-18 MMHG, HYPOALLERGENIC AND LATEX-FREE ANTI-BACTERIAL, WASHABLE, FABRIC COMPOSITION 80%-90% POLYAMIDE 10%-20% ELASTANE, THICKNESS 0.48MM-0.52MM (SCAR MANAGEMENT) | REHABILITATION AND PHYSIOTHERAPY SUPPLIES SUPPLEMENTARY
7501 | 4214280246600 | PRESSURE GARMENT, READY MADE, VEST WOMEN LONG SLEEVES, SIZES: 2: 32.4-33.6 IN (81-84 CM) (CIRCUMFERENCE OF CHEST ABOVE BREASTS) . EASY FITTING SOFT AND SMOOTH, HI-TECH YARN WITH PERMANENT ODOR NEUTRALITY, BREATHABLE, HIGH UV PROTECTION, PRESSURE LEVEL 10-18 MMHG, HYPOALLERGENIC AND LATEX-FREE ANTI-BACTERIAL, WASHABLE, FABRIC COMPOSITION 80%-90% POLYAMIDE 10%-20% ELASTANE, THICKNESS 0.48MM-0.52MM (SCAR MANAGEMENT) | REHABILITATION AND PHYSIOTHERAPY SUPPLIES SUPPLEMENTARY
7502 | 4214280246700 | PRESSURE GARMENT, READY MADE, VEST WOMEN LONG SLEEVES, SIZES: 9: 42-43.2 IN (109-112 CM) (CIRCUMFERENCE OF CHEST ABOVE BREASTS) . EASY FITTING SOFT AND SMOOTH, HI-TECH YARN WITH PERMANENT ODOR NEUTRALITY, BREATHABLE, HIGH UV PROTECTION, PRESSURE LEVEL 10-18 MMHG, HYPOALLERGENIC AND LATEX-FREE ANTI-BACTERIAL, WASHABLE, FABRIC COMPOSITION 80%-90% POLYAMIDE 10%-20% ELASTANE, THICKNESS 0.48MM-0.52MM (SCAR MANAGEMENT) | REHABILITATION AND PHYSIOTHERAPY SUPPLIES SUPPLEMENTARY
7503 | 4214280246800 | PRESSURE GARMENT, READY MADE, VEST WOMEN LONG SLEEVES, SIZES: 1: 30.4-32 IN (76-80 CM) (CIRCUMFERENCE OF CHEST ABOVE BREASTS) . EASY FITTING SOFT AND SMOOTH, HI-TECH YARN WITH PERMANENT ODOR NEUTRALITY, BREATHABLE, HIGH UV PROTECTION, PRESSURE LEVEL 10-18 MMHG, HYPOALLERGENIC AND LATEX-FREE ANTI-BACTERIAL, WASHABLE, FABRIC COMPOSITION 80%-90% POLYAMIDE 10%-20% ELASTANE, THICKNESS 0.48MM-0.52MM (SCAR MANAGEMENT) | REHABILITATION AND PHYSIOTHERAPY SUPPLIES SUPPLEMENTARY
7504 | 4214280246900 | PRESSURE GARMENT, READY MADE, VEST WOMEN LONG SLEEVES, SIZES: 10: 43.6-44.8 IN (113-116 CM) (CIRCUMFERENCE OF CHEST ABOVE BREASTS) . EASY FITTING SOFT AND SMOOTH, HI-TECH YARN WITH PERMANENT ODOR NEUTRALITY, BREATHABLE, HIGH UV PROTECTION, PRESSURE LEVEL 10-18 MMHG, HYPOALLERGENIC AND LATEX-FREE ANTI-BACTERIAL, WASHABLE, FABRIC COMPOSITION 80%-90% POLYAMIDE 10%-20% ELASTANE, THICKNESS 0.48MM-0.52MM (SCAR MANAGEMENT) | REHABILITATION AND PHYSIOTHERAPY SUPPLIES SUPPLEMENTARY
7505 | 4214280247000 | PRESSURE GARMENT, READY MADE, VEST WOMEN LONG SLEEVES, SIZES: 11: 45.2-46.4 IN (117-119 CM) (CIRCUMFERENCE OF CHEST ABOVE BREASTS) . EASY FITTING SOFT AND SMOOTH, HI-TECH YARN WITH PERMANENT ODOR NEUTRALITY, BREATHABLE, HIGH UV PROTECTION, PRESSURE LEVEL 10-18 MMHG, HYPOALLERGENIC AND LATEX-FREE ANTI-BACTERIAL, WASHABLE, FABRIC COMPOSITION 80%-90% POLYAMIDE 10%-20% ELASTANE, THICKNESS 0.48MM-0.52MM (SCAR MANAGEMENT) | REHABILITATION AND PHYSIOTHERAPY SUPPLIES SUPPLEMENTARY
7506 | 4214280247100 | PRESSURE GARMENT, READY MADE, VEST WOMEN SHORT SLEEVES, SIZES: 5: 37.2-38.4 IN (93-96 CM) (CIRCUMFERENCE OF CHEST ABOVE BREASTS) . EASY FITTING SOFT AND SMOOTH, HI-TECH YARN WITH PERMANENT ODOR NEUTRALITY, BREATHABLE, HIGH UV PROTECTION, PRESSURE LEVEL 10-18 MMHG, HYPOALLERGENIC AND LATEX-FREE ANTI-BACTERIAL, WASHABLE, FABRIC COMPOSITION 80%-90% POLYAMIDE 10%-20% ELASTANE, THICKNESS 0.48MM-0.52MM (SCAR MANAGEMENT) | REHABILITATION AND PHYSIOTHERAPY SUPPLIES SUPPLEMENTARY
7507 | 4214280247200 | PRESSURE GARMENT, READY MADE, VEST WOMEN SHORT SLEEVES, SIZES: 4: 35.6-36.8 IN (89-92 CM) (CIRCUMFERENCE OF CHEST ABOVE BREASTS) . EASY FITTING SOFT AND SMOOTH, HI-TECH YARN WITH PERMANENT ODOR NEUTRALITY, BREATHABLE, HIGH UV PROTECTION, PRESSURE LEVEL 10-18 MMHG, HYPOALLERGENIC AND LATEX-FREE ANTI-BACTERIAL, WASHABLE, FABRIC COMPOSITION 80%-90% POLYAMIDE 10%-20% ELASTANE, THICKNESS 0.48MM-0.52MM (SCAR MANAGEMENT) | REHABILITATION AND PHYSIOTHERAPY SUPPLIES SUPPLEMENTARY
7508 | 4214280247300 | PRESSURE GARMENT, READY MADE, VEST WOMEN SHORT SLEEVES, SIZES: 7: 40.4-41.6 IN (101-104 CM) (CIRCUMFERENCE OF CHEST ABOVE BREASTS) . EASY FITTING SOFT AND SMOOTH, HI-TECH YARN WITH PERMANENT ODOR NEUTRALITY, BREATHABLE, HIGH UV PROTECTION, PRESSURE LEVEL 10-18 MMHG, HYPOALLERGENIC AND LATEX-FREE ANTI-BACTERIAL, WASHABLE, FABRIC COMPOSITION 80%-90% POLYAMIDE 10%-20% ELASTANE, THICKNESS 0.48MM-0.52MM (SCAR MANAGEMENT) | REHABILITATION AND PHYSIOTHERAPY SUPPLIES SUPPLEMENTARY
7509 | 4214280247400 | PRESSURE GARMENT, READY MADE, VEST WOMEN SHORT SLEEVES, SIZES: 3: 34-35.2 IN (85-88 CM) (CIRCUMFERENCE OF CHEST ABOVE BREASTS) . EASY FITTING SOFT AND SMOOTH, HI-TECH YARN WITH PERMANENT ODOR NEUTRALITY, BREATHABLE, HIGH UV PROTECTION, PRESSURE LEVEL 10-18 MMHG, HYPOALLERGENIC AND LATEX-FREE ANTI-BACTERIAL, WASHABLE, FABRIC COMPOSITION 80%-90% POLYAMIDE 10%-20% ELASTANE, THICKNESS 0.48MM-0.52MM (SCAR MANAGEMENT) | REHABILITATION AND PHYSIOTHERAPY SUPPLIES SUPPLEMENTARY
7510 | 4214280247500 | PRESSURE GARMENT, READY MADE, VEST WOMEN SHORT SLEEVES, SIZES: 8: 42-43.2 IN (105-108 CM) (CIRCUMFERENCE OF CHEST ABOVE BREASTS) . EASY FITTING SOFT AND SMOOTH, HI-TECH YARN WITH PERMANENT ODOR NEUTRALITY, BREATHABLE, HIGH UV PROTECTION, PRESSURE LEVEL 10-18 MMHG, HYPOALLERGENIC AND LATEX-FREE ANTI-BACTERIAL, WASHABLE, FABRIC COMPOSITION 80%-90% POLYAMIDE 10%-20% ELASTANE, THICKNESS 0.48MM-0.52MM (SCAR MANAGEMENT) | REHABILITATION AND PHYSIOTHERAPY SUPPLIES SUPPLEMENTARY
7511 | 4214280247600 | PRESSURE GARMENT, READY MADE, VEST WOMEN SHORT SLEEVES, SIZES: 2: 32.4-33.6 IN (81-84 CM) (CIRCUMFERENCE OF CHEST ABOVE BREASTS) . EASY FITTING SOFT AND SMOOTH, HI-TECH YARN WITH PERMANENT ODOR NEUTRALITY, BREATHABLE, HIGH UV PROTECTION, PRESSURE LEVEL 10-18 MMHG, HYPOALLERGENIC AND LATEX-FREE ANTI-BACTERIAL, WASHABLE, FABRIC COMPOSITION 80%-90% POLYAMIDE 10%-20% ELASTANE, THICKNESS 0.48MM-0.52MM (SCAR MANAGEMENT) | REHABILITATION AND PHYSIOTHERAPY SUPPLIES SUPPLEMENTARY
7512 | 4214280247700 | PRESSURE GARMENT, READY MADE, VEST WOMEN SHORT SLEEVES, SIZES: 9: 43.6-44.8 IN (109-112 CM) (CIRCUMFERENCE OF CHEST ABOVE BREASTS) . EASY FITTING SOFT AND SMOOTH, HI-TECH YARN WITH PERMANENT ODOR NEUTRALITY, BREATHABLE, HIGH UV PROTECTION, PRESSURE LEVEL 10-18 MMHG, HYPOALLERGENIC AND LATEX-FREE ANTI-BACTERIAL, WASHABLE, FABRIC COMPOSITION 80%-90% POLYAMIDE 10%-20% ELASTANE, THICKNESS 0.48MM-0.52MM (SCAR MANAGEMENT) | REHABILITATION AND PHYSIOTHERAPY SUPPLIES SUPPLEMENTARY
7513 | 4214280247800 | PRESSURE GARMENT, READY MADE, VEST WOMEN SHORT SLEEVES, SIZES: 1: 30.4-32 IN (76-80 CM) (CIRCUMFERENCE OF CHEST ABOVE BREASTS) . EASY FITTING SOFT AND SMOOTH, HI-TECH YARN WITH PERMANENT ODOR NEUTRALITY, BREATHABLE, HIGH UV PROTECTION, PRESSURE LEVEL 10-18 MMHG, HYPOALLERGENIC AND LATEX-FREE ANTI-BACTERIAL, WASHABLE, FABRIC COMPOSITION 80%-90% POLYAMIDE 10%-20% ELASTANE, THICKNESS 0.48MM-0.52MM (SCAR MANAGEMENT) | REHABILITATION AND PHYSIOTHERAPY SUPPLIES SUPPLEMENTARY
7514 | 4214280247900 | PRESSURE GARMENT, READY MADE, VEST WOMEN SHORT SLEEVES, SIZES: 10: 45.2-46.4 IN (113-116 CM) (CIRCUMFERENCE OF CHEST ABOVE BREASTS) . EASY FITTING SOFT AND SMOOTH, HI-TECH YARN WITH PERMANENT ODOR NEUTRALITY, BREATHABLE, HIGH UV PROTECTION, PRESSURE LEVEL 10-18 MMHG, HYPOALLERGENIC AND LATEX-FREE ANTI-BACTERIAL, WASHABLE, FABRIC COMPOSITION 80%-90% POLYAMIDE 10%-20% ELASTANE, THICKNESS 0.48MM-0.52MM (SCAR MANAGEMENT) | REHABILITATION AND PHYSIOTHERAPY SUPPLIES SUPPLEMENTARY
7515 | 4214280248000 | PRESSURE GARMENT, READY MADE, VEST WOMEN SHORT SLEEVES, SIZES: 11: 46.8-48 IN (117-119 CM) (CIRCUMFERENCE OF CHEST ABOVE BREASTS) . EASY FITTING SOFT AND SMOOTH, HI-TECH YARN WITH PERMANENT ODOR NEUTRALITY, BREATHABLE, HIGH UV PROTECTION, PRESSURE LEVEL 10-18 MMHG, HYPOALLERGENIC AND LATEX-FREE ANTI-BACTERIAL, WASHABLE, FABRIC COMPOSITION 80%-90% POLYAMIDE 10%-20% ELASTANE, THICKNESS 0.48MM-0.52MM (SCAR MANAGEMENT) | REHABILITATION AND PHYSIOTHERAPY SUPPLIES SUPPLEMENTARY
7516 | 4618150413700 | PRESSURE GARMENT, READY MADE, GLOVES PALM, SIZES: 2: 6-6.4IN (15-16 CM) (MCP CIRCUMFERENCE) . LEFT HAND. OPEN TIPS. (SCAR MANAGEMENT) EASY FITTING SOFT AND SMOOTH, HI-TECH YARN WITH PERMANENT ODOR NEUTRALITY, BREATHABLE, HIGH UV PROTECTION, PRESSURE LEVEL 10-18 MMHG, HYPOALLERGENIC AND LATEX-FREE ANTI-BACTERIAL, WASHABLE, FABRIC COMPOSITION 80%-90% POLYAMIDE, 10%-20% ELASTANE LIGHT MATERIAL, THICKNESS 0.64-0.68 MM (SCAR MANAGEMENT) | REHABILITATION AND PHYSIOTHERAPY SUPPLIES SUPPLEMENTARY
7517 | 4618150413800 | PRESSURE GARMENT, READY MADE, GLOVES PALM, SIZES: 4: 7.6-8IN (19-20 CM) (MCP CIRCUMFERENCE) . LEFT HAND. OPEN TIPS. (SCAR MANAGEMENT) EASY FITTING SOFT AND SMOOTH, HI-TECH YARN WITH PERMANENT ODOR NEUTRALITY, BREATHABLE, HIGH UV PROTECTION, PRESSURE LEVEL 10-18 MMHG, HYPOALLERGENIC AND LATEX-FREE ANTI-BACTERIAL, WASHABLE, FABRIC COMPOSITION 80%-90% POLYAMIDE, 10%-20% ELASTANE LIGHT MATERIAL, THICKNESS 0.64-0.68 MM (SCAR MANAGEMENT) | REHABILITATION AND PHYSIOTHERAPY SUPPLIES SUPPLEMENTARY
7518 | 4618150413900 | PRESSURE GARMENT, READY MADE, GLOVES PALM, SIZES: 2: 6-6.4IN (15-16 CM) (MCP CIRCUMFERENCE) . LEFT HAND. CLOSE TIPS. (SCAR MANAGEMENT) EASY FITTING SOFT AND SMOOTH, HI-TECH YARN WITH PERMANENT ODOR NEUTRALITY, BREATHABLE, HIGH UV PROTECTION, PRESSURE LEVEL 10-18 MMHG, HYPOALLERGENIC AND LATEX-FREE ANTI-BACTERIAL, WASHABLE, FABRIC COMPOSITION 80%-90% POLYAMIDE, 10%-20% ELASTANE LIGHT MATERIAL, THICKNESS 0.64-0.68 MM (SCAR MANAGEMENT) | REHABILITATION AND PHYSIOTHERAPY SUPPLIES SUPPLEMENTARY
7519 | 4618150414000 | PRESSURE GARMENT, READY MADE, GLOVES PALM, SIZES: 4: 7.6-8IN (19-20 CM) (MCP CIRCUMFERENCE) . LEFT HAND. CLOSE TIPS. (SCAR MANAGEMENT) EASY FITTING SOFT AND SMOOTH, HI-TECH YARN WITH PERMANENT ODOR NEUTRALITY, BREATHABLE, HIGH UV PROTECTION, PRESSURE LEVEL 10-18 MMHG, HYPOALLERGENIC AND LATEX-FREE ANTI-BACTERIAL, WASHABLE, FABRIC COMPOSITION 80%-90% POLYAMIDE, 10%-20% ELASTANE LIGHT MATERIAL, THICKNESS 0.64-0.68 MM (SCAR MANAGEMENT) | REHABILITATION AND PHYSIOTHERAPY SUPPLIES SUPPLEMENTARY
7520 | 4618150414100 | PRESSURE GARMENT, READY MADE, GLOVES PALM, SIZES: 1: 4-4.4 IN (10-11 CM) (MCP CIRCUMFERENCE) . LEFT HAND. OPEN TIPS. (SCAR MANAGEMENT) EASY FITTING SOFT AND SMOOTH, HI-TECH YARN WITH PERMANENT ODOR NEUTRALITY, BREATHABLE, HIGH UV PROTECTION, PRESSURE LEVEL 10-18 MMHG, HYPOALLERGENIC AND LATEX-FREE ANTI-BACTERIAL, WASHABLE, FABRIC COMPOSITION 80%-90% POLYAMIDE, 10%-20% ELASTANE LIGHT MATERIAL, THICKNESS 0.64-0.68 MM (SCAR MANAGEMENT) | REHABILITATION AND PHYSIOTHERAPY SUPPLIES SUPPLEMENTARY
7521 | 4618150414200 | PRESSURE GARMENT, READY MADE, GLOVES PALM, SIZES: 7: 10-10.4IN (25-26 CM) (MCP CIRCUMFERENCE) . LEFT HAND. OPEN TIPS. (SCAR MANAGEMENT) EASY FITTING SOFT AND SMOOTH, HI-TECH YARN WITH PERMANENT ODOR NEUTRALITY, BREATHABLE, HIGH UV PROTECTION, PRESSURE LEVEL 10-18 MMHG, HYPOALLERGENIC AND LATEX-FREE ANTI-BACTERIAL, WASHABLE, FABRIC COMPOSITION 80%-90% POLYAMIDE, 10%-20% ELASTANE LIGHT MATERIAL, THICKNESS 0.64-0.68 MM (SCAR MANAGEMENT) | REHABILITATION AND PHYSIOTHERAPY SUPPLIES SUPPLEMENTARY
7522 | 4618150414300 | PRESSURE GARMENT, READY MADE, GLOVES PALM, SIZES: 1: 5.2-5.6IN (13-14 CM) (MCP CIRCUMFERENCE) . LEFT HAND. OPEN TIPS. (SCAR MANAGEMENT) EASY FITTING SOFT AND SMOOTH, HI-TECH YARN WITH PERMANENT ODOR NEUTRALITY, BREATHABLE, HIGH UV PROTECTION, PRESSURE LEVEL 10-18 MMHG, HYPOALLERGENIC AND LATEX-FREE ANTI-BACTERIAL, WASHABLE, FABRIC COMPOSITION 80%-90% POLYAMIDE, 10%-20% ELASTANE LIGHT MATERIAL, THICKNESS 0.64-0.68 MM (SCAR MANAGEMENT) | REHABILITATION AND PHYSIOTHERAPY SUPPLIES SUPPLEMENTARY
7523 | 4618150414400 | PRESSURE GARMENT, READY MADE, GLOVES PALM, SIZES: 3: 6.8-7.2IN (17-18 CM) (MCP CIRCUMFERENCE) . LEFT HAND. OPEN TIPS. (SCAR MANAGEMENT) EASY FITTING SOFT AND SMOOTH, HI-TECH YARN WITH PERMANENT ODOR NEUTRALITY, BREATHABLE, HIGH UV PROTECTION, PRESSURE LEVEL 10-18 MMHG, HYPOALLERGENIC AND LATEX-FREE ANTI-BACTERIAL, WASHABLE, FABRIC COMPOSITION 80%-90% POLYAMIDE, 10%-20% ELASTANE LIGHT MATERIAL, THICKNESS 0.64-0.68 MM (SCAR MANAGEMENT) | REHABILITATION AND PHYSIOTHERAPY SUPPLIES SUPPLEMENTARY
7524 | 4618150414500 | PRESSURE GARMENT, READY MADE, GLOVES PALM, SIZES: 5: 8.4-8.8IN (21-22 CM) (MCP CIRCUMFERENCE) . LEFT HAND. OPEN TIPS. (SCAR MANAGEMENT) EASY FITTING SOFT AND SMOOTH, HI-TECH YARN WITH PERMANENT ODOR NEUTRALITY, BREATHABLE, HIGH UV PROTECTION, PRESSURE LEVEL 10-18 MMHG, HYPOALLERGENIC AND LATEX-FREE ANTI-BACTERIAL, WASHABLE, FABRIC COMPOSITION 80%-90% POLYAMIDE, 10%-20% ELASTANE LIGHT MATERIAL, THICKNESS 0.64-0.68 MM (SCAR MANAGEMENT) | REHABILITATION AND PHYSIOTHERAPY SUPPLIES SUPPLEMENTARY
7525 | 4618150414600 | PRESSURE GARMENT, READY MADE, GLOVES PALM, SIZES: 6: 9.2-9.6IN (23-24 CM) (MCP CIRCUMFERENCE) . LEFT HAND. OPEN TIPS. (SCAR MANAGEMENT) EASY FITTING SOFT AND SMOOTH, HI-TECH YARN WITH PERMANENT ODOR NEUTRALITY, BREATHABLE, HIGH UV PROTECTION, PRESSURE LEVEL 10-18 MMHG, HYPOALLERGENIC AND LATEX-FREE ANTI-BACTERIAL, WASHABLE, FABRIC COMPOSITION 80%-90% POLYAMIDE, 10%-20% ELASTANE LIGHT MATERIAL, THICKNESS 0.64-0.68 MM (SCAR MANAGEMENT) | REHABILITATION AND PHYSIOTHERAPY SUPPLIES SUPPLEMENTARY
7526 | 4618150414700 | PRESSURE GARMENT, READY MADE, GLOVES PALM, SIZES: 2: 6-6.4IN (15-16 CM) (MCP CIRCUMFERENCE) . RIGHT HAND. OPEN TIPS. (SCAR MANAGEMENT) EASY FITTING SOFT AND SMOOTH, HI-TECH YARN WITH PERMANENT ODOR NEUTRALITY, BREATHABLE, HIGH UV PROTECTION, PRESSURE LEVEL 10-18 MMHG, HYPOALLERGENIC AND LATEX-FREE ANTI-BACTERIAL, WASHABLE, FABRIC COMPOSITION 80%-90% POLYAMIDE, 10%-20% ELASTANE LIGHT MATERIAL, THICKNESS 0.64-0.68 MM (SCAR MANAGEMENT) | REHABILITATION AND PHYSIOTHERAPY SUPPLIES SUPPLEMENTARY
7527 | 4618150414800 | PRESSURE GARMENT, READY MADE, GLOVES PALM, SIZES: 4: 7.6-8IN (19-20 CM) (MCP CIRCUMFERENCE) . RIGHT HAND. OPEN TIPS. (SCAR MANAGEMENT) EASY FITTING SOFT AND SMOOTH, HI-TECH YARN WITH PERMANENT ODOR NEUTRALITY, BREATHABLE, HIGH UV PROTECTION, PRESSURE LEVEL 10-18 MMHG, HYPOALLERGENIC AND LATEX-FREE ANTI-BACTERIAL, WASHABLE, FABRIC COMPOSITION 80%-90% POLYAMIDE, 10%-20% ELASTANE LIGHT MATERIAL, THICKNESS 0.64-0.68 MM (SCAR MANAGEMENT) | REHABILITATION AND PHYSIOTHERAPY SUPPLIES SUPPLEMENTARY
7528 | 4618150414900 | PRESSURE GARMENT, READY MADE, GLOVES PALM, SIZES: 1: 4-4.4 IN (10-11 CM) (MCP CIRCUMFERENCE) . LEFT HAND. CLOSE TIPS. (SCAR MANAGEMENT) EASY FITTING SOFT AND SMOOTH, HI-TECH YARN WITH PERMANENT ODOR NEUTRALITY, BREATHABLE, HIGH UV PROTECTION, PRESSURE LEVEL 10-18 MMHG, HYPOALLERGENIC AND LATEX-FREE ANTI-BACTERIAL, WASHABLE, FABRIC COMPOSITION 80%-90% POLYAMIDE, 10%-20% ELASTANE LIGHT MATERIAL, THICKNESS 0.64-0.68 MM (SCAR MANAGEMENT) | REHABILITATION AND PHYSIOTHERAPY SUPPLIES SUPPLEMENTARY
7529 | 4618150415000 | PRESSURE GARMENT, READY MADE, GLOVES PALM, SIZES: 7: 10-10.4IN (25-26 CM) (MCP CIRCUMFERENCE) . LEFT HAND. CLOSE TIPS. (SCAR MANAGEMENT) EASY FITTING SOFT AND SMOOTH, HI-TECH YARN WITH PERMANENT ODOR NEUTRALITY, BREATHABLE, HIGH UV PROTECTION, PRESSURE LEVEL 10-18 MMHG, HYPOALLERGENIC AND LATEX-FREE ANTI-BACTERIAL, WASHABLE, FABRIC COMPOSITION 80%-90% POLYAMIDE, 10%-20% ELASTANE LIGHT MATERIAL, THICKNESS 0.64-0.68 MM (SCAR MANAGEMENT) | REHABILITATION AND PHYSIOTHERAPY SUPPLIES SUPPLEMENTARY
7530 | 4618150415100 | PRESSURE GARMENT, READY MADE, GLOVES PALM, SIZES: 3: 6.8-7.2IN (17-18 CM) (MCP CIRCUMFERENCE) . LEFT HAND. CLOSE TIPS. (SCAR MANAGEMENT) EASY FITTING SOFT AND SMOOTH, HI-TECH YARN WITH PERMANENT ODOR NEUTRALITY, BREATHABLE, HIGH UV PROTECTION, PRESSURE LEVEL 10-18 MMHG, HYPOALLERGENIC AND LATEX-FREE ANTI-BACTERIAL, WASHABLE, FABRIC COMPOSITION 80%-90% POLYAMIDE, 10%-20% ELASTANE LIGHT MATERIAL, THICKNESS 0.64-0.68 MM (SCAR MANAGEMENT) | REHABILITATION AND PHYSIOTHERAPY SUPPLIES SUPPLEMENTARY
7531 | 4618150415200 | PRESSURE GARMENT, READY MADE, GLOVES PALM, SIZES: 5: 8.4-8.8IN (21-22 CM) (MCP CIRCUMFERENCE) . LEFT HAND. CLOSE TIPS. (SCAR MANAGEMENT) EASY FITTING SOFT AND SMOOTH, HI-TECH YARN WITH PERMANENT ODOR NEUTRALITY, BREATHABLE, HIGH UV PROTECTION, PRESSURE LEVEL 10-18 MMHG, HYPOALLERGENIC AND LATEX-FREE ANTI-BACTERIAL, WASHABLE, FABRIC COMPOSITION 80%-90% POLYAMIDE, 10%-20% ELASTANE LIGHT MATERIAL, THICKNESS 0.64-0.68 MM (SCAR MANAGEMENT) | REHABILITATION AND PHYSIOTHERAPY SUPPLIES SUPPLEMENTARY
7532 | 4618150415300 | PRESSURE GARMENT, READY MADE, GLOVES PALM, SIZES: 6: 9.2-9.6IN (23-24 CM) (MCP CIRCUMFERENCE) . LEFT HAND. CLOSE TIPS. (SCAR MANAGEMENT) EASY FITTING SOFT AND SMOOTH, HI-TECH YARN WITH PERMANENT ODOR NEUTRALITY, BREATHABLE, HIGH UV PROTECTION, PRESSURE LEVEL 10-18 MMHG, HYPOALLERGENIC AND LATEX-FREE ANTI-BACTERIAL, WASHABLE, FABRIC COMPOSITION 80%-90% POLYAMIDE, 10%-20% ELASTANE LIGHT MATERIAL, THICKNESS 0.64-0.68 MM (SCAR MANAGEMENT) | REHABILITATION AND PHYSIOTHERAPY SUPPLIES SUPPLEMENTARY
7533 | 4618150415400 | PRESSURE GARMENT, READY MADE, GLOVES PALM, SIZES: 1: 5.2-5.6IN (13-14 CM) (MCP CIRCUMFERENCE) . LEFT HAND. CLOSE TIPS. (SCAR MANAGEMENT) EASY FITTING SOFT AND SMOOTH, HI-TECH YARN WITH PERMANENT ODOR NEUTRALITY, BREATHABLE, HIGH UV PROTECTION, PRESSURE LEVEL 10-18 MMHG, HYPOALLERGENIC AND LATEX-FREE ANTI-BACTERIAL, WASHABLE, FABRIC COMPOSITION 80%-90% POLYAMIDE, 10%-20% ELASTANE LIGHT MATERIAL, THICKNESS 0.64-0.68 MM (SCAR MANAGEMENT) | REHABILITATION AND PHYSIOTHERAPY SUPPLIES SUPPLEMENTARY
7534 | 4618150415500 | PRESSURE GARMENT, READY MADE, GLOVES PALM, SIZES: 2: 6-6.4IN (15-16 CM) (MCP CIRCUMFERENCE) . RIGHT HAND. CLOSE TIPS. (SCAR MANAGEMENT) EASY FITTING SOFT AND SMOOTH, HI-TECH YARN WITH PERMANENT ODOR NEUTRALITY, BREATHABLE, HIGH UV PROTECTION, PRESSURE LEVEL 10-18 MMHG, HYPOALLERGENIC AND LATEX-FREE ANTI-BACTERIAL, WASHABLE, FABRIC COMPOSITION 80%-90% POLYAMIDE, 10%-20% ELASTANE LIGHT MATERIAL, THICKNESS 0.64-0.68 MM (SCAR MANAGEMENT) | REHABILITATION AND PHYSIOTHERAPY SUPPLIES SUPPLEMENTARY
7535 | 4618150415600 | PRESSURE GARMENT, READY MADE, GLOVES PALM, SIZES: 4: 7.6-8IN (19-20 CM) (MCP CIRCUMFERENCE) . RIGHT HAND. CLOSE TIPS. (SCAR MANAGEMENT) EASY FITTING SOFT AND SMOOTH, HI-TECH YARN WITH PERMANENT ODOR NEUTRALITY, BREATHABLE, HIGH UV PROTECTION, PRESSURE LEVEL 10-18 MMHG, HYPOALLERGENIC AND LATEX-FREE ANTI-BACTERIAL, WASHABLE, FABRIC COMPOSITION 80%-90% POLYAMIDE, 10%-20% ELASTANE LIGHT MATERIAL, THICKNESS 0.64-0.68 MM (SCAR MANAGEMENT) | REHABILITATION AND PHYSIOTHERAPY SUPPLIES SUPPLEMENTARY
7536 | 4618150415700 | PRESSURE GARMENT, READY MADE, GLOVES PALM, SIZES: 2: 4.8-5.2 IN (12-13 CM) (MCP CIRCUMFERENCE) . LEFT HAND. OPEN TIPS. (SCAR MANAGEMENT) EASY FITTING SOFT AND SMOOTH, HI-TECH YARN WITH PERMANENT ODOR NEUTRALITY, BREATHABLE, HIGH UV PROTECTION, PRESSURE LEVEL 10-18 MMHG, HYPOALLERGENIC AND LATEX-FREE ANTI-BACTERIAL, WASHABLE, FABRIC COMPOSITION 80%-90% POLYAMIDE, 10%-20% ELASTANE LIGHT MATERIAL, THICKNESS 0.64-0.68 MM (SCAR MANAGEMENT) | REHABILITATION AND PHYSIOTHERAPY SUPPLIES SUPPLEMENTARY
7537 | 4618150415800 | PRESSURE GARMENT, READY MADE, GLOVES PALM, SIZES: 1: 4-4.4 IN (10-11 CM) (MCP CIRCUMFERENCE) . RIGHT HAND. OPEN TIPS. (SCAR MANAGEMENT) EASY FITTING SOFT AND SMOOTH, HI-TECH YARN WITH PERMANENT ODOR NEUTRALITY, BREATHABLE, HIGH UV PROTECTION, PRESSURE LEVEL 10-18 MMHG, HYPOALLERGENIC AND LATEX-FREE ANTI-BACTERIAL, WASHABLE, FABRIC COMPOSITION 80%-90% POLYAMIDE, 10%-20% ELASTANE LIGHT MATERIAL, THICKNESS 0.64-0.68 MM (SCAR MANAGEMENT) | REHABILITATION AND PHYSIOTHERAPY SUPPLIES SUPPLEMENTARY
7538 | 4618150415900 | PRESSURE GARMENT, READY MADE, GLOVES PALM, SIZES: 8: 10.8-11.2IN (27-28 CM) (MCP CIRCUMFERENCE) . LEFT HAND. OPEN TIPS. (SCAR MANAGEMENT) EASY FITTING SOFT AND SMOOTH, HI-TECH YARN WITH PERMANENT ODOR NEUTRALITY, BREATHABLE, HIGH UV PROTECTION, PRESSURE LEVEL 10-18 MMHG, HYPOALLERGENIC AND LATEX-FREE ANTI-BACTERIAL, WASHABLE, FABRIC COMPOSITION 80%-90% POLYAMIDE, 10%-20% ELASTANE LIGHT MATERIAL, THICKNESS 0.64-0.68 MM (SCAR MANAGEMENT) | REHABILITATION AND PHYSIOTHERAPY SUPPLIES SUPPLEMENTARY
7539 | 4618150416000 | PRESSURE GARMENT, READY MADE, GLOVES PALM, SIZES: 5: 8.4-8.8IN (21-22 CM) (MCP CIRCUMFERENCE) . RIGHT HAND. OPEN TIPS. (SCAR MANAGEMENT) EASY FITTING SOFT AND SMOOTH, HI-TECH YARN WITH PERMANENT ODOR NEUTRALITY, BREATHABLE, HIGH UV PROTECTION, PRESSURE LEVEL 10-18 MMHG, HYPOALLERGENIC AND LATEX-FREE ANTI-BACTERIAL, WASHABLE, FABRIC COMPOSITION 80%-90% POLYAMIDE, 10%-20% ELASTANE LIGHT MATERIAL, THICKNESS 0.64-0.68 MM (SCAR MANAGEMENT) | REHABILITATION AND PHYSIOTHERAPY SUPPLIES SUPPLEMENTARY
7540 | 4618150416100 | PRESSURE GARMENT, READY MADE, GLOVES PALM, SIZES: 7: 10-10.4IN (25-26 CM) (MCP CIRCUMFERENCE) . RIGHT HAND. OPEN TIPS. (SCAR MANAGEMENT) EASY FITTING SOFT AND SMOOTH, HI-TECH YARN WITH PERMANENT ODOR NEUTRALITY, BREATHABLE, HIGH UV PROTECTION, PRESSURE LEVEL 10-18 MMHG, HYPOALLERGENIC AND LATEX-FREE ANTI-BACTERIAL, WASHABLE, FABRIC COMPOSITION 80%-90% POLYAMIDE, 10%-20% ELASTANE LIGHT MATERIAL, THICKNESS 0.64-0.68 MM (SCAR MANAGEMENT) | REHABILITATION AND PHYSIOTHERAPY SUPPLIES SUPPLEMENTARY
7541 | 4618150416200 | PRESSURE GARMENT, READY MADE, GLOVES PALM, SIZES: 1: 5.2-5.6IN (13-14 CM) (MCP CIRCUMFERENCE) . RIGHT HAND. OPEN TIPS. (SCAR MANAGEMENT) EASY FITTING SOFT AND SMOOTH, HI-TECH YARN WITH PERMANENT ODOR NEUTRALITY, BREATHABLE, HIGH UV PROTECTION, PRESSURE LEVEL 10-18 MMHG, HYPOALLERGENIC AND LATEX-FREE ANTI-BACTERIAL, WASHABLE, FABRIC COMPOSITION 80%-90% POLYAMIDE, 10%-20% ELASTANE LIGHT MATERIAL, THICKNESS 0.64-0.68 MM (SCAR MANAGEMENT) | REHABILITATION AND PHYSIOTHERAPY SUPPLIES SUPPLEMENTARY
7542 | 4618150416300 | PRESSURE GARMENT, READY MADE, GLOVES PALM, SIZES: 3: 6.8-7.2IN (17-18 CM) (MCP CIRCUMFERENCE) . RIGHT HAND. OPEN TIPS. (SCAR MANAGEMENT) EASY FITTING SOFT AND SMOOTH, HI-TECH YARN WITH PERMANENT ODOR NEUTRALITY, BREATHABLE, HIGH UV PROTECTION, PRESSURE LEVEL 10-18 MMHG, HYPOALLERGENIC AND LATEX-FREE ANTI-BACTERIAL, WASHABLE, FABRIC COMPOSITION 80%-90% POLYAMIDE, 10%-20% ELASTANE LIGHT MATERIAL, THICKNESS 0.64-0.68 MM (SCAR MANAGEMENT) | REHABILITATION AND PHYSIOTHERAPY SUPPLIES SUPPLEMENTARY
7543 | 4618150416400 | PRESSURE GARMENT, READY MADE, GLOVES PALM, SIZES: 6: 9.2-9.6IN (23-24 CM) (MCP CIRCUMFERENCE) . RIGHT HAND. OPEN TIPS. (SCAR MANAGEMENT) EASY FITTING SOFT AND SMOOTH, HI-TECH YARN WITH PERMANENT ODOR NEUTRALITY, BREATHABLE, HIGH UV PROTECTION, PRESSURE LEVEL 10-18 MMHG, HYPOALLERGENIC AND LATEX-FREE ANTI-BACTERIAL, WASHABLE, FABRIC COMPOSITION 80%-90% POLYAMIDE, 10%-20% ELASTANE LIGHT MATERIAL, THICKNESS 0.64-0.68 MM (SCAR MANAGEMENT) | REHABILITATION AND PHYSIOTHERAPY SUPPLIES SUPPLEMENTARY
7544 | 4618150416500 | PRESSURE GARMENT, READY MADE, GLOVES PALM, SIZES: 2: 4.8-5.2 IN (12-13 CM) (MCP CIRCUMFERENCE) . LEFT HAND. CLOSE TIPS. (SCAR MANAGEMENT) EASY FITTING SOFT AND SMOOTH, HI-TECH YARN WITH PERMANENT ODOR NEUTRALITY, BREATHABLE, HIGH UV PROTECTION, PRESSURE LEVEL 10-18 MMHG, HYPOALLERGENIC AND LATEX-FREE ANTI-BACTERIAL, WASHABLE, FABRIC COMPOSITION 80%-90% POLYAMIDE, 10%-20% ELASTANE LIGHT MATERIAL, THICKNESS 0.64-0.68 MM (SCAR MANAGEMENT) | REHABILITATION AND PHYSIOTHERAPY SUPPLIES SUPPLEMENTARY
7545 | 4618150416600 | PRESSURE GARMENT, READY MADE, GLOVES PALM, SIZES: 1: 4-4.4 IN (10-11 CM) (MCP CIRCUMFERENCE) . RIGHT HAND. CLOSE TIPS. (SCAR MANAGEMENT) EASY FITTING SOFT AND SMOOTH, HI-TECH YARN WITH PERMANENT ODOR NEUTRALITY, BREATHABLE, HIGH UV PROTECTION, PRESSURE LEVEL 10-18 MMHG, HYPOALLERGENIC AND LATEX-FREE ANTI-BACTERIAL, WASHABLE, FABRIC COMPOSITION 80%-90% POLYAMIDE, 10%-20% ELASTANE LIGHT MATERIAL, THICKNESS 0.64-0.68 MM (SCAR MANAGEMENT) | REHABILITATION AND PHYSIOTHERAPY SUPPLIES SUPPLEMENTARY
7546 | 4618150416700 | PRESSURE GARMENT, READY MADE, GLOVES PALM, SIZES: 8: 10.8-11.2IN (27-28 CM) (MCP CIRCUMFERENCE) . LEFT HAND. CLOSE TIPS. (SCAR MANAGEMENT) EASY FITTING SOFT AND SMOOTH, HI-TECH YARN WITH PERMANENT ODOR NEUTRALITY, BREATHABLE, HIGH UV PROTECTION, PRESSURE LEVEL 10-18 MMHG, HYPOALLERGENIC AND LATEX-FREE ANTI-BACTERIAL, WASHABLE, FABRIC COMPOSITION 80%-90% POLYAMIDE, 10%-20% ELASTANE LIGHT MATERIAL, THICKNESS 0.64-0.68 MM (SCAR MANAGEMENT) | REHABILITATION AND PHYSIOTHERAPY SUPPLIES SUPPLEMENTARY
7547 | 4618150416800 | PRESSURE GARMENT, READY MADE, GLOVES PALM, SIZES: 7: 10-10.4IN (25-26 CM) (MCP CIRCUMFERENCE) . RIGHT HAND. CLOSE TIPS. (SCAR MANAGEMENT) EASY FITTING SOFT AND SMOOTH, HI-TECH YARN WITH PERMANENT ODOR NEUTRALITY, BREATHABLE, HIGH UV PROTECTION, PRESSURE LEVEL 10-18 MMHG, HYPOALLERGENIC AND LATEX-FREE ANTI-BACTERIAL, WASHABLE, FABRIC COMPOSITION 80%-90% POLYAMIDE, 10%-20% ELASTANE LIGHT MATERIAL, THICKNESS 0.64-0.68 MM (SCAR MANAGEMENT) | REHABILITATION AND PHYSIOTHERAPY SUPPLIES SUPPLEMENTARY
7548 | 4618150416900 | PRESSURE GARMENT, READY MADE, GLOVES PALM, SIZES: 8: 10.8-11.2IN (27-28 CM) (MCP CIRCUMFERENCE) . RIGHT HAND. OPEN TIPS (SCAR MANAGEMENT) EASY FITTING SOFT AND SMOOTH, HI-TECH YARN WITH PERMANENT ODOR NEUTRALITY, BREATHABLE, HIGH UV PROTECTION, PRESSURE LEVEL 10-18 MMHG, HYPOALLERGENIC AND LATEX-FREE ANTI-BACTERIAL, WASHABLE, FABRIC COMPOSITION 80%-90% POLYAMIDE, 10%-20% ELASTANE LIGHT MATERIAL, THICKNESS 0.64-0.68 MM (SCAR MANAGEMENT) | REHABILITATION AND PHYSIOTHERAPY SUPPLIES SUPPLEMENTARY
7549 | 4618150417000 | PRESSURE GARMENT, READY MADE, GLOVES PALM, SIZES: 1: 5.2-5.6IN (13-14 CM) (MCP CIRCUMFERENCE) . RIGHT HAND. CLOSE TIPS. (SCAR MANAGEMENT) EASY FITTING SOFT AND SMOOTH, HI-TECH YARN WITH PERMANENT ODOR NEUTRALITY, BREATHABLE, HIGH UV PROTECTION, PRESSURE LEVEL 10-18 MMHG, HYPOALLERGENIC AND LATEX-FREE ANTI-BACTERIAL, WASHABLE, FABRIC COMPOSITION 80%-90% POLYAMIDE, 10%-20% ELASTANE LIGHT MATERIAL, THICKNESS 0.64-0.68 MM (SCAR MANAGEMENT) | REHABILITATION AND PHYSIOTHERAPY SUPPLIES SUPPLEMENTARY
7550 | 4618150417100 | PRESSURE GARMENT, READY MADE, GLOVES PALM, SIZES: 3: 6.8-7.2IN (17-18 CM) (MCP CIRCUMFERENCE) . RIGHT HAND. CLOSE TIPS. (SCAR MANAGEMENT) EASY FITTING SOFT AND SMOOTH, HI-TECH YARN WITH PERMANENT ODOR NEUTRALITY, BREATHABLE, HIGH UV PROTECTION, PRESSURE LEVEL 10-18 MMHG, HYPOALLERGENIC AND LATEX-FREE ANTI-BACTERIAL, WASHABLE, FABRIC COMPOSITION 80%-90% POLYAMIDE, 10%-20% ELASTANE LIGHT MATERIAL, THICKNESS 0.64-0.68 MM (SCAR MANAGEMENT) | REHABILITATION AND PHYSIOTHERAPY SUPPLIES SUPPLEMENTARY
7551 | 4618150417200 | PRESSURE GARMENT, READY MADE, GLOVES PALM, SIZES: 5: 8.4-8.8IN (21-22 CM) (MCP CIRCUMFERENCE) . RIGHT HAND. CLOSE TIPS. (SCAR MANAGEMENT) EASY FITTING SOFT AND SMOOTH, HI-TECH YARN WITH PERMANENT ODOR NEUTRALITY, BREATHABLE, HIGH UV PROTECTION, PRESSURE LEVEL 10-18 MMHG, HYPOALLERGENIC AND LATEX-FREE ANTI-BACTERIAL, WASHABLE, FABRIC COMPOSITION 80%-90% POLYAMIDE, 10%-20% ELASTANE LIGHT MATERIAL, THICKNESS 0.64-0.68 MM (SCAR MANAGEMENT) | REHABILITATION AND PHYSIOTHERAPY SUPPLIES SUPPLEMENTARY
7552 | 4618150417300 | PRESSURE GARMENT, READY MADE, GLOVES PALM, SIZES: 6: 9.2-9.6IN (23-24 CM) (MCP CIRCUMFERENCE) . RIGHT HAND. CLOSE TIPS. (SCAR MANAGEMENT) EASY FITTING SOFT AND SMOOTH, HI-TECH YARN WITH PERMANENT ODOR NEUTRALITY, BREATHABLE, HIGH UV PROTECTION, PRESSURE LEVEL 10-18 MMHG, HYPOALLERGENIC AND LATEX-FREE ANTI-BACTERIAL, WASHABLE, FABRIC COMPOSITION 80%-90% POLYAMIDE, 10%-20% ELASTANE LIGHT MATERIAL, THICKNESS 0.64-0.68 MM (SCAR MANAGEMENT) | REHABILITATION AND PHYSIOTHERAPY SUPPLIES SUPPLEMENTARY
7553 | 4618150417400 | PRESSURE GARMENT, READY MADE, GLOVES PALM, SIZES: 2: 4.8-5.2 IN (12-13 CM) (MCP CIRCUMFERENCE) . RIGHT HAND. OPEN TIPS. (SCAR MANAGEMENT) EASY FITTING SOFT AND SMOOTH, HI-TECH YARN WITH PERMANENT ODOR NEUTRALITY, BREATHABLE, HIGH UV PROTECTION, PRESSURE LEVEL 10-18 MMHG, HYPOALLERGENIC AND LATEX-FREE ANTI-BACTERIAL, WASHABLE, FABRIC COMPOSITION 80%-90% POLYAMIDE, 10%-20% ELASTANE LIGHT MATERIAL, THICKNESS 0.64-0.68 MM (SCAR MANAGEMENT) | REHABILITATION AND PHYSIOTHERAPY SUPPLIES SUPPLEMENTARY
7554 | 4618150417500 | PRESSURE GARMENT, READY MADE, GLOVES PALM, SIZES: 2: 4.8-5.2 IN (12-13 CM) (MCP CIRCUMFERENCE) . RIGHT HAND. CLOSE TIPS. (SCAR MANAGEMENT) EASY FITTING SOFT AND SMOOTH, HI-TECH YARN WITH PERMANENT ODOR NEUTRALITY, BREATHABLE, HIGH UV PROTECTION, PRESSURE LEVEL 10-18 MMHG, HYPOALLERGENIC AND LATEX-FREE ANTI-BACTERIAL, WASHABLE, FABRIC COMPOSITION 80%-90% POLYAMIDE, 10%-20% ELASTANE LIGHT MATERIAL, THICKNESS 0.64-0.68 MM (SCAR MANAGEMENT) | REHABILITATION AND PHYSIOTHERAPY SUPPLIES SUPPLEMENTARY
7555 | 4618150417600 | PRESSURE GARMENT, READY MADE, GLOVES PALM, SIZES: 8: 10.8-11.2IN (27-28 CM) (MCP CIRCUMFERENCE) . RIGHT HAND. CLOSE TIPS. (SCAR MANAGEMENT) EASY FITTING SOFT AND SMOOTH, HI-TECH YARN WITH PERMANENT ODOR NEUTRALITY, BREATHABLE, HIGH UV PROTECTION, PRESSURE LEVEL 10-18 MMHG, HYPOALLERGENIC AND LATEX-FREE ANTI-BACTERIAL, WASHABLE, FABRIC COMPOSITION 80%-90% POLYAMIDE, 10%-20% ELASTANE LIGHT MATERIAL, THICKNESS 0.64-0.68 MM (SCAR MANAGEMENT) | REHABILITATION AND PHYSIOTHERAPY SUPPLIES SUPPLEMENTARY
7556 | 4224180707000 | PRESSURE GARMENT, READY MADE, DIGITAL CAP MED FABRIC, SIZES: L: 2.8-3.2 IN (7-8 CM) (CIRCUMFERENCE AROUND PIP JOINT) . LENGTH: 7.5 CM, EASY FITTING SOFT AND SMOOTH, HI-TECH YARN WITH PERMANENT ODOR NEUTRALITY, ADJUSTABLE PRESSURE LEVEL, BREATHABLE, HIGH UV PROTECTION, HYPOALLERGENIC AND LATEX-FREE ANTI-BACTERIAL, WASHABLE, 60%-69% POLYAMIDE 31%-40% ELASTANE 3MM NEOPRENE STRONG FABRIC, THICKNESS 0.64MM-0.68MM, (SCAR MANAGEMENT) | REHABILITATION AND PHYSIOTHERAPY SUPPLIES SUPPLEMENTARY
7557 | 4224180707100 | PRESSURE GARMENT, READY MADE, DIGITAL CAP MED FABRIC, SIZES: M: 2.4-2.8 IN (6-7 CM) (CIRCUMFERENCE AROUND PIP JOINT) . LENGTH: 6.5 CM, EASY FITTING SOFT AND SMOOTH, HI-TECH YARN WITH PERMANENT ODOR NEUTRALITY, ADJUSTABLE PRESSURE LEVEL, BREATHABLE, HIGH UV PROTECTION, HYPOALLERGENIC AND LATEX-FREE ANTI-BACTERIAL, WASHABLE, 60%-69% POLYAMIDE 31%-40% ELASTANE 3MM NEOPRENE STRONG FABRIC, THICKNESS 0.64MM-0.68MM, (SCAR MANAGEMENT) | REHABILITATION AND PHYSIOTHERAPY SUPPLIES SUPPLEMENTARY
7558 | 4224180707200 | PRESSURE GARMENT, READY MADE, DIGITAL CAP MED FABRIC, SIZES: S: 2-2.4 IN (5-6 CM) (CIRCUMFERENCE AROUND PIP JOINT) . LENGTH: 5.5 CM, EASY FITTING SOFT AND SMOOTH, HI-TECH YARN WITH PERMANENT ODOR NEUTRALITY, ADJUSTABLE PRESSURE LEVEL, BREATHABLE, HIGH UV PROTECTION, HYPOALLERGENIC AND LATEX-FREE ANTI-BACTERIAL, WASHABLE, 60%-69% POLYAMIDE 31%-40% ELASTANE 3MM NEOPRENE STRONG FABRIC, THICKNESS 0.64MM-0.68MM, (SCAR MANAGEMENT) | REHABILITATION AND PHYSIOTHERAPY SUPPLIES SUPPLEMENTARY
7559 | 4618150404100 | PRESSURE GARMENT, READY MADE, DIGITAL CAP MED FABRIC, SIZES: XL: 3.2-3.6 IN (8-9 CM) (CIRCUMFERENCE AROUND PIP JOINT) . LENGTH: 8.5 CM, EASY FITTING SOFT AND SMOOTH, HI-TECH YARN WITH PERMANENT ODOR NEUTRALITY, ADJUSTABLE PRESSURE LEVEL, BREATHABLE, HIGH UV PROTECTION, HYPOALLERGENIC AND LATEX-FREE ANTI-BACTERIAL, WASHABLE, 60%-69% POLYAMIDE 31%-40% ELASTANE 3MM NEOPRENE STRONG FABRIC, THICKNESS 0.64MM-0.68MM, (SCAR MANAGEMENT) | REHABILITATION AND PHYSIOTHERAPY SUPPLIES SUPPLEMENTARY
7560 | 4618152600000 | PRESSURE GARMENT, READY MADE, VEST WOMEN SHORT SLEEVES, SIZES: 6: 38.8-40 IN (97-100 CM) (CIRCUMFERENCE OF CHEST ABOVE BREASTS) . EASY FITTING SOFT AND SMOOTH, HI-TECH YARN WITH PERMANENT ODOR NEUTRALITY, BREATHABLE, HIGH UV PROTECTION, PRESSURE LEVEL 10-18 MMHG, HYPOALLERGENIC AND LATEX-FREE ANTI-BACTERIAL, WASHABLE, FABRIC COMPOSITION 80%-90% POLYAMIDE 10%-20% ELASTANE, THICKNESS 0.48MM-0.52MM (SCAR MANAGEMENT) | REHABILITATION AND PHYSIOTHERAPY SUPPLIES SUPPLEMENTARY
7561 | 4231220226100 | PRESSURE GARMENT, READY MADE, CHIN STRAP EAR CLOSED, SIZES: L: 26.8 IN -28 IN (67-70 CM) (CIRCUMFERENCE FROM CROWN TO CHIN) . EASY FITTING SOFT AND SMOOTH, HI-TECH YARN WITH PERMANENT ODOR NEUTRALITY, BREATHABLE, HIGH UV PROTECTION, ADJUSTABLE PRESSURE LEVEL, HYPOALLERGENIC AND LATEX-FREE ANTI-BACTERIAL, WASHABLE, FABRIC COMPOSITION 60%-69%, POLYAMIDE 31%-40% ELASTANE, THICKNESS 0.64-0.68MM, (SCAR MANAGEMENT) | REHABILITATION AND PHYSIOTHERAPY SUPPLIES SUPPLEMENTARY
7562 | 4231220226200 | PRESSURE GARMENT, READY MADE, CHIN STRAP EAR CLOSED, SIZES: M: 25.2 IN -26.4 IN (63-66 CM) (CIRCUMFERENCE FROM CROWN TO CHIN) . EASY FITTING SOFT AND SMOOTH, HI-TECH YARN WITH PERMANENT ODOR NEUTRALITY, BREATHABLE, HIGH UV PROTECTION, ADJUSTABLE PRESSURE LEVEL, HYPOALLERGENIC AND LATEX-FREE ANTI-BACTERIAL, WASHABLE, FABRIC COMPOSITION 60%-69%, POLYAMIDE 31%-40% ELASTANE, THICKNESS 0.64-0.68MM, (SCAR MANAGEMENT) | REHABILITATION AND PHYSIOTHERAPY SUPPLIES SUPPLEMENTARY
7563 | 4231220226300 | PRESSURE GARMENT, READY MADE, CHIN STRAP EAR CLOSED, SIZES: S: 23.6 IN -24.8 IN (59-62 CM) (CIRCUMFERENCE FROM CROWN TO CHIN) . EASY FITTING SOFT AND SMOOTH, HI-TECH YARN WITH PERMANENT ODOR NEUTRALITY, BREATHABLE, HIGH UV PROTECTION, ADJUSTABLE PRESSURE LEVEL, HYPOALLERGENIC AND LATEX-FREE ANTI-BACTERIAL, WASHABLE, FABRIC COMPOSITION 60%-69%, POLYAMIDE 31%-40% ELASTANE, THICKNESS 0.64-0.68MM, (SCAR MANAGEMENT) | REHABILITATION AND PHYSIOTHERAPY SUPPLIES SUPPLEMENTARY
7564 | 4231220226400 | PRESSURE GARMENT, READY MADE, CHIN STRAP EAR CLOSED, SIZES: XL: 28.4 IN -29.6 IN (71-74 CM) (CIRCUMFERENCE FROM CROWN TO CHIN) . EASY FITTING SOFT AND SMOOTH, HI-TECH YARN WITH PERMANENT ODOR NEUTRALITY, BREATHABLE, HIGH UV PROTECTION, ADJUSTABLE PRESSURE LEVEL, HYPOALLERGENIC AND LATEX-FREE ANTI-BACTERIAL, WASHABLE, FABRIC COMPOSITION 60%-69%, POLYAMIDE 31%-40% ELASTANE, THICKNESS 0.64-0.68MM, (SCAR MANAGEMENT) | REHABILITATION AND PHYSIOTHERAPY SUPPLIES SUPPLEMENTARY
7565 | 4231220226500 | PRESSURE GARMENT, READY MADE, CHIN STRAP EAR CLOSED, SIZES: XS: 22 IN -23.2 IN (55-58 CM) (CIRCUMFERENCE FROM CROWN TO CHIN) . EASY FITTING SOFT AND SMOOTH, HI-TECH YARN WITH PERMANENT ODOR NEUTRALITY, BREATHABLE, HIGH UV PROTECTION, ADJUSTABLE PRESSURE LEVEL, HYPOALLERGENIC AND LATEX-FREE ANTI-BACTERIAL, WASHABLE, FABRIC COMPOSITION 60%-69%, POLYAMIDE 31%-40% ELASTANE, THICKNESS 0.64-0.68MM, (SCAR MANAGEMENT) | REHABILITATION AND PHYSIOTHERAPY SUPPLIES SUPPLEMENTARY
7566 | 4231220226600 | PRESSURE GARMENT, READY MADE, CHIN STRAP EAR CLOSED, SIZES: XXS: 20 IN -21.6 IN (50-54 CM) (CIRCUMFERENCE FROM CROWN TO CHIN) . EASY FITTING SOFT AND SMOOTH, HI-TECH YARN WITH PERMANENT ODOR NEUTRALITY, BREATHABLE, HIGH UV PROTECTION, ADJUSTABLE PRESSURE LEVEL, HYPOALLERGENIC AND LATEX-FREE ANTI-BACTERIAL, WASHABLE, FABRIC COMPOSITION 60%-69%, POLYAMIDE 31%-40% ELASTANE, THICKNESS 0.64-0.68MM, (SCAR MANAGEMENT) | REHABILITATION AND PHYSIOTHERAPY SUPPLIES SUPPLEMENTARY
7567 | 4231220227000 | PRESSURE GARMENT, READY MADE, CHIN STRAP EAR OPEN, SIZES: XL: 28.4 IN -29.6 IN (71-74 CM) (CIRCUMFERENCE FROM CROWN TO CHIN) . EASY FITTING SOFT AND SMOOTH, HI-TECH YARN WITH PERMANENT ODOR NEUTRALITY, BREATHABLE, HIGH UV PROTECTION, ADJUSTABLE PRESSURE LEVEL, HYPOALLERGENIC AND LATEX-FREE ANTI-BACTERIAL, WASHABLE, FABRIC COMPOSITION 60%-69%, POLYAMIDE 31%-40% ELASTANE, THICKNESS 0.64-0.68MM, (SCAR MANAGEMENT) | REHABILITATION AND PHYSIOTHERAPY SUPPLIES SUPPLEMENTARY
7568 | 4618150404300 | PRESSURE GARMENT, READY MADE, GAUNTLET THUMB OPEN LEFT HAND, SIZES: L: 9.2-9.6 IN (23-24 CM) (MCP CIRCUMFERENCE) . EASY FITTING SOFT AND SMOOTH, HI-TECH YARN WITH PERMANENT ODOR NEUTRALITY, BREATHABLE, HIGH UV PROTECTION, ADJUSTABLE PRESSURE LEVEL, HYPOALLERGENIC AND LATEX-FREE ANTI-BACTERIAL, WASHABLE, FABRIC COMPOSITION 60%-69%, POLYAMIDE 31%-40% ELASTANE, THICKNESS 0.64-0.68MM, (SCAR MANAGEMENT) | REHABILITATION AND PHYSIOTHERAPY SUPPLIES SUPPLEMENTARY
7569 | 4618150404400 | PRESSURE GARMENT, READY MADE, GAUNTLET THUMB OPEN LEFT HAND, SIZES: M: 8.4-8.8 IN (21-22) (MCP CIRCUMFERENCE) . EASY FITTING SOFT AND SMOOTH, HI-TECH YARN WITH PERMANENT ODOR NEUTRALITY, BREATHABLE, HIGH UV PROTECTION, PRESSURE LEVEL 23-30 MMHG, HYPOALLERGENIC AND LATEX-FREE ANTI-BACTERIAL, WASHABLE, FABRIC COMPOSITION 60%-69%, POLYAMIDE 31%-40% ELASTANE, THICKNESS 0.64-0.68MM, (SCAR MANAGEMENT) | REHABILITATION AND PHYSIOTHERAPY SUPPLIES SUPPLEMENTARY
7570 | 4618150404500 | PRESSURE GARMENT, READY MADE, GAUNTLET THUMB OPEN LEFT HAND, SIZES: S: 7.6-8 IN (19-20 CM) (MCP CIRCUMFERENCE) . EASY FITTING SOFT AND SMOOTH, HI-TECH YARN WITH PERMANENT ODOR NEUTRALITY, BREATHABLE, HIGH UV PROTECTION, PRESSURE LEVEL 23-30 MMHG, HYPOALLERGENIC AND LATEX-FREE ANTI-BACTERIAL, WASHABLE, FABRIC COMPOSITION 60%-69%, POLYAMIDE 31%-40% ELASTANE, THICKNESS 0.64-0.68MM, (SCAR MANAGEMENT) | REHABILITATION AND PHYSIOTHERAPY SUPPLIES SUPPLEMENTARY
7571 | 4618150404600 | PRESSURE GARMENT, READY MADE, GAUNTLET THUMB OPEN LEFT HAND, SIZES: XL: 10-10.4 IN (25-26 CM) (MCP CIRCUMFERENCE) . EASY FITTING SOFT AND SMOOTH, HI-TECH YARN WITH PERMANENT ODOR NEUTRALITY, BREATHABLE, HIGH UV PROTECTION, PRESSURE LEVEL 23-30 MMHG, HYPOALLERGENIC AND LATEX-FREE ANTI-BACTERIAL, WASHABLE, FABRIC COMPOSITION 60%-69%, POLYAMIDE 31%-40% ELASTANE, THICKNESS 0.64-0.68MM, (SCAR MANAGEMENT) | REHABILITATION AND PHYSIOTHERAPY SUPPLIES SUPPLEMENTARY
7572 | 4618150404700 | PRESSURE GARMENT, READY MADE, GAUNTLET THUMB OPEN LEFT HAND, SIZES: XS: 6.8-7.2 IN (17-18 CM) (MCP CIRCUMFERENCE) . EASY FITTING SOFT AND SMOOTH, HI-TECH YARN WITH PERMANENT ODOR NEUTRALITY, BREATHABLE, HIGH UV PROTECTION, PRESSURE LEVEL 23-30 MMHG, HYPOALLERGENIC AND LATEX-FREE ANTI-BACTERIAL, WASHABLE, FABRIC COMPOSITION 60%-69%, POLYAMIDE 31%-40% ELASTANE, THICKNESS 0.64-0.68MM, (SCAR MANAGEMENT) | REHABILITATION AND PHYSIOTHERAPY SUPPLIES SUPPLEMENTARY
7573 | 4618150404800 | PRESSURE GARMENT, READY MADE, GAUNTLET THUMB OPEN LEFT HAND, SIZES: XXL: 10.8-11.2 IN (27-28 CM) (MCP CIRCUMFERENCE) . EASY FITTING SOFT AND SMOOTH, HI-TECH YARN WITH PERMANENT ODOR NEUTRALITY, BREATHABLE, HIGH UV PROTECTION, PRESSURE LEVEL 23-30 MMHG, HYPOALLERGENIC AND LATEX-FREE ANTI-BACTERIAL, WASHABLE, FABRIC COMPOSITION 60%-69%, POLYAMIDE 31%-40% ELASTANE, THICKNESS 0.64-0.68MM, (SCAR MANAGEMENT) | REHABILITATION AND PHYSIOTHERAPY SUPPLIES SUPPLEMENTARY
7574 | 4618150404900 | PRESSURE GARMENT, READY MADE, GAUNTLET THUMB OPEN LEFT HAND, SIZES: XXS: 5.6-6.4 IN (14-16 CM) (MCP CIRCUMFERENCE) . EASY FITTING SOFT AND SMOOTH, HI-TECH YARN WITH PERMANENT ODOR NEUTRALITY, BREATHABLE, HIGH UV PROTECTION, PRESSURE LEVEL 23-30 MMHG, HYPOALLERGENIC AND LATEX-FREE ANTI-BACTERIAL, WASHABLE, FABRIC COMPOSITION 60%-69%, POLYAMIDE 31%-40% ELASTANE, THICKNESS 0.64-0.68MM, (SCAR MANAGEMENT) | REHABILITATION AND PHYSIOTHERAPY SUPPLIES SUPPLEMENTARY
7575 | 4618150405000 | PRESSURE GARMENT, READY MADE, GAUNTLET THUMB OPEN RIGHT HAND, SIZES: L: 9.2-9.6 IN (23-24 CM) (MCP CIRCUMFERENCE) . EASY FITTING SOFT AND SMOOTH, HI-TECH YARN WITH PERMANENT ODOR NEUTRALITY, BREATHABLE, HIGH UV PROTECTION, PRESSURE LEVEL 23-30 MMHG, HYPOALLERGENIC AND LATEX-FREE ANTI-BACTERIAL, WASHABLE, FABRIC COMPOSITION 60%-69%, POLYAMIDE 31%-40% ELASTANE, THICKNESS 0.64-0.68MM, (SCAR MANAGEMENT) | REHABILITATION AND PHYSIOTHERAPY SUPPLIES SUPPLEMENTARY
7576 | 4618150405100 | PRESSURE GARMENT, READY MADE, GAUNTLET THUMB OPEN RIGHT HAND, SIZES: M: 8.4-8.8 IN (21-22) (MCP CIRCUMFERENCE) . EASY FITTING SOFT AND SMOOTH, HI-TECH YARN WITH PERMANENT ODOR NEUTRALITY, BREATHABLE, HIGH UV PROTECTION, PRESSURE LEVEL 23-30 MMHG, HYPOALLERGENIC AND LATEX-FREE ANTI-BACTERIAL, WASHABLE, FABRIC COMPOSITION 60%-69%, POLYAMIDE 31%-40% ELASTANE, THICKNESS 0.64-0.68MM, (SCAR MANAGEMENT) | REHABILITATION AND PHYSIOTHERAPY SUPPLIES SUPPLEMENTARY
7577 | 4618150405200 | PRESSURE GARMENT, READY MADE, GAUNTLET THUMB OPEN RIGHT HAND, SIZES: S: 7.6-8 IN (19-20 CM) (MCP CIRCUMFERENCE) . EASY FITTING SOFT AND SMOOTH, HI-TECH YARN WITH PERMANENT ODOR NEUTRALITY, BREATHABLE, HIGH UV PROTECTION, PRESSURE LEVEL 23-30 MMHG, HYPOALLERGENIC AND LATEX-FREE ANTI-BACTERIAL, WASHABLE, FABRIC COMPOSITION 60%-69%, POLYAMIDE 31%-40% ELASTANE, THICKNESS 0.64-0.68MM, (SCAR MANAGEMENT) | REHABILITATION AND PHYSIOTHERAPY SUPPLIES SUPPLEMENTARY
7578 | 4618150405300 | PRESSURE GARMENT, READY MADE, GAUNTLET THUMB OPEN RIGHT HAND, SIZES: XL: 10-10.4 IN (25-26 CM) (MCP CIRCUMFERENCE) . EASY FITTING SOFT AND SMOOTH, HI-TECH YARN WITH PERMANENT ODOR NEUTRALITY, BREATHABLE, HIGH UV PROTECTION, PRESSURE LEVEL 23-30 MMHG, HYPOALLERGENIC AND LATEX-FREE ANTI-BACTERIAL, WASHABLE, FABRIC COMPOSITION 60%-69%, POLYAMIDE 31%-40% ELASTANE, THICKNESS 0.64-0.68MM, (SCAR MANAGEMENT) | REHABILITATION AND PHYSIOTHERAPY SUPPLIES SUPPLEMENTARY
7579 | 4618150405400 | PRESSURE GARMENT, READY MADE, GAUNTLET THUMB OPEN RIGHT HAND, SIZES: XS: 6.8-7.2 IN (17-18 CM) (MCP CIRCUMFERENCE) . EASY FITTING SOFT AND SMOOTH, HI-TECH YARN WITH PERMANENT ODOR NEUTRALITY, BREATHABLE, HIGH UV PROTECTION, PRESSURE LEVEL 23-30 MMHG, HYPOALLERGENIC AND LATEX-FREE ANTI-BACTERIAL, WASHABLE, FABRIC COMPOSITION 60%-69%, POLYAMIDE 31%-40% ELASTANE, THICKNESS 0.64-0.68MM, (SCAR MANAGEMENT) | REHABILITATION AND PHYSIOTHERAPY SUPPLIES SUPPLEMENTARY
7580 | 4618150405500 | PRESSURE GARMENT, READY MADE, GAUNTLET THUMB OPEN RIGHT HAND, SIZES: XXL: 10.8-11.2 IN (27-28 CM) (MCP CIRCUMFERENCE) . EASY FITTING SOFT AND SMOOTH, HI-TECH YARN WITH PERMANENT ODOR NEUTRALITY, BREATHABLE, HIGH UV PROTECTION, PRESSURE LEVEL 23-30 MMHG, HYPOALLERGENIC AND LATEX-FREE ANTI-BACTERIAL, WASHABLE, FABRIC COMPOSITION 60%-69%, POLYAMIDE 31%-40% ELASTANE, THICKNESS 0.64-0.68MM, (SCAR MANAGEMENT) | REHABILITATION AND PHYSIOTHERAPY SUPPLIES SUPPLEMENTARY
7581 | 4618150405600 | PRESSURE GARMENT, READY MADE, GAUNTLET THUMB OPEN RIGHT HAND, SIZES: XXS: 5.6-6.4 IN (14-16 CM) (MCP CIRCUMFERENCE) . EASY FITTING SOFT AND SMOOTH, HI-TECH YARN WITH PERMANENT ODOR NEUTRALITY, BREATHABLE, HIGH UV PROTECTION, PRESSURE LEVEL 23-30 MMHG, HYPOALLERGENIC AND LATEX-FREE ANTI-BACTERIAL, WASHABLE, FABRIC COMPOSITION 60%-69%, POLYAMIDE 31%-40% ELASTANE, THICKNESS 0.64-0.68MM, (SCAR MANAGEMENT) | REHABILITATION AND PHYSIOTHERAPY SUPPLIES SUPPLEMENTARY
7582 | 4224180310000 | PRESSURE GARMENT, READY MADE, STRONG NEOPRENE PRESSURE COLLAR, SIZES: FOR ADULT - L: 16.4-18 IN (41-45 CM) (NECK CIRCUMFERENCE) . FRONT HEIGHT: 8 CM, BACK HEIGHT: 5.5 CM, EASY FITTING SOFT AND SMOOTH, HI-TECH YARN WITH PERMANENT ODOR NEUTRALITY, ADJUSTABLE PRESSURE LEVEL, BREATHABLE, HIGH UV PROTECTION, HYPOALLERGENIC AND LATEX-FREE ANTI-BACTERIAL, WASHABLE, 60%-69% POLYAMIDE 31%-40% ELASTANE 3MM NEOPRENE STRONG FABRIC, THICKNESS 0.64MM-0.68MM, (SCAR MANAGEMENT) | REHABILITATION AND PHYSIOTHERAPY SUPPLIES SUPPLEMENTARY
7583 | 4224180310100 | PRESSURE GARMENT, READY MADE, STRONG NEOPRENE PRESSURE COLLAR, SIZES: FOR ADULT - M: 14.4-16 IN (36-40 CM) (NECK CIRCUMFERENCE) . FRONT HEIGHT: 7.5 CM, BACK HEIGHT: 5.5 CM, EASY FITTING SOFT AND SMOOTH, HI-TECH YARN WITH PERMANENT ODOR NEUTRALITY, ADJUSTABLE PRESSURE LEVEL, BREATHABLE, HIGH UV PROTECTION, HYPOALLERGENIC AND LATEX-FREE ANTI-BACTERIAL, WASHABLE, 60%-69% POLYAMIDE 31%-40% ELASTANE 3MM NEOPRENE STRONG FABRIC, THICKNESS 0.64MM-0.68MM, (SCAR MANAGEMENT) | REHABILITATION AND PHYSIOTHERAPY SUPPLIES SUPPLEMENTARY
7584 | 4224180310200 | PRESSURE GARMENT, READY MADE, STRONG NEOPRENE PRESSURE COLLAR, SIZES: FOR ADULT - S: 12.4-14 IN (31-35 CM) (NECK CIRCUMFERENCE) . FRONT HEIGHT: 7.0 CM, BACK HEIGHT: 5.5 CM, EASY FITTING SOFT AND SMOOTH, HI-TECH YARN WITH PERMANENT ODOR NEUTRALITY, ADJUSTABLE PRESSURE LEVEL, BREATHABLE, HIGH UV PROTECTION, HYPOALLERGENIC AND LATEX-FREE ANTI-BACTERIAL, WASHABLE, 60%-69% POLYAMIDE 31%-40% ELASTANE 3MM NEOPRENE STRONG FABRIC, THICKNESS 0.64MM-0.68MM, (SCAR MANAGEMENT) | REHABILITATION AND PHYSIOTHERAPY SUPPLIES SUPPLEMENTARY
7585 | 4224180310300 | PRESSURE GARMENT, READY MADE, STRONG NEOPRENE PRESSURE COLLAR, SIZES: FOR ADULT - XL: 18.4-20 IN (46-50 CM) (NECK CIRCUMFERENCE) . FRONT HEIGHT: 9 CM, BACK HEIGHT: 6 CM, EASY FITTING SOFT AND SMOOTH, HI-TECH YARN WITH PERMANENT ODOR NEUTRALITY, ADJUSTABLE PRESSURE LEVEL, BREATHABLE, HIGH UV PROTECTION, HYPOALLERGENIC AND LATEX-FREE ANTI-BACTERIAL, WASHABLE, 60%-69% POLYAMIDE 31%-40% ELASTANE 3MM NEOPRENE STRONG FABRIC, THICKNESS 0.64MM-0.68MM, (SCAR MANAGEMENT) | REHABILITATION AND PHYSIOTHERAPY SUPPLIES SUPPLEMENTARY
7586 | 4224180310400 | PRESSURE GARMENT, READY MADE, STRONG NEOPRENE PRESSURE COLLAR, SIZES: FOR CHILDREN - XS: 10-12 IN (25-30 CM) (NECK CIRCUMFERENCE) . FRONT HEIGHT: 4.5 CM, 3 CM, EASY FITTING SOFT AND SMOOTH, HI-TECH YARN WITH PERMANENT ODOR NEUTRALITY, ADJUSTABLE PRESSURE LEVEL, BREATHABLE, HIGH UV PROTECTION, HYPOALLERGENIC AND LATEX-FREE ANTI-BACTERIAL, WASHABLE, 60%-69% POLYAMIDE 31%-40% ELASTANE 3MM NEOPRENE STRONG FABRIC, THICKNESS 0.64MM-0.68MM, (SCAR MANAGEMENT) | REHABILITATION AND PHYSIOTHERAPY SUPPLIES SUPPLEMENTARY
7587 | 4224180310500 | PRESSURE GARMENT, READY MADE, STRONG NEOPRENE PRESSURE COLLAR, SIZES: FOR CHILDREN - XXS: 8-9.6 IN (20-24 CM) (NECK CIRCUMFERENCE) . FRONT HEIGHT: 4.5 CM, BACK HEIGHT: 3 CM, EASY FITTING SOFT AND SMOOTH, HI-TECH YARN WITH PERMANENT ODOR NEUTRALITY, ADJUSTABLE PRESSURE LEVEL, BREATHABLE, HIGH UV PROTECTION, HYPOALLERGENIC AND LATEX-FREE ANTI-BACTERIAL, WASHABLE, 60%-69% POLYAMIDE 31%-40% ELASTANE 3MM NEOPRENE STRONG FABRIC, THICKNESS 0.64MM-0.68MM, (SCAR MANAGEMENT) | REHABILITATION AND PHYSIOTHERAPY SUPPLIES SUPPLEMENTARY
7588 | 4229551401200 | SILICONE GEL, SHEET, ADHESIVE LINED WITH FABRIC, 30 X 40 CM (SCAR MANAGEMENT) | REHABILITATION AND PHYSIOTHERAPY SUPPLIES SUPPLEMENTARY
7589 | 4229551401300 | SILICONE GEL, SHEET, ADHESIVE LINED WITH FABRIC, 40 X 50 CM (SCAR MANAGEMENT) | REHABILITATION AND PHYSIOTHERAPY SUPPLIES SUPPLEMENTARY
7590 | 4229551401000 | SILICONE GEL, SHEET, NON-ADHESIVE LINED WITH FABRIC, 30 X 40 CM (SCAR MANAGEMENT) | REHABILITATION AND PHYSIOTHERAPY SUPPLIES SUPPLEMENTARY
7591 | 4229551401100 | SILICONE GEL, SHEET, NON-ADHESIVE LINED WITH FABRIC, 40 X 50 CM (SCAR MANAGEMENT) | REHABILITATION AND PHYSIOTHERAPY SUPPLIES SUPPLEMENTARY
7592 | 4231250000600 | SLEEVE, ELASTIC, GEL LINED WITH FABRIC, SIZE 1 (12/18 CM CIRCUMFERENCE) | REHABILITATION AND PHYSIOTHERAPY SUPPLIES SUPPLEMENTARY
7593 | 4231250000700 | SLEEVE, ELASTIC, GEL LINED WITH FABRIC, SIZE 2 (18/25 CM CIRCUMFERENCE) | REHABILITATION AND PHYSIOTHERAPY SUPPLIES SUPPLEMENTARY
7594 | 4231250000800 | SLEEVE, ELASTIC, GEL LINED WITH FABRIC, SIZE 3 (25/32 CM CIRCUMFERENCE) | REHABILITATION AND PHYSIOTHERAPY SUPPLIES SUPPLEMENTARY
7595 | 4231250000900 | SLEEVE, ELASTIC, GEL LINED WITH FABRIC, SIZE 4 (32/45 CM CIRCUMFERENCE) | REHABILITATION AND PHYSIOTHERAPY SUPPLIES SUPPLEMENTARY
7596 | 4231250001000 | SLEEVE, ELASTIC, GEL LINED WITH FABRIC, SIZE 5 (45/55 CM CIRCUMFERENCE) | REHABILITATION AND PHYSIOTHERAPY SUPPLIES SUPPLEMENTARY
7597 | 4224150713400 | SPLINT, ADJUSTABLE ELBOW/KNEE MULTIPURPOSE SOFT SPLINTS (POSEY/FREEDOM OR EQUIVALENT), HELP RESTRICT ELBOW AND KNEE MOVEMENT, OR CAN BE USED TO HELP PREVENT JOINT CONTRACTURES, THE SPLINTS ARE FILLED WITH POLYESTER BEADS FOR A SOFT WAY TO POSITION A LIMB, THE SPLINT IS SECURED WITH HOOK AND LOOP STRAPS, 14 INCH L, 8 - 21 INCH CIRCUMFERENCE | REHABILITATION AND PHYSIOTHERAPY SUPPLIES SUPPLEMENTARY
7598 | 4224150713300 | SPLINT, ADJUSTABLE ELBOW/KNEE MULTIPURPOSE SOFT SPLINTS (POSEY/FREEDOM OR EQUIVALENT), HELP RESTRICT ELBOW AND KNEE MOVEMENT, OR CAN BE USED TO HELP PREVENT JOINT CONTRACTURES, THE SPLINTS ARE FILLED WITH POLYESTER BEADS FOR A SOFT WAY TO POSITION A LIMB, THE SPLINT IS SECURED WITH HOOK AND LOOP STRAPS, 13 INCH L, 6 -17 INCH CIRCUMFERENCE | REHABILITATION AND PHYSIOTHERAPY SUPPLIES SUPPLEMENTARY
7599 | 4224150713200 | SPLINT, ADJUSTABLE ELBOW/KNEE MULTIPURPOSE SOFT SPLINTS (POSEY/FREEDOM OR EQUIVALENT), HELP RESTRICT ELBOW AND KNEE MOVEMENT, OR CAN BE USED TO HELP PREVENT JOINT CONTRACTURES, THE SPLINTS ARE FILLED WITH POLYESTER BEADS FOR A SOFT WAY TO POSITION A LIMB, THE SPLINT IS SECURED WITH HOOK AND LOOP STRAPS, 11 INCH L, 3 - 14 INCH CIRCUMFERENCE | REHABILITATION AND PHYSIOTHERAPY SUPPLIES SUPPLEMENTARY
7600 | 4224150713100 | SPLINT, ADJUSTABLE ELBOW/KNEE MULTIPURPOSE SOFT SPLINTS (POSEY/FREEDOM OR EQUIVALENT), HELP RESTRICT ELBOW AND KNEE MOVEMENT, OR CAN BE USED TO HELP PREVENT JOINT CONTRACTURES, THE SPLINTS ARE FILLED WITH POLYESTER BEADS FOR A SOFT WAY TO POSITION A LIMB, THE SPLINT IS SECURED WITH HOOK AND LOOP STRAPS, 10 INCH L, 3 - 12 INCH CIRCUMFERENCE | REHABILITATION AND PHYSIOTHERAPY SUPPLIES SUPPLEMENTARY
7601 | 4224150713700 | SPLINT, ADJUSTABLE ELBOW/KNEE MULTIPURPOSE SOFT SPLINTS (POSEY/FREEDOM OR EQUIVALENT), HELP RESTRICT ELBOW AND KNEE MOVEMENT, OR CAN BE USED TO HELP PREVENT JOINT CONTRACTURES, THE SPLINTS ARE FILLED WITH POLYESTER BEADS FOR A SOFT WAY TO POSITION A LIMB, THE SPLINT IS SECURED WITH HOOK AND LOOP STRAPS, 7 INCH L, 3 - 10 INCH CIRCUMFERENCE | REHABILITATION AND PHYSIOTHERAPY SUPPLIES SUPPLEMENTARY
7602 | 4224150701000 | SPLINT, CMC JOINT STABILIZATION ORTHOSIS WITH ADJUSTABLE METAL INSERT OVER THE THENAR EMINENCE FOR A BETTER FIT, THE ORTHOSIS DOES NOT LIMIT WRIST OR METACARPOPHALANGEAL JOINTS RANGE OF MOTION, THE ORTHOSIS IS SECURED WITH HOOK AND LOOP, RIGHT SIZE 0 OR SMALL | REHABILITATION AND PHYSIOTHERAPY SUPPLIES SUPPLEMENTARY
7603 | 4224150701100 | SPLINT, CMC JOINT STABILIZATION ORTHOSIS WITH ADJUSTABLE METAL INSERT OVER THE THENAR EMINENCE FOR A BETTER FIT, THE ORTHOSIS DOES NOT LIMIT WRIST OR METACARPOPHALANGEAL JOINTS RANGE OF MOTION, THE ORTHOSIS IS SECURED WITH HOOK AND LOOP, RIGHT SIZE 1 OR MEDIUM | REHABILITATION AND PHYSIOTHERAPY SUPPLIES SUPPLEMENTARY
7604 | 4224150701200 | SPLINT, CMC JOINT STABILIZATION ORTHOSIS WITH ADJUSTABLE METAL INSERT OVER THE THENAR EMINENCE FOR A BETTER FIT, THE ORTHOSIS DOES NOT LIMIT WRIST OR METACARPOPHALANGEAL JOINTS RANGE OF MOTION, THE ORTHOSIS IS SECURED WITH HOOK AND LOOP, RIGHT SIZE 2 OR LARGE | REHABILITATION AND PHYSIOTHERAPY SUPPLIES SUPPLEMENTARY
7605 | 4224150701300 | SPLINT, CMC JOINT STABILIZATION ORTHOSIS WITH ADJUSTABLE METAL INSERT OVER THE THENAR EMINENCE FOR A BETTER FIT, THE ORTHOSIS DOES NOT LIMIT WRIST OR METACARPOPHALANGEAL JOINTS RANGE OF MOTION, THE ORTHOSIS IS SECURED WITH HOOK AND LOOP, RIGHT SIZE 3 OR X-LARGE | REHABILITATION AND PHYSIOTHERAPY SUPPLIES SUPPLEMENTARY
7606 | 4224150701500 | SPLINT, CMC JOINT STABILIZATION ORTHOSIS WITH ADJUSTABLE METAL INSERT OVER THE THENAR EMINENCE FOR A BETTER FIT, THE ORTHOSIS DOES NOT LIMIT WRIST OR METACARPOPHALANGEAL JOINTS RANGE OF MOTION, THE ORTHOSIS IS SECURED WITH HOOK AND LOOP, LEFT SIZE 0 OR SMALL | REHABILITATION AND PHYSIOTHERAPY SUPPLIES SUPPLEMENTARY
7607 | 4224150701600 | SPLINT, CMC JOINT STABILIZATION ORTHOSIS WITH ADJUSTABLE METAL INSERT OVER THE THENAR EMINENCE FOR A BETTER FIT, THE ORTHOSIS DOES NOT LIMIT WRIST OR METACARPOPHALANGEAL JOINTS RANGE OF MOTION, THE ORTHOSIS IS SECURED WITH HOOK AND LOOP, LEFT SIZE 1 OR MEDIUM | REHABILITATION AND PHYSIOTHERAPY SUPPLIES SUPPLEMENTARY
7608 | 4224150701700 | SPLINT, CMC JOINT STABILIZATION ORTHOSIS WITH ADJUSTABLE METAL INSERT OVER THE THENAR EMINENCE FOR A BETTER FIT, THE ORTHOSIS DOES NOT LIMIT WRIST OR METACARPOPHALANGEAL JOINTS RANGE OF MOTION, THE ORTHOSIS IS SECURED WITH HOOK AND LOOP, LEFT SIZE 2 OR LARGE | REHABILITATION AND PHYSIOTHERAPY SUPPLIES SUPPLEMENTARY
7609 | 4224150701800 | SPLINT, CMC JOINT STABILIZATION ORTHOSIS WITH ADJUSTABLE METAL INSERT OVER THE THENAR EMINENCE FOR A BETTER FIT, THE ORTHOSIS DOES NOT LIMIT WRIST OR METACARPOPHALANGEAL JOINTS RANGE OF MOTION, THE ORTHOSIS IS SECURED WITH HOOK AND LOOP, LEFT SIZE 3 OR X-LARGE | REHABILITATION AND PHYSIOTHERAPY SUPPLIES SUPPLEMENTARY
7610 | 4224150715400 | SPLINT, PADDED, NON-ELASTIC COUNTERFORCE STRAP AND SOFT SILICONE RING THAT FITS AROUND THE ULNAR HEAD (BULLSEYE WRIST BAND OR EQUIVALENT), DESIGNED TO TREAT ULNAR SIDED WRIST PAIN, TFCC, AND ANY INJURIES THAT CAUSE DISCOMFORT DURING ROTATION, GRIP, AND WEIGHT-BEARING, HOLDS THE WRIST STABLE TO LIMIT ROTATION AND DOES NOT INTERFERE WITH WRIST EXTENSION OR FLEXION RANGE OF MOTION, X-SMALL, WRIST CIRCUMFERENCE 10-14CM | REHABILITATION AND PHYSIOTHERAPY SUPPLIES SUPPLEMENTARY
7611 | 4224150715300 | SPLINT, PADDED, NON-ELASTIC COUNTERFORCE STRAP AND SOFT SILICONE RING THAT FITS AROUND THE ULNAR HEAD (BULLSEYE WRIST BAND OR EQUIVALENT), DESIGNED TO TREAT ULNAR SIDED WRIST PAIN, TFCC, AND ANY INJURIES THAT CAUSE DISCOMFORT DURING ROTATION, GRIP, AND WEIGHT-BEARING, HOLDS THE WRIST STABLE TO LIMIT ROTATION AND DOES NOT INTERFERE WITH WRIST EXTENSION OR FLEXION RANGE OF MOTION, SMALL/MEDIUM, WRIST CIRCUMFERENCE 14-18CM, | REHABILITATION AND PHYSIOTHERAPY SUPPLIES SUPPLEMENTARY
7612 | 4224150715200 | SPLINT, PADDED, NON-ELASTIC COUNTERFORCE STRAP AND SOFT SILICONE RING THAT FITS AROUND THE ULNAR HEAD (BULLSEYE WRIST BAND OR EQUIVALENT), DESIGNED TO TREAT ULNAR SIDED WRIST PAIN, TFCC, AND ANY INJURIES THAT CAUSE DISCOMFORT DURING ROTATION, GRIP, AND WEIGHT-BEARING, HOLDS THE WRIST STABLE TO LIMIT ROTATION AND DOES NOT INTERFERE WITH WRIST EXTENSION OR FLEXION RANGE OF MOTION, LARGE/X-LARGE, WRIST CIRCUMFERENCE 18-22CM. | REHABILITATION AND PHYSIOTHERAPY SUPPLIES SUPPLEMENTARY
7613 | 4224150713800 | SPLINT, PIP FINGER FLEXION CONTRACTURES STATIC PROGRESSIVE CORRECTION SPLINT (JOINT JACK OR EQUIVALENT), THE AMOUNT OF PRESSURE CAN BE ADJUSTED WITH TURNING THE SCREW, THE SPLINT, MADE OF SOFT STEEL, CAN BE BENT FOR FITTING, THE SPLINT INCLUDES A FELT PAD AND COTTON STRAP FOR ADDITIONAL COMFORT, SMALL SIZE | REHABILITATION AND PHYSIOTHERAPY SUPPLIES SUPPLEMENTARY
7614 | 4224150714000 | SPLINT, PIP FINGER FLEXION CONTRACTURES STATIC PROGRESSIVE CORRECTION SPLINT (JOINT JACK OR EQUIVALENT), THE AMOUNT OF PRESSURE CAN BE ADJUSTED WITH TURNING THE SCREW, THE SPLINT, MADE OF SOFT STEEL, CAN BE BENT FOR FITTING. THE SPLINT INCLUDES A FELT PAD AND COTTON STRAP FOR ADDITIONAL COMFORT, MEDIUM SIZE | REHABILITATION AND PHYSIOTHERAPY SUPPLIES SUPPLEMENTARY
7615 | 4224150713900 | SPLINT, PIP FINGER FLEXION CONTRACTURES STATIC PROGRESSIVE CORRECTION SPLINT (JOINT JACK OR EQUIVALENT), THE AMOUNT OF PRESSURE CAN BE ADJUSTED WITH TURNING THE SCREW, THE SPLINT, MADE OF SOFT STEEL, CAN BE BENT FOR FITTING. THE SPLINT INCLUDES A FELT PAD AND COTTON STRAP FOR ADDITIONAL COMFORT, LARGE SIZE | REHABILITATION AND PHYSIOTHERAPY SUPPLIES SUPPLEMENTARY
7616 | 4224150714100 | SPLINT, PIP FINGER FLEXION CONTRACTURES STATIC PROGRESSIVE CORRECTION SPLINT (JOINT JACK OR EQUIVALENT), THE AMOUNT OF PRESSURE CAN BE ADJUSTED WITH TURNING THE SCREW, THE SPLINT, MADE OF SOFT STEEL, CAN BE BENT FOR FITTING. THE SPLINT INCLUDES A FELT PAD AND COTTON STRAP FOR ADDITIONAL COMFORT, X-LARGE SIZE | REHABILITATION AND PHYSIOTHERAPY SUPPLIES SUPPLEMENTARY
7617 | 4224180502700 | SPLINT, STATIC PROGRESSIVE ELBOW ORTHOSIS TO DECREASE STIFFNESS AND IMPROVE ELBOW FLEXION AND EXTENSION ROM WITH LOW LOAD PROLONGED STRETCHING, THE ANGLE OF THE ORTHOSIS CAN BE GRADUALLY INCREASED BY TURNING ON A KNOB OR A TURNBUCKLE, THE ORTHOSIS IS SECURED OVER THE FOREARM AND ARM WITH HOOK AND LOOP, RIGHT | REHABILITATION AND PHYSIOTHERAPY SUPPLIES SUPPLEMENTARY
7618 | 4224180502600 | SPLINT, STATIC PROGRESSIVE ELBOW ORTHOSIS TO DECREASE STIFFNESS AND IMPROVE ELBOW FLEXION AND EXTENSION ROM WITH LOW LOAD PROLONGED STRETCHING, THE ANGLE OF THE ORTHOSIS CAN BE GRADUALLY INCREASED BY TURNING ON A KNOB OR A TURNBUCKLE, THE ORTHOSIS IS SECURED OVER THE FOREARM AND ARM WITH HOOK AND LOOP, LEFT | REHABILITATION AND PHYSIOTHERAPY SUPPLIES SUPPLEMENTARY
7619 | 4224180601800 | SPLINT, ULNAR BOOSTER SPLINT FOR RELIEVING ULNAR WRIST PAIN, THE COMPRESSING NEOPRENE STRAPS OF THE BRACE WRAP AROUND THE WRIST IS DIFFERENT DIRECTIONS FOR ADDITIONAL SUPPORT AND REINFORCEMENT, THE FOAM DISC ATTACHED TO THE INSIDE OF THE SPLINT IS DESIGNED TO PROVIDE EXTENDED SUPPORT TO THE ULNAR AREA OF THE WRIST, IT SITS UPON THE PISIFORM TO ACT AS A COUNTERFORCE TO DEPRESS THE ULNAR HEAD WHILE BOOSTING THE ULNAR CARPUS, THIS FEATURE IS HELPFUL IN THE RELIEF OF PAIN ASSOCIATED WITH WRIST FRACTURE, MIDCARPAL INSTABILITY, ECU TENDONITIS, AND TFCC PATHOLOGY, RIGHT SMALL | REHABILITATION AND PHYSIOTHERAPY SUPPLIES SUPPLEMENTARY
7620 | 4224180700200 | SPLINT, ULNAR BOOSTER SPLINT FOR RELIEVING ULNAR WRIST PAIN, THE COMPRESSING NEOPRENE STRAPS OF THE BRACE WRAP AROUND THE WRIST IS DIFFERENT DIRECTIONS FOR ADDITIONAL SUPPORT AND REINFORCEMENT, THE FOAM DISC ATTACHED TO THE INSIDE OF THE SPLINT IS DESIGNED TO PROVIDE EXTENDED SUPPORT TO THE ULNAR AREA OF THE WRIST, IT SITS UPON THE PISIFORM TO ACT AS A COUNTERFORCE TO DEPRESS THE ULNAR HEAD WHILE BOOSTING THE ULNAR CARPUS, THIS FEATURE IS HELPFUL IN THE RELIEF OF PAIN ASSOCIATED WITH WRIST FRACTURE, MIDCARPAL INSTABILITY, ECU TENDONITIS, AND TFCC PATHOLOGY, RIGHT MEDIUM | REHABILITATION AND PHYSIOTHERAPY SUPPLIES SUPPLEMENTARY
7621 | 4224180601700 | SPLINT, ULNAR BOOSTER SPLINT FOR RELIEVING ULNAR WRIST PAIN, THE COMPRESSING NEOPRENE STRAPS OF THE BRACE WRAP AROUND THE WRIST IS DIFFERENT DIRECTIONS FOR ADDITIONAL SUPPORT AND REINFORCEMENT, THE FOAM DISC ATTACHED TO THE INSIDE OF THE SPLINT IS DESIGNED TO PROVIDE EXTENDED SUPPORT TO THE ULNAR AREA OF THE WRIST, IT SITS UPON THE PISIFORM TO ACT AS A COUNTERFORCE TO DEPRESS THE ULNAR HEAD WHILE BOOSTING THE ULNAR CARPUS, THIS FEATURE IS HELPFUL IN THE RELIEF OF PAIN ASSOCIATED WITH WRIST FRACTURE, MIDCARPAL INSTABILITY, ECU TENDONITIS, AND TFCC PATHOLOGY, RIGHT LARGE | REHABILITATION AND PHYSIOTHERAPY SUPPLIES SUPPLEMENTARY
7622 | 4224180602400 | SPLINT, ULNAR BOOSTER SPLINT FOR RELIEVING ULNAR WRIST PAIN, THE COMPRESSING NEOPRENE STRAPS OF THE BRACE WRAP AROUND THE WRIST IS DIFFERENT DIRECTIONS FOR ADDITIONAL SUPPORT AND REINFORCEMENT, THE FOAM DISC ATTACHED TO THE INSIDE OF THE SPLINT IS DESIGNED TO PROVIDE EXTENDED SUPPORT TO THE ULNAR AREA OF THE WRIST, IT SITS UPON THE PISIFORM TO ACT AS A COUNTERFORCE TO DEPRESS THE ULNAR HEAD WHILE BOOSTING THE ULNAR CARPUS, THIS FEATURE IS HELPFUL IN THE RELIEF OF PAIN ASSOCIATED WITH WRIST FRACTURE, MIDCARPAL INSTABILITY, ECU TENDONITIS, AND TFCC PATHOLOGY, LEFT SMALL | REHABILITATION AND PHYSIOTHERAPY SUPPLIES SUPPLEMENTARY
7623 | 4224180607800 | SPLINT, ULNAR BOOSTER SPLINT FOR RELIEVING ULNAR WRIST PAIN, THE COMPRESSING NEOPRENE STRAPS OF THE BRACE WRAP AROUND THE WRIST IS DIFFERENT DIRECTIONS FOR ADDITIONAL SUPPORT AND REINFORCEMENT, THE FOAM DISC ATTACHED TO THE INSIDE OF THE SPLINT IS DESIGNED TO PROVIDE EXTENDED SUPPORT TO THE ULNAR AREA OF THE WRIST, IT SITS UPON THE PISIFORM TO ACT AS A COUNTERFORCE TO DEPRESS THE ULNAR HEAD WHILE BOOSTING THE ULNAR CARPUS, THIS FEATURE IS HELPFUL IN THE RELIEF OF PAIN ASSOCIATED WITH WRIST FRACTURE, MIDCARPAL INSTABILITY, ECU TENDONITIS, AND TFCC PATHOLOGY, LEFT MEDIUM | REHABILITATION AND PHYSIOTHERAPY SUPPLIES SUPPLEMENTARY
7624 | 4224180608300 | SPLINT, ULNAR BOOSTER SPLINT FOR RELIEVING ULNAR WRIST PAIN, THE COMPRESSING NEOPRENE STRAPS OF THE BRACE WRAP AROUND THE WRIST IS DIFFERENT DIRECTIONS FOR ADDITIONAL SUPPORT AND REINFORCEMENT, THE FOAM DISC ATTACHED TO THE INSIDE OF THE SPLINT IS DESIGNED TO PROVIDE EXTENDED SUPPORT TO THE ULNAR AREA OF THE WRIST, IT SITS UPON THE PISIFORM TO ACT AS A COUNTERFORCE TO DEPRESS THE ULNAR HEAD WHILE BOOSTING THE ULNAR CARPUS, THIS FEATURE IS HELPFUL IN THE RELIEF OF PAIN ASSOCIATED WITH WRIST FRACTURE, MIDCARPAL INSTABILITY, ECU TENDONITIS, AND TFCC PATHOLOGY, LEFT LARGE | REHABILITATION AND PHYSIOTHERAPY SUPPLIES SUPPLEMENTARY
7625 | 4224151300100 | SPLINTING ACCESSORIES, MOBILE SPLINTING CABINET MEASURES 42 INCH L X 24 INCH D X 31 INCH H APPROXIMATELY, INCLUDES TWIN-WHEEL LOCKING CASTERS, GRAB-BAR FOR EASY MOBILITY, AND THREE VERTICAL CUBBY SECTIONS FOR THERMOPLASTIC SHEETS, THE CUBBY DOOR HIGHLIGHTS CONCEALED HINGES FOR A CLEAN OUTER LOOK AND IT COMES EQUIPPED WITH A LOCK TO PROTECT THE SPLINTING SHEETS WHEN IN PUBLIC AREAS, THE CABINET HAS A TOTAL WEIGHT CAPACITY OF 250 LBS | REHABILITATION AND PHYSIOTHERAPY SUPPLIES SUPPLEMENTARY
7626 | 4224150207200 | SPLINTING ACCESSORIES, PADDING, MATERIAL POLYCUSHION (LUXOFOAM OR EQUIVALENT), CLOSED CELL, SELF ADHESIVE WASHABLE PADDING, 3.2 MM X 45 CM X 61 CM | REHABILITATION AND PHYSIOTHERAPY SUPPLIES SUPPLEMENTARY
7627 | 4224152011500 | SPLINTING ACCESSORIES, SOFT ELASTIC LOOP, 1/16 INCH (1.6MM) THICKNESS, 1 INCH X 25 YRD (2.5CM X 23M), BLACK OR TAN COLOR | REHABILITATION AND PHYSIOTHERAPY SUPPLIES SUPPLEMENTARY
7628 | 4224152011600 | SPLINTING ACCESSORIES, SOFT ELASTIC LOOP, 1/16 INCH (1.6MM) THICKNESS, 2 INCH X 25 YRD (5CM X 23M), BLACK OR TAN COLOR | REHABILITATION AND PHYSIOTHERAPY SUPPLIES SUPPLEMENTARY
7629 | 4224150203000 | SPLINTING MATERIAL, AQUAPLAST OR EQUIVALENT, TRANSLUCENT WHEN HEATED, 100 % MEMORY, ALLOWS REPEATED REHEATING AND ECONOMICAL SPLINT REVISIONS, EDGES TRIM EASILY, LATEX FREE. SOLID. WHITE. SIZE: 3.2MM THICK, 46 X 61CM SHEET | REHABILITATION AND PHYSIOTHERAPY SUPPLIES SUPPLEMENTARY
7630 | 4224151016800 | SPLINTING MATERIAL, THERMOPLASTIC TAPE THERAPEUTIC FABRICATION FABRIC LIKE SPLINTING MATERIAL 3M ROLL 1.8MMX3CM EXCELLENT ELASTICITY IN 2 DIRECTIONS AND EASY TO CUT WITH SELF ADHESIVE CAPACITY ESPECIALLY WHEN DRY HEATED AND BREATHABLE MATERIAL PERFECT FOR TRAUMATIC AND ORTHOPEDIC CONDITIONS WHICH REQUIRE QUICK AND EASY ORTHOSIS. BLUE. | REHABILITATION AND PHYSIOTHERAPY SUPPLIES SUPPLEMENTARY
7631 | 4224151016900 | SPLINTING MATERIAL, THERMOPLASTIC TAPE THERAPEUTIC FABRICATION FABRIC LIKE SPLINTING MATERIAL 3M ROLL 1.8MMX3CM EXCELLENT ELASTICITY IN 2 DIRECTIONS AND EASY TO CUT WITH SELF ADHESIVE CAPACITY ESPECIALLY WHEN DRY HEATED AND BREATHABLE MATERIAL PERFECT FOR TRAUMATIC AND ORTHOPEDIC CONDITIONS WHICH REQUIRE QUICK AND EASY ORTHOSIS. BLACK. | REHABILITATION AND PHYSIOTHERAPY SUPPLIES SUPPLEMENTARY
7632 | 4224151017200 | SPLINTING MATERIAL, THERMOPLASTIC TAPE THERAPEUTIC FABRICATION FABRIC LIKE SPLINTING MATERIAL 3M ROLL 1.8MMX6CM EXCELLENT ELASTICITY IN 2 DIRECTIONS AND EASY TO CUT WITH SELF ADHESIVE CAPACITY ESPECIALLY WHEN DRY HEATED AND BREATHABLE MATERIAL PERFECT FOR TRAUMATIC AND ORTHOPEDIC CONDITIONS WHICH REQUIRE QUICK AND EASY ORTHOSIS. BLACK. | REHABILITATION AND PHYSIOTHERAPY SUPPLIES SUPPLEMENTARY
7633 | 4224151017400 | SPLINTING MATERIAL, THERMOPLASTIC TAPE THERAPEUTIC FABRICATION FABRIC LIKE SPLINTING MATERIAL 3M ROLL 1.8MMX6CM EXCELLENT ELASTICITY IN 2 DIRECTIONS AND EASY TO CUT WITH SELF ADHESIVE CAPACITY ESPECIALLY WHEN DRY HEATED AND BREATHABLE MATERIAL PERFECT FOR TRAUMATIC AND ORTHOPEDIC CONDITIONS WHICH REQUIRE QUICK AND EASY ORTHOSIS. ORANGE. | REHABILITATION AND PHYSIOTHERAPY SUPPLIES SUPPLEMENTARY
7634 | 4224150902900 | SPLINTING MATERIAL, THERMOPLASTIC TAPE THERAPEUTIC FABRICATION FABRIC LIKE SPLINTING MATERIAL 3M ROLL 3.0MMX15CM EXCELLENT ELASTICITY IN 2 DIRECTIONS AND EASY TO CUT WITH SELF ADHESIVE CAPACITY ESPECIALLY WHEN DRY HEATED AND BREATHABLE MATERIAL PERFECT FOR TRAUMATIC AND ORTHOPEDIC CONDITIONS WHICH REQUIRE QUICK AND EASY ORTHOSIS BLUE, ONE (1) EACH = ONE (1) ROLL | REHABILITATION AND PHYSIOTHERAPY SUPPLIES SUPPLEMENTARY
7635 | 4224150903000 | SPLINTING MATERIAL, THERMOPLASTIC TAPE THERAPEUTIC FABRICATION FABRIC LIKE SPLINTING MATERIAL 3M ROLL 3.0MMX15CM EXCELLENT ELASTICITY IN 2 DIRECTIONS AND EASY TO CUT WITH SELF ADHESIVE CAPACITY ESPECIALLY WHEN DRY HEATED AND BREATHABLE MATERIAL PERFECT FOR TRAUMATIC AND ORTHOPEDIC CONDITIONS WHICH REQUIRE QUICK AND EASY ORTHOSIS BLACK, ONE (1) EACH = ONE (1) ROLL | REHABILITATION AND PHYSIOTHERAPY SUPPLIES SUPPLEMENTARY
7636 | 4224150903100 | SPLINTING MATERIAL, THERMOPLASTIC TAPE THERAPEUTIC FABRICATION FABRIC LIKE SPLINTING MATERIAL 3M ROLL 3.0MMX15CM EXCELLENT ELASTICITY IN 2 DIRECTIONS AND EASY TO CUT WITH SELF ADHESIVE CAPACITY ESPECIALLY WHEN DRY HEATED AND BREATHABLE MATERIAL PERFECT FOR TRAUMATIC AND ORTHOPEDIC CONDITIONS WHICH REQUIRE QUICK AND EASY ORTHOSIS ORANGE, ONE (1) EACH = ONE (1) ROLL | REHABILITATION AND PHYSIOTHERAPY SUPPLIES SUPPLEMENTARY
7637 | 4224151017100 | SPLINTING MATERIAL, THERMOPLASTIC TAPE THERAPEUTIC FABRICATION FABRIC LIKE SPLINTING MATERIAL 3M ROLL 3.0MMX6CM EXCELLENT ELASTICITY IN 2 DIRECTIONS AND EASY TO CUT WITH SELF ADHESIVE CAPACITY ESPECIALLY WHEN DRY HEATED AND BREATHABLE MATERIAL PERFECT FOR TRAUMATIC AND ORTHOPEDIC CONDITIONS WHICH REQUIRE QUICK AND EASY ORTHOSIS. BLUE. | REHABILITATION AND PHYSIOTHERAPY SUPPLIES SUPPLEMENTARY
7638 | 4224151017300 | SPLINTING MATERIAL, THERMOPLASTIC TAPE THERAPEUTIC FABRICATION FABRIC LIKE SPLINTING MATERIAL 3M ROLL 3.0MMX6CM EXCELLENT ELASTICITY IN 2 DIRECTIONS AND EASY TO CUT WITH SELF ADHESIVE CAPACITY ESPECIALLY WHEN DRY HEATED AND BREATHABLE MATERIAL PERFECT FOR TRAUMATIC AND ORTHOPEDIC CONDITIONS WHICH REQUIRE QUICK AND EASY ORTHOSIS. BLACK. | REHABILITATION AND PHYSIOTHERAPY SUPPLIES SUPPLEMENTARY
7639 | 4224151017500 | SPLINTING MATERIAL, THERMOPLASTIC TAPE THERAPEUTIC FABRICATION FABRIC LIKE SPLINTING MATERIAL 3M ROLL 3.0MMX6CM EXCELLENT ELASTICITY IN 2 DIRECTIONS AND EASY TO CUT WITH SELF ADHESIVE CAPACITY ESPECIALLY WHEN DRY HEATED AND BREATHABLE MATERIAL PERFECT FOR TRAUMATIC AND ORTHOPEDIC CONDITIONS WHICH REQUIRE QUICK AND EASY ORTHOSIS. ORANGE. | REHABILITATION AND PHYSIOTHERAPY SUPPLIES SUPPLEMENTARY
7640 | 4224151013700 | SPLINTING MATERIAL, THERMOPLASTIC, COLORS NS OR EQUIVALENT, CHARACTERISTICS, UNIQUE PAINTER’S PALETTE OF METALLIC AND BRIGHT COLORS WITH A NICE HIGH GLOSS AND SHINY SURFACE, COMBINED WITH A LOT OF OTHER BENEFICIAL FACTORS, THIS WILL IMPROVE PATIENT COMPLIANCE, COATED, NON-STICK MATERIAL, EXCELLENT STRETCH (1000%) WITHOUT TEARING, EXCELLENT ELASTIC MEMORY (100%), EASY TO TRIM EDGES AND SURFACE WITH ANTIBACTERIAL PROPERTIES, THICKNESS 2.0 MM - MICRO-PERFORATION (45 CM X 60 CM), COLOR ATOMIC BLUE | REHABILITATION AND PHYSIOTHERAPY SUPPLIES SUPPLEMENTARY
7641 | 4224151013900 | SPLINTING MATERIAL, THERMOPLASTIC, COLORS NS OR EQUIVALENT, CHARACTERISTICS, UNIQUE PAINTER’S PALETTE OF METALLIC AND BRIGHT COLORS WITH A NICE HIGH GLOSS AND SHINY SURFACE, COMBINED WITH A LOT OF OTHER BENEFICIAL FACTORS, THIS WILL IMPROVE PATIENT COMPLIANCE, COATED, NON-STICK MATERIAL, EXCELLENT STRETCH (1000%) WITHOUT TEARING, EXCELLENT ELASTIC MEMORY (100%), EASY TO TRIM EDGES AND SURFACE WITH ANTIBACTERIAL PROPERTIES, THICKNESS 2.0 MM - MICRO-PERFORATION, (45 CM X 60 CM), COLOR BRIGHT PINK | REHABILITATION AND PHYSIOTHERAPY SUPPLIES SUPPLEMENTARY
7642 | 4224151017000 | SPLINTING MATERIAL, THERMOPLASTIC TAPE THERAPEUTIC FABRICATION FABRIC LIKE SPLINTING MATERIAL 3M ROLL 1.8MMX6CM EXCELLENT ELASTICITY IN 2 DIRECTIONS AND EASY TO CUT WITH SELF ADHESIVE CAPACITY ESPECIALLY WHEN DRY HEATED AND BREATHABLE MATERIAL PERFECT FOR TRAUMATIC AND ORTHOPEDIC CONDITIONS WHICH REQUIRE QUICK AND EASY ORTHOSIS. BLUE. | REHABILITATION AND PHYSIOTHERAPY SUPPLIES SUPPLEMENTARY
7643 | 4224150903200 | SPLINTING MATERIAL, THERMOPLASTIC TAPE THERAPEUTIC FABRICATION FABRIC LIKE SPLINTING MATERIAL 3M ROLL 3.0MMX30CM EXCELLENT ELASTICITY IN 2 DIRECTIONS AND EASY TO CUT WITH SELF ADHESIVE CAPACITY ESPECIALLY WHEN DRY HEATED AND BREATHABLE MATERIAL PERFECT FOR TRAUMATIC AND ORTHOPEDIC CONDITIONS WHICH REQUIRE QUICK AND EASY ORTHOSIS BLUE, ONE (1) EACH = ONE (1) ROLL | REHABILITATION AND PHYSIOTHERAPY SUPPLIES SUPPLEMENTARY
7644 | 4231250400300 | STRAP, STERNAL, GEL, FABRIC-LINED, SIZE LARGE | REHABILITATION AND PHYSIOTHERAPY SUPPLIES SUPPLEMENTARY
7645 | 4231250400200 | STRAP, STERNAL, GEL, FABRIC-LINED, SIZE MEDIUM | REHABILITATION AND PHYSIOTHERAPY SUPPLIES SUPPLEMENTARY
7646 | 4225150000000 | THERAPEUTIC, A TREE WITH ADJUSTABLE HEIGHT AND HORIZONTAL BARS ON WHICH TO PLACE THE SLIDING RINGS, BASE MEASURES 36 INCH LONG AND CAN BE TEMPORARILY OR PERMANENTLY FIXED TO A WORK TABLE, INCLUDES 36 PLASTIC RINGS-12 EACH OF 1 INCH, 1-1/8 INCH AND 2 INCH DIAMETER RINGS, THREE HORIZONTAL BARS MEASURE 12 INCH, 24 INCH, AND 36 INCH LONG. VERTICAL POST MEASURES 28-1/2 INCH LONG WITH SIX HOLES FOR HORIZONTAL BAR PLACEMENT | REHABILITATION AND PHYSIOTHERAPY SUPPLIES SUPPLEMENTARY
7647 | 4225162701400 | THERAPEUTIC, GRADED PINCH EXERCISERS DESIGNED TO ENHANCE HAND AND FINGER STRENGTH, THE PINCH CLIPS COME IN FIVE DIFFERENT LEVELS OF PINCHING RESISTANCE AND ARE COLOR CODED FOR EASE OF USE AND IDENTIFICATION, THESE PROGRESSIVE RESISTANCE LEVELS INCLUDE: 2 LBS, 4 LBS, 6 LBS, 8 LBS AND 11 LBS, PACK OF 5, ONE PINCH EXERCISER FROM EACH COLOR | REHABILITATION AND PHYSIOTHERAPY SUPPLIES SUPPLEMENTARY
7648 | 4225162701500 | THERAPEUTIC, GRADED PINCH EXERCISERS KIT DESIGNED TO ENHANCE HAND AND FINGER STRENGTH, THE PINCH CLIPS COME IN FIVE DIFFERENT LEVELS OF PINCHING RESISTANCE AND ARE COLOR CODED FOR EASE OF USE AND IDENTIFICATION, THESE PROGRESSIVE RESISTANCE LEVELS INCLUDE: 2 LBS, 4 LBS, 6 LBS, 8 LBS AND 11 LBS, INCLUDED ARE THREE HORIZONTAL RODS OF DIFFERENT DIAMETERS AND ONE VERTICAL ROD ALL LOCATED WITHIN A TUB THAT ALSO CONVENIENTLY HOLDS ALL THE PINCH CLIPS WHEN NOT IN USE | REHABILITATION AND PHYSIOTHERAPY SUPPLIES SUPPLEMENTARY
7649 | 4225161800300 | THERAPEUTIC, RESISTIVE HAND EXERCISERS FOR PROGRESSIVE STRENGTHENING OF THE HAND AND FOREARM MUSCLES, IT OFFERS FIVE SPRINGS AND 25 TENSION SETTING FOR 5-150 LBS OF RESISTANCE | REHABILITATION AND PHYSIOTHERAPY SUPPLIES SUPPLEMENTARY
7650 | 4225163100100 | THERAPEUTIC, SCAR PUMP USED FOLLOWING TENDON REPAIR, GRAFTING, WHEN SKIN ADHESIONS LIMIT MOTION, OR WHEN ACTIVE MOTION, LIGHT RESISTANCE AND SCAR MASSAGE ARE APPROPRIATE TREATMENT METHODS | REHABILITATION AND PHYSIOTHERAPY SUPPLIES SUPPLEMENTARY
7651 | 4225150400700 | THERAPEUTIC, SEMI-CIRCULAR PEG BOARD WITH THREE TIERS HOLDS 43 BRIGHTLY COLORED PEGS OF DIFFERENT DIAMETERS AND LENGTHS TO IMPROVE VISUAL AND COGNITIVE SKILLS, DESIGNED TO HELP REHABILITATE THE UPPER EXTREMITIES OF THE USER WHILE FOCUSING ON HIS WRIST, HANDS, AND FINGERS, CONSTRUCTED WITH DURABLE MATERIAL AND CAN BE EASILY CLEANED AND SANITIZED FOR MULTIPLE USES, WITH DIMENSIONS 26 INCH L X 14 INCH W X 2 INCH H AND WEIGHT OF 4.81 LBS APPROXIMATELY, THE PEG BOARD HAS A CENTER STORAGE COMPARTMENT FOR PEG STORAGE AND EASY TRANSPORT, PEGS ARE OF VARIOUS SIZED DIAMETERS (1/4 INCH, 1/2 INCH, AND 5/8 INCH ) AND TWO DIFFERENT LENGTHS (1 INCH AND 3-3/4 INCH ) | REHABILITATION AND PHYSIOTHERAPY SUPPLIES SUPPLEMENTARY
7652 | 4225160900000 | THERAPEUTIC, ARM SKATE WITH HAND PIECE, IT HAS WIDE HOOK AND LOOP STRAPS THAT SECURELY AND COMFORTABLY HOLD FOREARM AND HAND, IT HAS FOUR QUALITY CASTER | REHABILITATION AND PHYSIOTHERAPY SUPPLIES SUPPLEMENTARY
7653 | 4225150400500 | THERAPEUTIC, DEPTH PERCEPTION PEGBOARD SET, THE DEPTH PERCEPTION PEGBOARD SET STIMULATES DEPTH PERCEPTION AND EYE-HAND COORDINATION ON TWO LEVELS, 11 INCH SQUARE 9 RED, 12 GREEN 1/2 INCH DIAMETER PEGS LATEX FREE | REHABILITATION AND PHYSIOTHERAPY SUPPLIES SUPPLEMENTARY
7654 | 4231250401000 | PRESSURE GARMENT, CUSTOM MADE, FOR SCAR MANAGEMENT, FACE MASK, COMPOSITION-HIGH QUALITY SOFT, MULTI-DIRECTIONAL STRETCH, ANATOMICAL FIT, ANTI-BACTERIAL, BREATHABLE, ODOR NEUTRALITY, HYPOALLERGENIC AND LATEX-FREE, MEDICAL GRADE COMPOSITION, PRESSURE BASED ON PATIENT NEEDS | REHABILITATION AND PHYSIOTHERAPY SUPPLIES SUPPLEMENTARY
7655 | 4214280269400 | PRESSURE GARMENT, CUSTOM MADE, FOR SCAR MANAGEMENT, OPEN FACE MASK, COMPOSITION-HIGH QUALITY SOFT, MULTI-DIRECTIONAL STRETCH, ANATOMICAL FIT, ANTI-BACTERIAL, BREATHABLE, ODOR NEUTRALITY, HYPOALLERGENIC AND LATEX-FREE, MEDICAL GRADE COMPOSITION, PRESSURE BASED ON PATIENT NEEDS | REHABILITATION AND PHYSIOTHERAPY SUPPLIES SUPPLEMENTARY
7656 | 4412210000300 | ZIP 8 IN (20CM) AND LONGER | REHABILITATION AND PHYSIOTHERAPY SUPPLIES SUPPLEMENTARY
7657 | 4412210000400 | ZIP LESS THAN 8 IN (20CM) | REHABILITATION AND PHYSIOTHERAPY SUPPLIES SUPPLEMENTARY
7658 | 4229551401600 | ADDING SILICONE FABRIC SMALL | REHABILITATION AND PHYSIOTHERAPY SUPPLIES SUPPLEMENTARY
7659 | 4214280000700 | ADJUSTABLE SHOULDER FLAP | REHABILITATION AND PHYSIOTHERAPY SUPPLIES SUPPLEMENTARY
7660 | 4214280001000 | ATTACH SUSPENDERS FOR GARMENTS | REHABILITATION AND PHYSIOTHERAPY SUPPLIES SUPPLEMENTARY
7661 | 4224150402900 | BEHIND KNEE LINING | REHABILITATION AND PHYSIOTHERAPY SUPPLIES SUPPLEMENTARY
7662 | 4214280001100 | BRA ATTACHED | REHABILITATION AND PHYSIOTHERAPY SUPPLIES SUPPLEMENTARY
7663 | 4231250201300 | DOUBLE ABDOMINAL PANEL | REHABILITATION AND PHYSIOTHERAPY SUPPLIES SUPPLEMENTARY
7664 | 4214280001400 | DOUBLE WAISTBAND | REHABILITATION AND PHYSIOTHERAPY SUPPLIES SUPPLEMENTARY
7665 | 4214280001500 | EAR FLAP | REHABILITATION AND PHYSIOTHERAPY SUPPLIES SUPPLEMENTARY
7666 | 4618160908300 | EXTRA HEEL REINFORCEMENT | REHABILITATION AND PHYSIOTHERAPY SUPPLIES SUPPLEMENTARY
7667 | 4224180802100 | UPLIFT PANEL FOR ABDOMINAL | REHABILITATION AND PHYSIOTHERAPY SUPPLIES SUPPLEMENTARY
7668 | 4412210000200 | VELCRO TABS | REHABILITATION AND PHYSIOTHERAPY SUPPLIES SUPPLEMENTARY
7669 | 4214280003100 | SOFT LINING FABRIC ENCLOSED USED FOR TOE | REHABILITATION AND PHYSIOTHERAPY SUPPLIES SUPPLEMENTARY
7670 | 4214271801200 | PENIS SUPPORT | REHABILITATION AND PHYSIOTHERAPY SUPPLIES SUPPLEMENTARY
7671 | 4214280001900 | POCKET / LINING | REHABILITATION AND PHYSIOTHERAPY SUPPLIES SUPPLEMENTARY
7672 | 4214280002100 | REDUCED PRESSURE PANEL | REHABILITATION AND PHYSIOTHERAPY SUPPLIES SUPPLEMENTARY
7673 | 4618160909300 | REINFORCED HEEL | REHABILITATION AND PHYSIOTHERAPY SUPPLIES SUPPLEMENTARY
7674 | 4214280002200 | REINFORCED INNER THIGH OF WAIST HEIGHT | REHABILITATION AND PHYSIOTHERAPY SUPPLIES SUPPLEMENTARY
7675 | 4214280002300 | REINFORCED KNEE | REHABILITATION AND PHYSIOTHERAPY SUPPLIES SUPPLEMENTARY
7676 | 4618150417900 | REINFORCED PALM | REHABILITATION AND PHYSIOTHERAPY SUPPLIES SUPPLEMENTARY
7677 | 4225160006600 | REINFORCEMENT PANEL | REHABILITATION AND PHYSIOTHERAPY SUPPLIES SUPPLEMENTARY
7678 | 4214280002400 | REINFORCEMENT TOP OF THIGH | REHABILITATION AND PHYSIOTHERAPY SUPPLIES SUPPLEMENTARY
7679 | 4214280002500 | REINFORCEMENT TOP OF WAIST HEIGHT OR AS AN EXTRA PRESSURE ON THE TOP WAIST AREA | REHABILITATION AND PHYSIOTHERAPY SUPPLIES SUPPLEMENTARY
7680 | 4214280002700 | SELF-ENCLOSED WITH POWER NET FABRIC IN ONE PIECE NO SEAMS FOR TOES | REHABILITATION AND PHYSIOTHERAPY SUPPLIES SUPPLEMENTARY
7681 | 4229551401700 | SILICONE FABRIC (PER SQ. CM) | REHABILITATION AND PHYSIOTHERAPY SUPPLIES SUPPLEMENTARY
7682 | 4225162701200 | SLANT INSERT AS A PRESSURE REQUIRED INTO THE WEB SPACES OF THE HAND NOT THUMB | REHABILITATION AND PHYSIOTHERAPY SUPPLIES SUPPLEMENTARY
7683 | 4213151404700 | PANTY 1 LEG | REHABILITATION AND PHYSIOTHERAPY SUPPLIES SUPPLEMENTARY
7684 | 4225160805700 | LEG BAND THIGH TO ANKLE | REHABILITATION AND PHYSIOTHERAPY SUPPLIES SUPPLEMENTARY
7685 | 4224150403000 | LINING FULL ELBOW | REHABILITATION AND PHYSIOTHERAPY SUPPLIES SUPPLEMENTARY
7686 | 4224150403100 | LINING INSIDE ELBOW | REHABILITATION AND PHYSIOTHERAPY SUPPLIES SUPPLEMENTARY
7687 | 4618170000800 | LIP COVER FOR FACE MASK | REHABILITATION AND PHYSIOTHERAPY SUPPLIES SUPPLEMENTARY
7688 | 4231250001700 | NAPPY STRAP | REHABILITATION AND PHYSIOTHERAPY SUPPLIES SUPPLEMENTARY
7689 | 4214280000900 | ATTACH GAUNTLET BODY SUIT AND VEST | REHABILITATION AND PHYSIOTHERAPY SUPPLIES SUPPLEMENTARY
7690 | 4231250201000 | PRESSURE GARMENT, CUSTOM MADE, FOR SCAR MANAGEMENT, ABDOMINAL SUPPORT CHILD, ULTRAVIOLET PROTECTION (NOT LESS THAN 98%), BREATHABLE, HYPOALLERGENIC AND LATEX-FREE, COMPOSITION-HIGH QUALITY SOFT, ANTI-BACTERIAL, MEDICAL GRADE COMPOSITION, AVAILABLE IN TWO WASHABLE FABRICS: STRONG AND MEDIUM, PRESSURE BASED ON PATIENT NEEDS | REHABILITATION AND PHYSIOTHERAPY SUPPLIES SUPPLEMENTARY
7691 | 4231250201100 | PRESSURE GARMENT, CUSTOM MADE, FOR SCAR MANAGEMENT, ABDOMINAL SUPPORT MEN, ULTRAVIOLET PROTECTION (NOT LESS THAN 98%), BREATHABLE, HYPOALLERGENIC AND LATEX-FREE, COMPOSITION-HIGH QUALITY SOFT, ANTI-BACTERIAL, MEDICAL GRADE COMPOSITION, AVAILABLE IN TWO WASHABLE FABRICS: STRONG AND MEDIUM, PRESSURE BASED ON PATIENT NEEDS | REHABILITATION AND PHYSIOTHERAPY SUPPLIES SUPPLEMENTARY
7692 | 4231250201200 | PRESSURE GARMENT, CUSTOM MADE, FOR SCAR MANAGEMENT, ABDOMINAL SUPPORT WOMEN, ULTRAVIOLET PROTECTION (NOT LESS THAN 98%), BREATHABLE, HYPOALLERGENIC AND LATEX-FREE, COMPOSITION-HIGH QUALITY SOFT, ANTI-BACTERIAL, MEDICAL GRADE COMPOSITION, AVAILABLE IN TWO WASHABLE FABRICS: STRONG AND MEDIUM, PRESSURE BASED ON PATIENT NEEDS | REHABILITATION AND PHYSIOTHERAPY SUPPLIES SUPPLEMENTARY
7693 | 4214280262000 | PRESSURE GARMENT, CUSTOM MADE, FOR SCAR MANAGEMENT, ADULT (ELBOW-AXILLA) SLEEVE, ULTRAVIOLET PROTECTION (NOT LESS THAN 98%), BREATHABLE, HYPOALLERGENIC AND LATEX-FREE, COMPOSITION-HIGH QUALITY SOFT, ANTI-BACTERIAL, MEDICAL GRADE COMPOSITION, AVAILABLE IN TWO WASHABLE FABRICS: STRONG AND MEDIUM, PRESSURE BASED ON PATIENT NEEDS | REHABILITATION AND PHYSIOTHERAPY SUPPLIES SUPPLEMENTARY
7694 | 4213171701900 | PRESSURE GARMENT, CUSTOM MADE, FOR SCAR MANAGEMENT, ADULT (TO AXILLA) SLEEVE GAUNTLET THUMB CLOSE, ULTRAVIOLET PROTECTION (NOT LESS THAN 98%), BREATHABLE, HYPOALLERGENIC AND LATEX-FREE, COMPOSITION-HIGH QUALITY SOFT, ANTI-BACTERIAL, MEDICAL GRADE COMPOSITION, AVAILABLE IN TWO WASHABLE FABRICS: STRONG AND MEDIUM, PRESSURE BASED ON PATIENT NEEDS | REHABILITATION AND PHYSIOTHERAPY SUPPLIES SUPPLEMENTARY
7695 | 4213171702000 | PRESSURE GARMENT, CUSTOM MADE, FOR SCAR MANAGEMENT, ADULT (TO AXILLA) SLEEVE GAUNTLET THUMB OPEN, ULTRAVIOLET PROTECTION (NOT LESS THAN 98%), BREATHABLE, HYPOALLERGENIC AND LATEX-FREE, COMPOSITION-HIGH QUALITY SOFT, ANTI-BACTERIAL, MEDICAL GRADE COMPOSITION, AVAILABLE IN TWO WASHABLE FABRICS: STRONG AND MEDIUM, PRESSURE BASED ON PATIENT NEEDS | REHABILITATION AND PHYSIOTHERAPY SUPPLIES SUPPLEMENTARY
7696 | 4213171702100 | PRESSURE GARMENT, CUSTOM MADE, FOR SCAR MANAGEMENT, ADULT (TO AXILLA) SLEEVE GLOVE TIPS CLOSE, ULTRAVIOLET PROTECTION (NOT LESS THAN 98%), BREATHABLE, HYPOALLERGENIC AND LATEX-FREE, COMPOSITION-HIGH QUALITY SOFT, ANTI-BACTERIAL, MEDICAL GRADE COMPOSITION, AVAILABLE IN TWO WASHABLE FABRICS: STRONG AND MEDIUM, PRESSURE BASED ON PATIENT NEEDS | REHABILITATION AND PHYSIOTHERAPY SUPPLIES SUPPLEMENTARY
7697 | 4213171702200 | PRESSURE GARMENT, CUSTOM MADE, FOR SCAR MANAGEMENT, ADULT (TO AXILLA) SLEEVE GLOVE TIPS OPEN, ULTRAVIOLET PROTECTION (NOT LESS THAN 98%), BREATHABLE, HYPOALLERGENIC AND LATEX-FREE, COMPOSITION-HIGH QUALITY SOFT, ANTI-BACTERIAL, MEDICAL GRADE COMPOSITION, AVAILABLE IN TWO WASHABLE FABRICS: STRONG AND MEDIUM, PRESSURE BASED ON PATIENT NEEDS | REHABILITATION AND PHYSIOTHERAPY SUPPLIES SUPPLEMENTARY
7698 | 4213171702300 | PRESSURE GARMENT, CUSTOM MADE, FOR SCAR MANAGEMENT, ADULT (TO ELBOW) SLEEVE GAUNTLET THUMB, ULTRAVIOLET PROTECTION (NOT LESS THAN 98%), BREATHABLE, HYPOALLERGENIC AND LATEX-FREE, COMPOSITION-HIGH QUALITY SOFT, ANTI-BACTERIAL, MEDICAL GRADE COMPOSITION, AVAILABLE IN TWO WASHABLE FABRICS: STRONG AND MEDIUM, PRESSURE BASED ON PATIENT NEEDS | REHABILITATION AND PHYSIOTHERAPY SUPPLIES SUPPLEMENTARY
7699 | 4213171702400 | PRESSURE GARMENT, CUSTOM MADE, FOR SCAR MANAGEMENT, ADULT (TO ELBOW) SLEEVE GAUNTLET THUMB OPEN, ULTRAVIOLET PROTECTION (NOT LESS THAN 98%), BREATHABLE, HYPOALLERGENIC AND LATEX-FREE, COMPOSITION-HIGH QUALITY SOFT, ANTI-BACTERIAL, MEDICAL GRADE COMPOSITION, AVAILABLE IN TWO WASHABLE FABRICS: STRONG AND MEDIUM, PRESSURE BASED ON PATIENT NEEDS | REHABILITATION AND PHYSIOTHERAPY SUPPLIES SUPPLEMENTARY
7700 | 4213171702500 | PRESSURE GARMENT, CUSTOM MADE, FOR SCAR MANAGEMENT, ADULT (TO ELBOW) SLEEVE GLOVE TIPS CLOSE, ULTRAVIOLET PROTECTION (NOT LESS THAN 98%), BREATHABLE, HYPOALLERGENIC AND LATEX-FREE, COMPOSITION-HIGH QUALITY SOFT, ANTI-BACTERIAL, MEDICAL GRADE COMPOSITION, AVAILABLE IN TWO WASHABLE FABRICS: STRONG AND MEDIUM, PRESSURE BASED ON PATIENT NEEDS | REHABILITATION AND PHYSIOTHERAPY SUPPLIES SUPPLEMENTARY
7701 | 4214280262100 | PRESSURE GARMENT, CUSTOM MADE, FOR SCAR MANAGEMENT, ADULT (WRIST-AXILLA) SLEEVE, ULTRAVIOLET PROTECTION (NOT LESS THAN 98%), BREATHABLE, HYPOALLERGENIC AND LATEX-FREE, COMPOSITION-HIGH QUALITY SOFT, ANTI-BACTERIAL, MEDICAL GRADE COMPOSITION, AVAILABLE IN TWO WASHABLE FABRICS: STRONG AND MEDIUM, PRESSURE BASED ON PATIENT NEEDS | REHABILITATION AND PHYSIOTHERAPY SUPPLIES SUPPLEMENTARY
7702 | 4231250400400 | PRESSURE GARMENT, CUSTOM MADE, FOR SCAR MANAGEMENT, ADULT CHIN STRAP EAR CLOSE, ULTRAVIOLET PROTECTION (NOT LESS THAN 98%), BREATHABLE, HYPOALLERGENIC AND LATEX-FREE, COMPOSITION-HIGH QUALITY SOFT, ANTI-BACTERIAL, MEDICAL GRADE COMPOSITION, AVAILABLE IN TWO WASHABLE FABRICS: STRONG AND MEDIUM, PRESSURE BASED ON PATIENT NEEDS | REHABILITATION AND PHYSIOTHERAPY SUPPLIES SUPPLEMENTARY
7703 | 4231250400500 | PRESSURE GARMENT, CUSTOM MADE, FOR SCAR MANAGEMENT, ADULT CHIN STRAP EAR OPEN, ULTRAVIOLET PROTECTION (NOT LESS THAN 98%), BREATHABLE, HYPOALLERGENIC AND LATEX-FREE, COMPOSITION-HIGH QUALITY SOFT, ANTI-BACTERIAL, MEDICAL GRADE COMPOSITION, AVAILABLE IN TWO WASHABLE FABRICS: STRONG AND MEDIUM, PRESSURE BASED ON PATIENT NEEDS | REHABILITATION AND PHYSIOTHERAPY SUPPLIES SUPPLEMENTARY
7704 | 4214280262200 | PRESSURE GARMENT, CUSTOM MADE, FOR SCAR MANAGEMENT, ADULT CLOSE TOES FOOT GLOVE, ULTRAVIOLET PROTECTION (NOT LESS THAN 98%), BREATHABLE, HYPOALLERGENIC AND LATEX-FREE, COMPOSITION-HIGH QUALITY SOFT, ANTI-BACTERIAL, MEDICAL GRADE COMPOSITION, AVAILABLE IN TWO WASHABLE FABRICS: STRONG AND MEDIUM, PRESSURE BASED ON PATIENT NEEDS | REHABILITATION AND PHYSIOTHERAPY SUPPLIES SUPPLEMENTARY
7705 | 4214280262300 | PRESSURE GARMENT, CUSTOM MADE, FOR SCAR MANAGEMENT, ADULT CLOSE TOES FOOT GLOVE STOCKING (ANKLE-HIGH), ULTRAVIOLET PROTECTION (NOT LESS THAN 98%), BREATHABLE, HYPOALLERGENIC AND LATEX-FREE, COMPOSITION-HIGH QUALITY SOFT, ANTI-BACTERIAL, MEDICAL GRADE COMPOSITION, AVAILABLE IN TWO WASHABLE FABRICS: STRONG AND MEDIUM, PRESSURE BASED ON PATIENT NEEDS | REHABILITATION AND PHYSIOTHERAPY SUPPLIES SUPPLEMENTARY
7706 | 4214280262500 | PRESSURE GARMENT, CUSTOM MADE, FOR SCAR MANAGEMENT, ADULT CLOSE TOES FOOT GLOVE STOCKING (THIGH-HIGH), ULTRAVIOLET PROTECTION (NOT LESS THAN 98%), BREATHABLE, HYPOALLERGENIC AND LATEX-FREE, COMPOSITION-HIGH QUALITY SOFT, ANTI-BACTERIAL, MEDICAL GRADE COMPOSITION, AVAILABLE IN TWO WASHABLE FABRICS: STRONG AND MEDIUM, PRESSURE BASED ON PATIENT NEEDS | REHABILITATION AND PHYSIOTHERAPY SUPPLIES SUPPLEMENTARY
7707 | 4214280262600 | PRESSURE GARMENT, CUSTOM MADE, FOR SCAR MANAGEMENT, ADULT CLOSE TOES STOCKING (ANKLE-HIGH), ULTRAVIOLET PROTECTION (NOT LESS THAN 98%), BREATHABLE, HYPOALLERGENIC AND LATEX-FREE, COMPOSITION-HIGH QUALITY SOFT, ANTI-BACTERIAL, MEDICAL GRADE COMPOSITION, AVAILABLE IN TWO WASHABLE FABRICS: STRONG AND MEDIUM, PRESSURE BASED ON PATIENT NEEDS | REHABILITATION AND PHYSIOTHERAPY SUPPLIES SUPPLEMENTARY
7708 | 4214280262700 | PRESSURE GARMENT, CUSTOM MADE, FOR SCAR MANAGEMENT, ADULT CLOSE TOES STOCKING (KNEE-HIGH), ULTRAVIOLET PROTECTION (NOT LESS THAN 98%), BREATHABLE, HYPOALLERGENIC AND LATEX-FREE, COMPOSITION-HIGH QUALITY SOFT, ANTI-BACTERIAL, MEDICAL GRADE COMPOSITION, AVAILABLE IN TWO WASHABLE FABRICS: STRONG AND MEDIUM, PRESSURE BASED ON PATIENT NEEDS | REHABILITATION AND PHYSIOTHERAPY SUPPLIES SUPPLEMENTARY
7709 | 4214280262800 | PRESSURE GARMENT, CUSTOM MADE, FOR SCAR MANAGEMENT, ADULT CLOSE TOES STOCKING (THIGH-HIGH), ULTRAVIOLET PROTECTION (NOT LESS THAN 98%), BREATHABLE, HYPOALLERGENIC AND LATEX-FREE, COMPOSITION-HIGH QUALITY SOFT, ANTI-BACTERIAL, MEDICAL GRADE COMPOSITION, AVAILABLE IN TWO WASHABLE FABRICS: STRONG AND MEDIUM, PRESSURE BASED ON PATIENT NEEDS | REHABILITATION AND PHYSIOTHERAPY SUPPLIES SUPPLEMENTARY
7710 | 4213171702600 | PRESSURE GARMENT, CUSTOM MADE, FOR SCAR MANAGEMENT, ADULT GAUNTLET THUMB CLOSE, ULTRAVIOLET PROTECTION (NOT LESS THAN 98%), BREATHABLE, HYPOALLERGENIC AND LATEX-FREE, COMPOSITION-HIGH QUALITY SOFT, ANTI-BACTERIAL, MEDICAL GRADE COMPOSITION, AVAILABLE IN TWO WASHABLE FABRICS: STRONG AND MEDIUM, PRESSURE BASED ON PATIENT NEEDS | REHABILITATION AND PHYSIOTHERAPY SUPPLIES SUPPLEMENTARY
7711 | 4213171702700 | PRESSURE GARMENT, CUSTOM MADE, FOR SCAR MANAGEMENT, ADULT GAUNTLET THUMB OPEN, ULTRAVIOLET PROTECTION (NOT LESS THAN 98%), BREATHABLE, HYPOALLERGENIC AND LATEX-FREE, COMPOSITION-HIGH QUALITY SOFT, ANTI-BACTERIAL, MEDICAL GRADE COMPOSITION, AVAILABLE IN TWO WASHABLE FABRICS: STRONG AND MEDIUM, PRESSURE BASED ON PATIENT NEEDS | REHABILITATION AND PHYSIOTHERAPY SUPPLIES SUPPLEMENTARY
7712 | 4618150409400 | PRESSURE GARMENT, CUSTOM MADE, FOR SCAR MANAGEMENT, ADULT GLOVE TIPS CLOSE, ULTRAVIOLET PROTECTION (NOT LESS THAN 98%), BREATHABLE, HYPOALLERGENIC AND LATEX-FREE, COMPOSITION-HIGH QUALITY SOFT, ANTI-BACTERIAL, MEDICAL GRADE COMPOSITION, AVAILABLE IN TWO WASHABLE FABRICS: STRONG AND MEDIUM, PRESSURE BASED ON PATIENT NEEDS | REHABILITATION AND PHYSIOTHERAPY SUPPLIES SUPPLEMENTARY
7713 | 4618150409500 | PRESSURE GARMENT, CUSTOM MADE, FOR SCAR MANAGEMENT, ADULT GLOVE TIPS OPEN, ULTRAVIOLET PROTECTION (NOT LESS THAN 98%), BREATHABLE, HYPOALLERGENIC AND LATEX-FREE, COMPOSITION-HIGH QUALITY SOFT, ANTI-BACTERIAL, MEDICAL GRADE COMPOSITION, AVAILABLE IN TWO WASHABLE FABRICS: STRONG AND MEDIUM, PRESSURE BASED ON PATIENT NEEDS | REHABILITATION AND PHYSIOTHERAPY SUPPLIES SUPPLEMENTARY
7714 | 4618170000000 | PRESSURE GARMENT, CUSTOM MADE, FOR SCAR MANAGEMENT, ADULT HEAD BAND, ULTRAVIOLET PROTECTION (NOT LESS THAN 98%), BREATHABLE, HYPOALLERGENIC AND LATEX-FREE, COMPOSITION-HIGH QUALITY SOFT, ANTI-BACTERIAL, MEDICAL GRADE COMPOSITION, AVAILABLE IN TWO WASHABLE FABRICS: STRONG AND MEDIUM, PRESSURE BASED ON PATIENT NEEDS | REHABILITATION AND PHYSIOTHERAPY SUPPLIES SUPPLEMENTARY
7715 | 4221150901800 | PRESSURE GARMENT, CUSTOM MADE, FOR SCAR MANAGEMENT, ADULT HELMET FACE CLOSE, ULTRAVIOLET PROTECTION (NOT LESS THAN 98%), BREATHABLE, HYPOALLERGENIC AND LATEX-FREE, COMPOSITION-HIGH QUALITY SOFT, ANTI-BACTERIAL, MEDICAL GRADE COMPOSITION, AVAILABLE IN TWO WASHABLE FABRICS: STRONG AND MEDIUM, PRESSURE BASED ON PATIENT NEEDS | REHABILITATION AND PHYSIOTHERAPY SUPPLIES SUPPLEMENTARY
7716 | 4221150901900 | PRESSURE GARMENT, CUSTOM MADE, FOR SCAR MANAGEMENT, ADULT HELMET FACE OPEN, ULTRAVIOLET PROTECTION (NOT LESS THAN 98%), BREATHABLE, HYPOALLERGENIC AND LATEX-FREE, COMPOSITION-HIGH QUALITY SOFT, ANTI-BACTERIAL, MEDICAL GRADE COMPOSITION, AVAILABLE IN TWO WASHABLE FABRICS: STRONG AND MEDIUM, PRESSURE BASED ON PATIENT NEEDS | REHABILITATION AND PHYSIOTHERAPY SUPPLIES SUPPLEMENTARY
7717 | 4214280263000 | PRESSURE GARMENT, CUSTOM MADE, FOR SCAR MANAGEMENT, ADULT LEG (ANKLE-KNEE), ULTRAVIOLET PROTECTION (NOT LESS THAN 98%), BREATHABLE, HYPOALLERGENIC AND LATEX-FREE, COMPOSITION-HIGH QUALITY SOFT, ANTI-BACTERIAL, MEDICAL GRADE COMPOSITION, AVAILABLE IN TWO WASHABLE FABRICS: STRONG AND MEDIUM, PRESSURE BASED ON PATIENT NEEDS | REHABILITATION AND PHYSIOTHERAPY SUPPLIES SUPPLEMENTARY
7718 | 4214280263100 | PRESSURE GARMENT, CUSTOM MADE, FOR SCAR MANAGEMENT, ADULT LEG (ANKLE-THIGH), ULTRAVIOLET PROTECTION (NOT LESS THAN 98%), BREATHABLE, HYPOALLERGENIC AND LATEX-FREE, COMPOSITION-HIGH QUALITY SOFT, ANTI-BACTERIAL, MEDICAL GRADE COMPOSITION, AVAILABLE IN TWO WASHABLE FABRICS: STRONG AND MEDIUM, PRESSURE BASED ON PATIENT NEEDS | REHABILITATION AND PHYSIOTHERAPY SUPPLIES SUPPLEMENTARY
7719 | 4214280263200 | PRESSURE GARMENT, CUSTOM MADE, FOR SCAR MANAGEMENT, ADULT LEG (KNEE-THIGH), ULTRAVIOLET PROTECTION (NOT LESS THAN 98%), BREATHABLE, HYPOALLERGENIC AND LATEX-FREE, COMPOSITION-HIGH QUALITY SOFT, ANTI-BACTERIAL, MEDICAL GRADE COMPOSITION, AVAILABLE IN TWO WASHABLE FABRICS: STRONG AND MEDIUM, PRESSURE BASED ON PATIENT NEEDS | REHABILITATION AND PHYSIOTHERAPY SUPPLIES SUPPLEMENTARY
7720 | 4214280263300 | PRESSURE GARMENT, CUSTOM MADE, FOR SCAR MANAGEMENT, ADULT OPEN TOES FOOT GLOVE, ULTRAVIOLET PROTECTION (NOT LESS THAN 98%), BREATHABLE, HYPOALLERGENIC AND LATEX-FREE, COMPOSITION-HIGH QUALITY SOFT, ANTI-BACTERIAL, MEDICAL GRADE COMPOSITION, AVAILABLE IN TWO WASHABLE FABRICS: STRONG AND MEDIUM, PRESSURE BASED ON PATIENT NEEDS | REHABILITATION AND PHYSIOTHERAPY SUPPLIES SUPPLEMENTARY
7721 | 4214280263400 | PRESSURE GARMENT, CUSTOM MADE, FOR SCAR MANAGEMENT, ADULT OPEN TOES FOOT GLOVE STOCKING (ANKLE-HIGH), ULTRAVIOLET PROTECTION (NOT LESS THAN 98%), BREATHABLE, HYPOALLERGENIC AND LATEX-FREE, COMPOSITION-HIGH QUALITY SOFT, ANTI-BACTERIAL, MEDICAL GRADE COMPOSITION, AVAILABLE IN TWO WASHABLE FABRICS: STRONG AND MEDIUM, PRESSURE BASED ON PATIENT NEEDS | REHABILITATION AND PHYSIOTHERAPY SUPPLIES SUPPLEMENTARY
7722 | 4214280263500 | PRESSURE GARMENT, CUSTOM MADE, FOR SCAR MANAGEMENT, ADULT OPEN TOES FOOT GLOVE STOCKING (KNEE-HIGH), ULTRAVIOLET PROTECTION (NOT LESS THAN 98%), BREATHABLE, HYPOALLERGENIC AND LATEX-FREE, COMPOSITION-HIGH QUALITY SOFT, ANTI-BACTERIAL, MEDICAL GRADE COMPOSITION, AVAILABLE IN TWO WASHABLE FABRICS: STRONG AND MEDIUM, PRESSURE BASED ON PATIENT NEEDS | REHABILITATION AND PHYSIOTHERAPY SUPPLIES SUPPLEMENTARY
7723 | 4214280263600 | PRESSURE GARMENT, CUSTOM MADE, FOR SCAR MANAGEMENT, ADULT OPEN TOES FOOT GLOVE STOCKING (THIGH-HIGH), ULTRAVIOLET PROTECTION (NOT LESS THAN 98%), BREATHABLE, HYPOALLERGENIC AND LATEX-FREE, COMPOSITION-HIGH QUALITY SOFT, ANTI-BACTERIAL, MEDICAL GRADE COMPOSITION, AVAILABLE IN TWO WASHABLE FABRICS: STRONG AND MEDIUM, PRESSURE BASED ON PATIENT NEEDS | REHABILITATION AND PHYSIOTHERAPY SUPPLIES SUPPLEMENTARY
7724 | 4214280263700 | PRESSURE GARMENT, CUSTOM MADE, FOR SCAR MANAGEMENT, ADULT OPEN TOES STOCKING (ANKLE-HIGH), ULTRAVIOLET PROTECTION (NOT LESS THAN 98%), BREATHABLE, HYPOALLERGENIC AND LATEX-FREE, COMPOSITION-HIGH QUALITY SOFT, ANTI-BACTERIAL, MEDICAL GRADE COMPOSITION, AVAILABLE IN TWO WASHABLE FABRICS: STRONG AND MEDIUM, PRESSURE BASED ON PATIENT NEEDS | REHABILITATION AND PHYSIOTHERAPY SUPPLIES SUPPLEMENTARY
7725 | 4214280263800 | PRESSURE GARMENT, CUSTOM MADE, FOR SCAR MANAGEMENT, ADULT OPEN TOES STOCKING (KNEE-HIGH), ULTRAVIOLET PROTECTION (NOT LESS THAN 98%), BREATHABLE, HYPOALLERGENIC AND LATEX-FREE, COMPOSITION-HIGH QUALITY SOFT, ANTI-BACTERIAL, MEDICAL GRADE COMPOSITION, AVAILABLE IN TWO WASHABLE FABRICS: STRONG AND MEDIUM, PRESSURE BASED ON PATIENT NEEDS | REHABILITATION AND PHYSIOTHERAPY SUPPLIES SUPPLEMENTARY
7726 | 4214280263900 | PRESSURE GARMENT, CUSTOM MADE, FOR SCAR MANAGEMENT, ADULT OPEN TOES STOCKING (THIGH-HIGH), ULTRAVIOLET PROTECTION (NOT LESS THAN 98%), BREATHABLE, HYPOALLERGENIC AND LATEX-FREE, COMPOSITION-HIGH QUALITY SOFT, ANTI-BACTERIAL, MEDICAL GRADE COMPOSITION, AVAILABLE IN TWO WASHABLE FABRICS: STRONG AND MEDIUM, PRESSURE BASED ON PATIENT NEEDS | REHABILITATION AND PHYSIOTHERAPY SUPPLIES SUPPLEMENTARY
7727 | 4224180301800 | PRESSURE GARMENT, CUSTOM MADE, FOR SCAR MANAGEMENT, ADULT PRESSURE COLLAR - ADULT PRESSURE COLLAR, ULTRAVIOLET PROTECTION (NOT LESS THAN 98%), BREATHABLE, HYPOALLERGENIC AND LATEX-FREE, COMPOSITION-HIGH QUALITY SOFT, ANTI-BACTERIAL, MEDICAL GRADE COMPOSITION, AVAILABLE IN TWO WASHABLE FABRICS: STRONG AND MEDIUM, PRESSURE BASED ON PATIENT NEEDS | REHABILITATION AND PHYSIOTHERAPY SUPPLIES SUPPLEMENTARY
7728 | 4232251100200 | PRESSURE GARMENT, CUSTOM MADE, FOR SCAR MANAGEMENT, ADULT SLEEVE FASTENING MODEL 3 IS A SHORT SLEEVE IN THE OPPOSITE ARM TO HOLD THE THERAPEUTIC SLEEVE IN PLACE, ULTRAVIOLET PROTECTION (NOT LESS THAN 98%), BREATHABLE, HYPOALLERGENIC AND LATEX-FREE, COMPOSITION-HIGH QUALITY SOFT, ANTI-BACTERIAL, MEDICAL GRADE COMPOSITION, AVAILABLE IN TWO WASHABLE FABRICS: STRONG AND MEDIUM, PRESSURE BASED ON PATIENT NEEDS | REHABILITATION AND PHYSIOTHERAPY SUPPLIES SUPPLEMENTARY
7729 | 4231250001100 | PRESSURE GARMENT, CUSTOM MADE, FOR SCAR MANAGEMENT, BODY CHILD LONG AND SHORT SLEEVES - BODY CHILD LONG AND SHORT SLEEVES, ULTRAVIOLET PROTECTION (NOT LESS THAN 98%), BREATHABLE, HYPOALLERGENIC AND LATEX-FREE, COMPOSITION-HIGH QUALITY SOFT, ANTI-BACTERIAL, MEDICAL GRADE COMPOSITION, AVAILABLE IN TWO WASHABLE FABRICS: STRONG AND MEDIUM, PRESSURE BASED ON PATIENT NEEDS | REHABILITATION AND PHYSIOTHERAPY SUPPLIES SUPPLEMENTARY
7730 | 4213151403800 | PRESSURE GARMENT, CUSTOM MADE, FOR SCAR MANAGEMENT, BODY CHILD LONG SLEEVES, ULTRAVIOLET PROTECTION (NOT LESS THAN 98%), BREATHABLE, HYPOALLERGENIC AND LATEX-FREE, COMPOSITION-HIGH QUALITY SOFT, ANTI-BACTERIAL, MEDICAL GRADE COMPOSITION, AVAILABLE IN TWO WASHABLE FABRICS: STRONG AND MEDIUM, PRESSURE BASED ON PATIENT NEEDS | REHABILITATION AND PHYSIOTHERAPY SUPPLIES SUPPLEMENTARY
7731 | 4213151403900 | PRESSURE GARMENT, CUSTOM MADE, FOR SCAR MANAGEMENT, BODY CHILD SHORT LEGS (ADDITIONS TO PREVIOUS BODY CHILD), ULTRAVIOLET PROTECTION (NOT LESS THAN 98%), BREATHABLE, HYPOALLERGENIC AND LATEX-FREE, COMPOSITION-HIGH QUALITY SOFT, ANTI-BACTERIAL, MEDICAL GRADE COMPOSITION, AVAILABLE IN TWO WASHABLE FABRICS: STRONG AND MEDIUM, PRESSURE BASED ON PATIENT NEEDS | REHABILITATION AND PHYSIOTHERAPY SUPPLIES SUPPLEMENTARY
7732 | 4213151404000 | PRESSURE GARMENT, CUSTOM MADE, FOR SCAR MANAGEMENT, BODY CHILD SHORT SLEEVES, ULTRAVIOLET PROTECTION (NOT LESS THAN 98%), BREATHABLE, HYPOALLERGENIC AND LATEX-FREE, COMPOSITION-HIGH QUALITY SOFT, ANTI-BACTERIAL, MEDICAL GRADE COMPOSITION, AVAILABLE IN TWO WASHABLE FABRICS: STRONG AND MEDIUM, PRESSURE BASED ON PATIENT NEEDS | REHABILITATION AND PHYSIOTHERAPY SUPPLIES SUPPLEMENTARY
7733 | 4213151404100 | PRESSURE GARMENT, CUSTOM MADE, FOR SCAR MANAGEMENT, BODY CHILD SLEEVELESS, ULTRAVIOLET PROTECTION (NOT LESS THAN 98%), BREATHABLE, HYPOALLERGENIC AND LATEX-FREE, COMPOSITION-HIGH QUALITY SOFT, ANTI-BACTERIAL, MEDICAL GRADE COMPOSITION, AVAILABLE IN TWO WASHABLE FABRICS: STRONG AND MEDIUM, PRESSURE BASED ON PATIENT NEEDS | REHABILITATION AND PHYSIOTHERAPY SUPPLIES SUPPLEMENTARY
7734 | 4213151404200 | PRESSURE GARMENT, CUSTOM MADE, FOR SCAR MANAGEMENT, BODY WOMEN LONG AND SHORT SLEEVES, ULTRAVIOLET PROTECTION (NOT LESS THAN 98%), BREATHABLE, HYPOALLERGENIC AND LATEX-FREE, COMPOSITION-HIGH QUALITY SOFT, ANTI-BACTERIAL, MEDICAL GRADE COMPOSITION, AVAILABLE IN TWO WASHABLE FABRICS: STRONG AND MEDIUM, PRESSURE BASED ON PATIENT NEEDS | REHABILITATION AND PHYSIOTHERAPY SUPPLIES SUPPLEMENTARY
7735 | 4213151404300 | PRESSURE GARMENT, CUSTOM MADE, FOR SCAR MANAGEMENT, BODY WOMEN LONG SLEEVES, ULTRAVIOLET PROTECTION (NOT LESS THAN 98%), BREATHABLE, HYPOALLERGENIC AND LATEX-FREE, COMPOSITION-HIGH QUALITY SOFT, ANTI-BACTERIAL, MEDICAL GRADE COMPOSITION, AVAILABLE IN TWO WASHABLE FABRICS: STRONG AND MEDIUM, PRESSURE BASED ON PATIENT NEEDS | REHABILITATION AND PHYSIOTHERAPY SUPPLIES SUPPLEMENTARY
7736 | 4213151404400 | PRESSURE GARMENT, CUSTOM MADE, FOR SCAR MANAGEMENT, BODY WOMEN SHORT LEGS (ADDITIONS TO PREVIOUS BODY WOMEN), ULTRAVIOLET PROTECTION (NOT LESS THAN 98%), BREATHABLE, HYPOALLERGENIC AND LATEX-FREE, COMPOSITION-HIGH QUALITY SOFT, ANTI-BACTERIAL, MEDICAL GRADE COMPOSITION, AVAILABLE IN TWO WASHABLE FABRICS: STRONG AND MEDIUM, PRESSURE BASED ON PATIENT NEEDS | REHABILITATION AND PHYSIOTHERAPY SUPPLIES SUPPLEMENTARY
7737 | 4213151404500 | PRESSURE GARMENT, CUSTOM MADE, FOR SCAR MANAGEMENT, BODY WOMEN SHORT SLEEVES, ULTRAVIOLET PROTECTION (NOT LESS THAN 98%), BREATHABLE, HYPOALLERGENIC AND LATEX-FREE, COMPOSITION-HIGH QUALITY SOFT, ANTI-BACTERIAL, MEDICAL GRADE COMPOSITION, AVAILABLE IN TWO WASHABLE FABRICS: STRONG AND MEDIUM, PRESSURE BASED ON PATIENT NEEDS | REHABILITATION AND PHYSIOTHERAPY SUPPLIES SUPPLEMENTARY
7738 | 4213151404600 | PRESSURE GARMENT, CUSTOM MADE, FOR SCAR MANAGEMENT, BODY WOMEN SLEEVELESS, ULTRAVIOLET PROTECTION (NOT LESS THAN 98%), BREATHABLE, HYPOALLERGENIC AND LATEX-FREE, COMPOSITION-HIGH QUALITY SOFT, ANTI-BACTERIAL, MEDICAL GRADE COMPOSITION, AVAILABLE IN TWO WASHABLE FABRICS: STRONG AND MEDIUM, PRESSURE BASED ON PATIENT NEEDS | REHABILITATION AND PHYSIOTHERAPY SUPPLIES SUPPLEMENTARY
7739 | 4213171702900 | PRESSURE GARMENT, CUSTOM MADE, FOR SCAR MANAGEMENT, CHILD (ELBOW-AXILLA) SLEEVE, ULTRAVIOLET PROTECTION (NOT LESS THAN 98%), BREATHABLE, HYPOALLERGENIC AND LATEX-FREE, COMPOSITION-HIGH QUALITY SOFT, ANTI-BACTERIAL, MEDICAL GRADE COMPOSITION, AVAILABLE IN TWO WASHABLE FABRICS: STRONG AND MEDIUM, PRESSURE BASED ON PATIENT NEEDS | REHABILITATION AND PHYSIOTHERAPY SUPPLIES SUPPLEMENTARY
7740 | 4213171703000 | PRESSURE GARMENT, CUSTOM MADE, FOR SCAR MANAGEMENT, CHILD (TO AXILLA) SLEEVE GAUNTLET THUMB CLOSE, ULTRAVIOLET PROTECTION (NOT LESS THAN 98%), BREATHABLE, HYPOALLERGENIC AND LATEX-FREE, COMPOSITION-HIGH QUALITY SOFT, ANTI-BACTERIAL, MEDICAL GRADE COMPOSITION, AVAILABLE IN TWO WASHABLE FABRICS: STRONG AND MEDIUM, PRESSURE BASED ON PATIENT NEEDS | REHABILITATION AND PHYSIOTHERAPY SUPPLIES SUPPLEMENTARY
7741 | 4213171703100 | PRESSURE GARMENT, CUSTOM MADE, FOR SCAR MANAGEMENT, CHILD (TO AXILLA) SLEEVE GAUNTLET THUMB OPEN, ULTRAVIOLET PROTECTION (NOT LESS THAN 98%), BREATHABLE, HYPOALLERGENIC AND LATEX-FREE, COMPOSITION-HIGH QUALITY SOFT, ANTI-BACTERIAL, MEDICAL GRADE COMPOSITION, AVAILABLE IN TWO WASHABLE FABRICS: STRONG AND MEDIUM, PRESSURE BASED ON PATIENT NEEDS | REHABILITATION AND PHYSIOTHERAPY SUPPLIES SUPPLEMENTARY
7742 | 4213171703200 | PRESSURE GARMENT, CUSTOM MADE, FOR SCAR MANAGEMENT, CHILD (TO AXILLA) SLEEVE GLOVE TIPS CLOSE, ULTRAVIOLET PROTECTION (NOT LESS THAN 98%), BREATHABLE, HYPOALLERGENIC AND LATEX-FREE, COMPOSITION-HIGH QUALITY SOFT, ANTI-BACTERIAL, MEDICAL GRADE COMPOSITION, AVAILABLE IN TWO WASHABLE FABRICS: STRONG AND MEDIUM, PRESSURE BASED ON PATIENT NEEDS | REHABILITATION AND PHYSIOTHERAPY SUPPLIES SUPPLEMENTARY
7743 | 4213171703300 | PRESSURE GARMENT, CUSTOM MADE, FOR SCAR MANAGEMENT, CHILD (TO AXILLA) SLEEVE GLOVE TIPS OPEN, ULTRAVIOLET PROTECTION (NOT LESS THAN 98%), BREATHABLE, HYPOALLERGENIC AND LATEX-FREE, COMPOSITION-HIGH QUALITY SOFT, ANTI-BACTERIAL, MEDICAL GRADE COMPOSITION, AVAILABLE IN TWO WASHABLE FABRICS: STRONG AND MEDIUM, PRESSURE BASED ON PATIENT NEEDS | REHABILITATION AND PHYSIOTHERAPY SUPPLIES SUPPLEMENTARY
7744 | 4213171703400 | PRESSURE GARMENT, CUSTOM MADE, FOR SCAR MANAGEMENT, CHILD (TO ELBOW) SLEEVE GAUNTLET THUMB CLOSE, ULTRAVIOLET PROTECTION (NOT LESS THAN 98%), BREATHABLE, HYPOALLERGENIC AND LATEX-FREE, COMPOSITION-HIGH QUALITY SOFT, ANTI-BACTERIAL, MEDICAL GRADE COMPOSITION, AVAILABLE IN TWO WASHABLE FABRICS: STRONG AND MEDIUM, PRESSURE BASED ON PATIENT NEEDS | REHABILITATION AND PHYSIOTHERAPY SUPPLIES SUPPLEMENTARY
7745 | 4213171703500 | PRESSURE GARMENT, CUSTOM MADE, FOR SCAR MANAGEMENT, CHILD (TO ELBOW) SLEEVE GAUNTLET THUMB OPEN, ULTRAVIOLET PROTECTION (NOT LESS THAN 98%), BREATHABLE, HYPOALLERGENIC AND LATEX-FREE, COMPOSITION-HIGH QUALITY SOFT, ANTI-BACTERIAL, MEDICAL GRADE COMPOSITION, AVAILABLE IN TWO WASHABLE FABRICS: STRONG AND MEDIUM, PRESSURE BASED ON PATIENT NEEDS | REHABILITATION AND PHYSIOTHERAPY SUPPLIES SUPPLEMENTARY
7746 | 4213171703600 | PRESSURE GARMENT, CUSTOM MADE, FOR SCAR MANAGEMENT, CHILD (TO ELBOW) SLEEVE GLOVE TIPS CLOSE, ULTRAVIOLET PROTECTION (NOT LESS THAN 98%), BREATHABLE, HYPOALLERGENIC AND LATEX-FREE, COMPOSITION-HIGH QUALITY SOFT, ANTI-BACTERIAL, MEDICAL GRADE COMPOSITION, AVAILABLE IN TWO WASHABLE FABRICS: STRONG AND MEDIUM, PRESSURE BASED ON PATIENT NEEDS | REHABILITATION AND PHYSIOTHERAPY SUPPLIES SUPPLEMENTARY
7747 | 4213171703700 | PRESSURE GARMENT, CUSTOM MADE, FOR SCAR MANAGEMENT, CHILD (TO ELBOW) SLEEVE GLOVE TIPS OPEN, ULTRAVIOLET PROTECTION (NOT LESS THAN 98%), BREATHABLE, HYPOALLERGENIC AND LATEX-FREE, COMPOSITION-HIGH QUALITY SOFT, ANTI-BACTERIAL, MEDICAL GRADE COMPOSITION, AVAILABLE IN TWO WASHABLE FABRICS: STRONG AND MEDIUM, PRESSURE BASED ON PATIENT NEEDS | REHABILITATION AND PHYSIOTHERAPY SUPPLIES SUPPLEMENTARY
7748 | 4213171703800 | PRESSURE GARMENT, CUSTOM MADE, FOR SCAR MANAGEMENT, CHILD (WRIST-AXILLA) SLEEVE, ULTRAVIOLET PROTECTION (NOT LESS THAN 98%), BREATHABLE, HYPOALLERGENIC AND LATEX-FREE, COMPOSITION-HIGH QUALITY SOFT, ANTI-BACTERIAL, MEDICAL GRADE COMPOSITION, AVAILABLE IN TWO WASHABLE FABRICS: STRONG AND MEDIUM, PRESSURE BASED ON PATIENT NEEDS | REHABILITATION AND PHYSIOTHERAPY SUPPLIES SUPPLEMENTARY
7749 | 4213171703900 | PRESSURE GARMENT, CUSTOM MADE, FOR SCAR MANAGEMENT, CHILD (WRIST-ELBOW) SLEEVE, ULTRAVIOLET PROTECTION (NOT LESS THAN 98%), BREATHABLE, HYPOALLERGENIC AND LATEX-FREE, COMPOSITION-HIGH QUALITY SOFT, ANTI-BACTERIAL, MEDICAL GRADE COMPOSITION, AVAILABLE IN TWO WASHABLE FABRICS: STRONG AND MEDIUM, PRESSURE BASED ON PATIENT NEEDS | REHABILITATION AND PHYSIOTHERAPY SUPPLIES SUPPLEMENTARY
7750 | 4231250400600 | PRESSURE GARMENT, CUSTOM MADE, FOR SCAR MANAGEMENT, CHILD CHIN STRAP EAR CLOSE, ULTRAVIOLET PROTECTION (NOT LESS THAN 98%), BREATHABLE, HYPOALLERGENIC AND LATEX-FREE, COMPOSITION-HIGH QUALITY SOFT, ANTI-BACTERIAL, MEDICAL GRADE COMPOSITION, AVAILABLE IN TWO WASHABLE FABRICS: STRONG AND MEDIUM, PRESSURE BASED ON PATIENT NEEDS | REHABILITATION AND PHYSIOTHERAPY SUPPLIES SUPPLEMENTARY
7751 | 4231250400700 | PRESSURE GARMENT, CUSTOM MADE, FOR SCAR MANAGEMENT, CHILD CHIN STRAP EAR OPEN, ULTRAVIOLET PROTECTION (NOT LESS THAN 98%), BREATHABLE, HYPOALLERGENIC AND LATEX-FREE, COMPOSITION-HIGH QUALITY SOFT, ANTI-BACTERIAL, MEDICAL GRADE COMPOSITION, AVAILABLE IN TWO WASHABLE FABRICS: STRONG AND MEDIUM, PRESSURE BASED ON PATIENT NEEDS | REHABILITATION AND PHYSIOTHERAPY SUPPLIES SUPPLEMENTARY
7752 | 4214280266900 | PRESSURE GARMENT, CUSTOM MADE, FOR SCAR MANAGEMENT, CHILD CLOSE TOES FOOT GLOVE, ULTRAVIOLET PROTECTION (NOT LESS THAN 98%), BREATHABLE, HYPOALLERGENIC AND LATEX-FREE, COMPOSITION-HIGH QUALITY SOFT, ANTI-BACTERIAL, MEDICAL GRADE COMPOSITION, AVAILABLE IN TWO WASHABLE FABRICS: STRONG AND MEDIUM, PRESSURE BASED ON PATIENT NEEDS | REHABILITATION AND PHYSIOTHERAPY SUPPLIES SUPPLEMENTARY
7753 | 4214280267000 | PRESSURE GARMENT, CUSTOM MADE, FOR SCAR MANAGEMENT, CHILD CLOSE TOES FOOT GLOVE STOCKING (THIGH-HIGH), ULTRAVIOLET PROTECTION (NOT LESS THAN 98%), BREATHABLE, HYPOALLERGENIC AND LATEX-FREE, COMPOSITION-HIGH QUALITY SOFT, ANTI-BACTERIAL, MEDICAL GRADE COMPOSITION, AVAILABLE IN TWO WASHABLE FABRICS: STRONG AND MEDIUM, PRESSURE BASED ON PATIENT NEEDS | REHABILITATION AND PHYSIOTHERAPY SUPPLIES SUPPLEMENTARY
7754 | 4213171704000 | PRESSURE GARMENT, CUSTOM MADE, FOR SCAR MANAGEMENT, CHILD CLOSE TOES STOCKING (ANKLE-HIGH), ULTRAVIOLET PROTECTION (NOT LESS THAN 98%), BREATHABLE, HYPOALLERGENIC AND LATEX-FREE, COMPOSITION-HIGH QUALITY SOFT, ANTI-BACTERIAL, MEDICAL GRADE COMPOSITION, AVAILABLE IN TWO WASHABLE FABRICS: STRONG AND MEDIUM, PRESSURE BASED ON PATIENT NEEDS | REHABILITATION AND PHYSIOTHERAPY SUPPLIES SUPPLEMENTARY
7755 | 4214280267100 | PRESSURE GARMENT, CUSTOM MADE, FOR SCAR MANAGEMENT, CHILD CLOSE TOES STOCKING (KNEE-HIGH), ULTRAVIOLET PROTECTION (NOT LESS THAN 98%), BREATHABLE, HYPOALLERGENIC AND LATEX-FREE, COMPOSITION-HIGH QUALITY SOFT, ANTI-BACTERIAL, MEDICAL GRADE COMPOSITION, AVAILABLE IN TWO WASHABLE FABRICS: STRONG AND MEDIUM, PRESSURE BASED ON PATIENT NEEDS | REHABILITATION AND PHYSIOTHERAPY SUPPLIES SUPPLEMENTARY
7756 | 4214280267300 | PRESSURE GARMENT, CUSTOM MADE, FOR SCAR MANAGEMENT, CHILD CLOSE TOES STOCKING (THIGH-HIGH), ULTRAVIOLET PROTECTION (NOT LESS THAN 98%), BREATHABLE, HYPOALLERGENIC AND LATEX-FREE, COMPOSITION-HIGH QUALITY SOFT, ANTI-BACTERIAL, MEDICAL GRADE COMPOSITION, AVAILABLE IN TWO WASHABLE FABRICS: STRONG AND MEDIUM, PRESSURE BASED ON PATIENT NEEDS | REHABILITATION AND PHYSIOTHERAPY SUPPLIES SUPPLEMENTARY
7757 | 4213171704100 | PRESSURE GARMENT, CUSTOM MADE, FOR SCAR MANAGEMENT, CHILD GAUNTLET THUMB CLOSE, ULTRAVIOLET PROTECTION (NOT LESS THAN 98%), BREATHABLE, HYPOALLERGENIC AND LATEX-FREE, COMPOSITION-HIGH QUALITY SOFT, ANTI-BACTERIAL, MEDICAL GRADE COMPOSITION, AVAILABLE IN TWO WASHABLE FABRICS: STRONG AND MEDIUM, PRESSURE BASED ON PATIENT NEEDS | REHABILITATION AND PHYSIOTHERAPY SUPPLIES SUPPLEMENTARY
7758 | 4618150409600 | PRESSURE GARMENT, CUSTOM MADE, FOR SCAR MANAGEMENT, CHILD GAUNTLET THUMB OPEN - CHILD GLOVE TIPS OPEN, ULTRAVIOLET PROTECTION (NOT LESS THAN 98%), BREATHABLE, HYPOALLERGENIC AND LATEX-FREE, COMPOSITION-HIGH QUALITY SOFT, ANTI-BACTERIAL, MEDICAL GRADE COMPOSITION, AVAILABLE IN TWO WASHABLE FABRICS: STRONG AND MEDIUM, PRESSURE BASED ON PATIENT NEEDS | REHABILITATION AND PHYSIOTHERAPY SUPPLIES SUPPLEMENTARY
7759 | 4618150409700 | PRESSURE GARMENT, CUSTOM MADE, FOR SCAR MANAGEMENT, CHILD GLOVE TIPS CLOSE, ULTRAVIOLET PROTECTION (NOT LESS THAN 98%), BREATHABLE, HYPOALLERGENIC AND LATEX-FREE, COMPOSITION-HIGH QUALITY SOFT, ANTI-BACTERIAL, MEDICAL GRADE COMPOSITION, AVAILABLE IN TWO WASHABLE FABRICS: STRONG AND MEDIUM, PRESSURE BASED ON PATIENT NEEDS | REHABILITATION AND PHYSIOTHERAPY SUPPLIES SUPPLEMENTARY
7760 | 4618150409800 | PRESSURE GARMENT, CUSTOM MADE, FOR SCAR MANAGEMENT, CHILD GLOVE TIPS OPEN, ULTRAVIOLET PROTECTION (NOT LESS THAN 98%), BREATHABLE, HYPOALLERGENIC AND LATEX-FREE, COMPOSITION-HIGH QUALITY SOFT, ANTI-BACTERIAL, MEDICAL GRADE COMPOSITION, AVAILABLE IN TWO WASHABLE FABRICS: STRONG AND MEDIUM, PRESSURE BASED ON PATIENT NEEDS | REHABILITATION AND PHYSIOTHERAPY SUPPLIES SUPPLEMENTARY
7761 | 4618170000100 | PRESSURE GARMENT, CUSTOM MADE, FOR SCAR MANAGEMENT, CHILD HEAD BAND, ULTRAVIOLET PROTECTION (NOT LESS THAN 98%), BREATHABLE, HYPOALLERGENIC AND LATEX-FREE, COMPOSITION-HIGH QUALITY SOFT, ANTI-BACTERIAL, MEDICAL GRADE COMPOSITION, AVAILABLE IN TWO WASHABLE FABRICS: STRONG AND MEDIUM, PRESSURE BASED ON PATIENT NEEDS | REHABILITATION AND PHYSIOTHERAPY SUPPLIES SUPPLEMENTARY
7762 | 4221150902000 | PRESSURE GARMENT, CUSTOM MADE, FOR SCAR MANAGEMENT, CHILD HELMET FACE CLOSE, ULTRAVIOLET PROTECTION (NOT LESS THAN 98%), BREATHABLE, HYPOALLERGENIC AND LATEX-FREE, COMPOSITION-HIGH QUALITY SOFT, ANTI-BACTERIAL, MEDICAL GRADE COMPOSITION, AVAILABLE IN TWO WASHABLE FABRICS: STRONG AND MEDIUM, PRESSURE BASED ON PATIENT NEEDS | REHABILITATION AND PHYSIOTHERAPY SUPPLIES SUPPLEMENTARY
7763 | 4221150902100 | PRESSURE GARMENT, CUSTOM MADE, FOR SCAR MANAGEMENT, CHILD HELMET FACE OPEN, ULTRAVIOLET PROTECTION (NOT LESS THAN 98%), BREATHABLE, HYPOALLERGENIC AND LATEX-FREE, COMPOSITION-HIGH QUALITY SOFT, ANTI-BACTERIAL, MEDICAL GRADE COMPOSITION, AVAILABLE IN TWO WASHABLE FABRICS: STRONG AND MEDIUM, PRESSURE BASED ON PATIENT NEEDS | REHABILITATION AND PHYSIOTHERAPY SUPPLIES SUPPLEMENTARY
7764 | 4213171704200 | PRESSURE GARMENT, CUSTOM MADE, FOR SCAR MANAGEMENT, CHILD LEG (ANKLE-KNEE), ULTRAVIOLET PROTECTION (NOT LESS THAN 98%), BREATHABLE, HYPOALLERGENIC AND LATEX-FREE, COMPOSITION-HIGH QUALITY SOFT, ANTI-BACTERIAL, MEDICAL GRADE COMPOSITION, AVAILABLE IN TWO WASHABLE FABRICS: STRONG AND MEDIUM, PRESSURE BASED ON PATIENT NEEDS | REHABILITATION AND PHYSIOTHERAPY SUPPLIES SUPPLEMENTARY
7765 | 4214280267400 | PRESSURE GARMENT, CUSTOM MADE, FOR SCAR MANAGEMENT, CHILD LEG (ANKLE-THIGH), ULTRAVIOLET PROTECTION (NOT LESS THAN 98%), BREATHABLE, HYPOALLERGENIC AND LATEX-FREE, COMPOSITION-HIGH QUALITY SOFT, ANTI-BACTERIAL, MEDICAL GRADE COMPOSITION, AVAILABLE IN TWO WASHABLE FABRICS: STRONG AND MEDIUM, PRESSURE BASED ON PATIENT NEEDS | REHABILITATION AND PHYSIOTHERAPY SUPPLIES SUPPLEMENTARY
7766 | 4214280267500 | PRESSURE GARMENT, CUSTOM MADE, FOR SCAR MANAGEMENT, CHILD LEG (KNEE-THIGH), ULTRAVIOLET PROTECTION (NOT LESS THAN 98%), BREATHABLE, HYPOALLERGENIC AND LATEX-FREE, COMPOSITION-HIGH QUALITY SOFT, ANTI-BACTERIAL, MEDICAL GRADE COMPOSITION, AVAILABLE IN TWO WASHABLE FABRICS: STRONG AND MEDIUM, PRESSURE BASED ON PATIENT NEEDS | REHABILITATION AND PHYSIOTHERAPY SUPPLIES SUPPLEMENTARY
7767 | 4214280267600 | PRESSURE GARMENT, CUSTOM MADE, FOR SCAR MANAGEMENT, CHILD OPEN TOES FOOT GLOVE, ULTRAVIOLET PROTECTION (NOT LESS THAN 98%), BREATHABLE, HYPOALLERGENIC AND LATEX-FREE, COMPOSITION-HIGH QUALITY SOFT, ANTI-BACTERIAL, MEDICAL GRADE COMPOSITION, AVAILABLE IN TWO WASHABLE FABRICS: STRONG AND MEDIUM, PRESSURE BASED ON PATIENT NEEDS | REHABILITATION AND PHYSIOTHERAPY SUPPLIES SUPPLEMENTARY
7768 | 4214280267700 | PRESSURE GARMENT, CUSTOM MADE, FOR SCAR MANAGEMENT, CHILD OPEN TOES FOOT GLOVE STOCKING (ANKLE-HIGH), ULTRAVIOLET PROTECTION (NOT LESS THAN 98%), BREATHABLE, HYPOALLERGENIC AND LATEX-FREE, COMPOSITION-HIGH QUALITY SOFT, ANTI-BACTERIAL, MEDICAL GRADE COMPOSITION, AVAILABLE IN TWO WASHABLE FABRICS: STRONG AND MEDIUM, PRESSURE BASED ON PATIENT NEEDS | REHABILITATION AND PHYSIOTHERAPY SUPPLIES SUPPLEMENTARY
7769 | 4214280267800 | PRESSURE GARMENT, CUSTOM MADE, FOR SCAR MANAGEMENT, CHILD OPEN TOES FOOT GLOVE STOCKING (KNEE-HIGH), ULTRAVIOLET PROTECTION (NOT LESS THAN 98%), BREATHABLE, HYPOALLERGENIC AND LATEX-FREE, COMPOSITION-HIGH QUALITY SOFT, ANTI-BACTERIAL, MEDICAL GRADE COMPOSITION, AVAILABLE IN TWO WASHABLE FABRICS: STRONG AND MEDIUM, PRESSURE BASED ON PATIENT NEEDS | REHABILITATION AND PHYSIOTHERAPY SUPPLIES SUPPLEMENTARY
7770 | 4214280267900 | PRESSURE GARMENT, CUSTOM MADE, FOR SCAR MANAGEMENT, CHILD OPEN TOES FOOT GLOVE STOCKING (THIGH-HIGH), ULTRAVIOLET PROTECTION (NOT LESS THAN 98%), BREATHABLE, HYPOALLERGENIC AND LATEX-FREE, COMPOSITION-HIGH QUALITY SOFT, ANTI-BACTERIAL, MEDICAL GRADE COMPOSITION, AVAILABLE IN TWO WASHABLE FABRICS: STRONG AND MEDIUM, PRESSURE BASED ON PATIENT NEEDS | REHABILITATION AND PHYSIOTHERAPY SUPPLIES SUPPLEMENTARY
7771 | 4224180302100 | PRESSURE GARMENT, CUSTOM MADE, FOR SCAR MANAGEMENT, CHILD PRESSURE COLLAR - CHILD PRESSURE COLLAR, ULTRAVIOLET PROTECTION (NOT LESS THAN 98%), BREATHABLE, HYPOALLERGENIC AND LATEX-FREE, COMPOSITION-HIGH QUALITY SOFT, ANTI-BACTERIAL, MEDICAL GRADE COMPOSITION, AVAILABLE IN TWO WASHABLE FABRICS: STRONG AND MEDIUM, PRESSURE BASED ON PATIENT NEEDS | REHABILITATION AND PHYSIOTHERAPY SUPPLIES SUPPLEMENTARY
7772 | 4231250001600 | PRESSURE GARMENT, CUSTOM MADE, FOR SCAR MANAGEMENT, CHILD SLEEVE FASTENING MODEL 3 IS A SHORT SLEEVE IN THE OPPOSITE ARM TO HOLD THE THERAPEUTIC SLEEVE IN PLACE, ULTRAVIOLET PROTECTION (NOT LESS THAN 98%), BREATHABLE, HYPOALLERGENIC AND LATEX-FREE, COMPOSITION-HIGH QUALITY SOFT, ANTI-BACTERIAL, MEDICAL GRADE COMPOSITION, AVAILABLE IN TWO WASHABLE FABRICS: STRONG AND MEDIUM, PRESSURE BASED ON PATIENT NEEDS | REHABILITATION AND PHYSIOTHERAPY SUPPLIES SUPPLEMENTARY
7773 | 4214280268000 | PRESSURE GARMENT, CUSTOM MADE, FOR SCAR MANAGEMENT, CLOSE TOES FOOT GLOVE STOCKING ADULT (KNEE-HIGH) - ADULT CLOSE TOES STOCKING (KNEE-HIGH), ULTRAVIOLET PROTECTION (NOT LESS THAN 98%), BREATHABLE, HYPOALLERGENIC AND LATEX-FREE, COMPOSITION-HIGH QUALITY SOFT, ANTI-BACTERIAL, MEDICAL GRADE COMPOSITION, AVAILABLE IN TWO WASHABLE FABRICS: STRONG AND MEDIUM, PRESSURE BASED ON PATIENT NEEDS | REHABILITATION AND PHYSIOTHERAPY SUPPLIES SUPPLEMENTARY
7774 | 4213171704700 | PRESSURE GARMENT, CUSTOM MADE, FOR SCAR MANAGEMENT, ADULT (TO ELBOW) SLEEVE GLOVE TIPS OPEN, ULTRAVIOLET PROTECTION (NOT LESS THAN 98%), BREATHABLE, HYPOALLERGENIC AND LATEX-FREE, COMPOSITION-HIGH QUALITY SOFT, ANTI-BACTERIAL, MEDICAL GRADE COMPOSITION, AVAILABLE IN TWO WASHABLE FABRICS: STRONG AND MEDIUM, PRESSURE BASED ON PATIENT NEEDS | REHABILITATION AND PHYSIOTHERAPY SUPPLIES SUPPLEMENTARY
7775 | 4618152706300 | PRESSURE GARMENT, CUSTOM MADE, FOR SCAR MANAGEMENT, PANTS LONG LEG WITH CLOSE TOE STOCKING BOYS, ULTRAVIOLET PROTECTION (NOT LESS THAN 98%), BREATHABLE, HYPOALLERGENIC AND LATEX-FREE, COMPOSITION-HIGH QUALITY SOFT, ANTI-BACTERIAL, MEDICAL GRADE COMPOSITION, AVAILABLE IN TWO WASHABLE FABRICS: STRONG AND MEDIUM, PRESSURE BASED ON PATIENT NEEDS | REHABILITATION AND PHYSIOTHERAPY SUPPLIES SUPPLEMENTARY
7776 | 4618152706400 | PRESSURE GARMENT, CUSTOM MADE, FOR SCAR MANAGEMENT, PANTS LONG LEG WITH CLOSE TOE STOCKING GIRLS, ULTRAVIOLET PROTECTION (NOT LESS THAN 98%), BREATHABLE, HYPOALLERGENIC AND LATEX-FREE, COMPOSITION-HIGH QUALITY SOFT, ANTI-BACTERIAL, MEDICAL GRADE COMPOSITION, AVAILABLE IN TWO WASHABLE FABRICS: STRONG AND MEDIUM, PRESSURE BASED ON PATIENT NEEDS | REHABILITATION AND PHYSIOTHERAPY SUPPLIES SUPPLEMENTARY
7777 | 4618152706500 | PRESSURE GARMENT, CUSTOM MADE, FOR SCAR MANAGEMENT, PANTS LONG LEG WITH CLOSE TOE STOCKING MEN, ULTRAVIOLET PROTECTION (NOT LESS THAN 98%), BREATHABLE, HYPOALLERGENIC AND LATEX-FREE, COMPOSITION-HIGH QUALITY SOFT, ANTI-BACTERIAL, MEDICAL GRADE COMPOSITION, AVAILABLE IN TWO WASHABLE FABRICS: STRONG AND MEDIUM, PRESSURE BASED ON PATIENT NEEDS | REHABILITATION AND PHYSIOTHERAPY SUPPLIES SUPPLEMENTARY
7778 | 4618152706600 | PRESSURE GARMENT, CUSTOM MADE, FOR SCAR MANAGEMENT, PANTS LONG LEG WITH CLOSE TOE STOCKING WOMEN, ULTRAVIOLET PROTECTION (NOT LESS THAN 98%), BREATHABLE, HYPOALLERGENIC AND LATEX-FREE, COMPOSITION-HIGH QUALITY SOFT, ANTI-BACTERIAL, MEDICAL GRADE COMPOSITION, AVAILABLE IN TWO WASHABLE FABRICS: STRONG AND MEDIUM, PRESSURE BASED ON PATIENT NEEDS | REHABILITATION AND PHYSIOTHERAPY SUPPLIES SUPPLEMENTARY
7779 | 4618152706700 | PRESSURE GARMENT, CUSTOM MADE, FOR SCAR MANAGEMENT, PANTS LONG LEG WITH OPEN TOE STOCKING BOYS, ULTRAVIOLET PROTECTION (NOT LESS THAN 98%), BREATHABLE, HYPOALLERGENIC AND LATEX-FREE, COMPOSITION-HIGH QUALITY SOFT, ANTI-BACTERIAL, MEDICAL GRADE COMPOSITION, AVAILABLE IN TWO WASHABLE FABRICS: STRONG AND MEDIUM, PRESSURE BASED ON PATIENT NEEDS | REHABILITATION AND PHYSIOTHERAPY SUPPLIES SUPPLEMENTARY
7780 | 4618152706800 | PRESSURE GARMENT, CUSTOM MADE, FOR SCAR MANAGEMENT, PANTS LONG LEG WITH OPEN TOE STOCKING GIRLS, ULTRAVIOLET PROTECTION (NOT LESS THAN 98%), BREATHABLE, HYPOALLERGENIC AND LATEX-FREE, COMPOSITION-HIGH QUALITY SOFT, ANTI-BACTERIAL, MEDICAL GRADE COMPOSITION, AVAILABLE IN TWO WASHABLE FABRICS: STRONG AND MEDIUM, PRESSURE BASED ON PATIENT NEEDS | REHABILITATION AND PHYSIOTHERAPY SUPPLIES SUPPLEMENTARY
7781 | 4618152706900 | PRESSURE GARMENT, CUSTOM MADE, FOR SCAR MANAGEMENT, PANTS LONG LEG WITH OPEN TOE STOCKING MEN, ULTRAVIOLET PROTECTION (NOT LESS THAN 98%), BREATHABLE, HYPOALLERGENIC AND LATEX-FREE, COMPOSITION-HIGH QUALITY SOFT, ANTI-BACTERIAL, MEDICAL GRADE COMPOSITION, AVAILABLE IN TWO WASHABLE FABRICS: STRONG AND MEDIUM, PRESSURE BASED ON PATIENT NEEDS | REHABILITATION AND PHYSIOTHERAPY SUPPLIES SUPPLEMENTARY
7782 | 4618152707000 | PRESSURE GARMENT, CUSTOM MADE, FOR SCAR MANAGEMENT, PANTS LONG LEG WITH OPEN TOE STOCKING WOMEN, ULTRAVIOLET PROTECTION (NOT LESS THAN 98%), BREATHABLE, HYPOALLERGENIC AND LATEX-FREE, COMPOSITION-HIGH QUALITY SOFT, ANTI-BACTERIAL, MEDICAL GRADE COMPOSITION, AVAILABLE IN TWO WASHABLE FABRICS: STRONG AND MEDIUM, PRESSURE BASED ON PATIENT NEEDS | REHABILITATION AND PHYSIOTHERAPY SUPPLIES SUPPLEMENTARY
7783 | 4618152707100 | PRESSURE GARMENT, CUSTOM MADE, FOR SCAR MANAGEMENT, PANTS LONG LEG WITH STOCKING BOYS, ULTRAVIOLET PROTECTION (NOT LESS THAN 98%), BREATHABLE, HYPOALLERGENIC AND LATEX-FREE, COMPOSITION-HIGH QUALITY SOFT, ANTI-BACTERIAL, MEDICAL GRADE COMPOSITION, AVAILABLE IN TWO WASHABLE FABRICS: STRONG AND MEDIUM, PRESSURE BASED ON PATIENT NEEDS | REHABILITATION AND PHYSIOTHERAPY SUPPLIES SUPPLEMENTARY
7784 | 4618152707200 | PRESSURE GARMENT, CUSTOM MADE, FOR SCAR MANAGEMENT, PANTS LONG LEG WITH STOCKING GIRLS, ULTRAVIOLET PROTECTION (NOT LESS THAN 98%), BREATHABLE, HYPOALLERGENIC AND LATEX-FREE, COMPOSITION-HIGH QUALITY SOFT, ANTI-BACTERIAL, MEDICAL GRADE COMPOSITION, AVAILABLE IN TWO WASHABLE FABRICS: STRONG AND MEDIUM, PRESSURE BASED ON PATIENT NEEDS | REHABILITATION AND PHYSIOTHERAPY SUPPLIES SUPPLEMENTARY
7785 | 4618152707300 | PRESSURE GARMENT, CUSTOM MADE, FOR SCAR MANAGEMENT, PANTS LONG LEG WITH STOCKING MEN, ULTRAVIOLET PROTECTION (NOT LESS THAN 98%), BREATHABLE, HYPOALLERGENIC AND LATEX-FREE, COMPOSITION-HIGH QUALITY SOFT, ANTI-BACTERIAL, MEDICAL GRADE COMPOSITION, AVAILABLE IN TWO WASHABLE FABRICS: STRONG AND MEDIUM, PRESSURE BASED ON PATIENT NEEDS | REHABILITATION AND PHYSIOTHERAPY SUPPLIES SUPPLEMENTARY
7786 | 4618152707400 | PRESSURE GARMENT, CUSTOM MADE, FOR SCAR MANAGEMENT, PANTS LONG LEG WITH STOCKING WOMEN, ULTRAVIOLET PROTECTION (NOT LESS THAN 98%), BREATHABLE, HYPOALLERGENIC AND LATEX-FREE, COMPOSITION-HIGH QUALITY SOFT, ANTI-BACTERIAL, MEDICAL GRADE COMPOSITION, AVAILABLE IN TWO WASHABLE FABRICS: STRONG AND MEDIUM, PRESSURE BASED ON PATIENT NEEDS | REHABILITATION AND PHYSIOTHERAPY SUPPLIES SUPPLEMENTARY
7787 | 4618152707500 | PRESSURE GARMENT, CUSTOM MADE, FOR SCAR MANAGEMENT, PANTS LONG LEGS BOYS, ULTRAVIOLET PROTECTION (NOT LESS THAN 98%), BREATHABLE, HYPOALLERGENIC AND LATEX-FREE, COMPOSITION-HIGH QUALITY SOFT, ANTI-BACTERIAL, MEDICAL GRADE COMPOSITION, AVAILABLE IN TWO WASHABLE FABRICS: STRONG AND MEDIUM, PRESSURE BASED ON PATIENT NEEDS | REHABILITATION AND PHYSIOTHERAPY SUPPLIES SUPPLEMENTARY
7788 | 4618152707600 | PRESSURE GARMENT, CUSTOM MADE, FOR SCAR MANAGEMENT, PANTS LONG LEGS GIRLS, ULTRAVIOLET PROTECTION (NOT LESS THAN 98%), BREATHABLE, HYPOALLERGENIC AND LATEX-FREE, COMPOSITION-HIGH QUALITY SOFT, ANTI-BACTERIAL, MEDICAL GRADE COMPOSITION, AVAILABLE IN TWO WASHABLE FABRICS: STRONG AND MEDIUM, PRESSURE BASED ON PATIENT NEEDS | REHABILITATION AND PHYSIOTHERAPY SUPPLIES SUPPLEMENTARY
7789 | 4214280269500 | PRESSURE GARMENT, CUSTOM MADE, FOR SCAR MANAGEMENT, PANTS LONG LEGS MEN, ULTRAVIOLET PROTECTION (NOT LESS THAN 98%), BREATHABLE, HYPOALLERGENIC AND LATEX-FREE, COMPOSITION-HIGH QUALITY SOFT, ANTI-BACTERIAL, MEDICAL GRADE COMPOSITION, AVAILABLE IN TWO WASHABLE FABRICS: STRONG AND MEDIUM, PRESSURE BASED ON PATIENT NEEDS | REHABILITATION AND PHYSIOTHERAPY SUPPLIES SUPPLEMENTARY
7790 | 4618152707700 | PRESSURE GARMENT, CUSTOM MADE, FOR SCAR MANAGEMENT, PANTS LONG LEGS WOMEN, ULTRAVIOLET PROTECTION (NOT LESS THAN 98%), BREATHABLE, HYPOALLERGENIC AND LATEX-FREE, COMPOSITION-HIGH QUALITY SOFT, ANTI-BACTERIAL, MEDICAL GRADE COMPOSITION, AVAILABLE IN TWO WASHABLE FABRICS: STRONG AND MEDIUM, PRESSURE BASED ON PATIENT NEEDS | REHABILITATION AND PHYSIOTHERAPY SUPPLIES SUPPLEMENTARY
7791 | 4618152707800 | PRESSURE GARMENT, CUSTOM MADE, FOR SCAR MANAGEMENT, PANTS SHORT AND LONG LEGS BOYS, ULTRAVIOLET PROTECTION (NOT LESS THAN 98%), BREATHABLE, HYPOALLERGENIC AND LATEX-FREE, COMPOSITION-HIGH QUALITY SOFT, ANTI-BACTERIAL, MEDICAL GRADE COMPOSITION, AVAILABLE IN TWO WASHABLE FABRICS: STRONG AND MEDIUM, PRESSURE BASED ON PATIENT NEEDS | REHABILITATION AND PHYSIOTHERAPY SUPPLIES SUPPLEMENTARY
7792 | 4618152707900 | PRESSURE GARMENT, CUSTOM MADE, FOR SCAR MANAGEMENT, PANTS SHORT AND LONG LEGS GIRLS, ULTRAVIOLET PROTECTION (NOT LESS THAN 98%), BREATHABLE, HYPOALLERGENIC AND LATEX-FREE, COMPOSITION-HIGH QUALITY SOFT, ANTI-BACTERIAL, MEDICAL GRADE COMPOSITION, AVAILABLE IN TWO WASHABLE FABRICS: STRONG AND MEDIUM, PRESSURE BASED ON PATIENT NEEDS | REHABILITATION AND PHYSIOTHERAPY SUPPLIES SUPPLEMENTARY
7793 | 4618152708000 | PRESSURE GARMENT, CUSTOM MADE, FOR SCAR MANAGEMENT, PANTS SHORT AND LONG LEGS MEN, ULTRAVIOLET PROTECTION (NOT LESS THAN 98%), BREATHABLE, HYPOALLERGENIC AND LATEX-FREE, COMPOSITION-HIGH QUALITY SOFT, ANTI-BACTERIAL, MEDICAL GRADE COMPOSITION, AVAILABLE IN TWO WASHABLE FABRICS: STRONG AND MEDIUM, PRESSURE BASED ON PATIENT NEEDS | REHABILITATION AND PHYSIOTHERAPY SUPPLIES SUPPLEMENTARY
7794 | 4618152708100 | PRESSURE GARMENT, CUSTOM MADE, FOR SCAR MANAGEMENT, PANTS SHORT AND LONG LEGS WITH CLOSE TOE STOCKINGS WOMEN, ULTRAVIOLET PROTECTION (NOT LESS THAN 98%), BREATHABLE, HYPOALLERGENIC AND LATEX-FREE, COMPOSITION-HIGH QUALITY SOFT, ANTI-BACTERIAL, MEDICAL GRADE COMPOSITION, AVAILABLE IN TWO WASHABLE FABRICS: STRONG AND MEDIUM, PRESSURE BASED ON PATIENT NEEDS | REHABILITATION AND PHYSIOTHERAPY SUPPLIES SUPPLEMENTARY
7795 | 4618152708200 | PRESSURE GARMENT, CUSTOM MADE, FOR SCAR MANAGEMENT, PANTS SHORT AND LONG LEGS WITH OPEN TOE STOCKINGS WOMEN, ULTRAVIOLET PROTECTION (NOT LESS THAN 98%), BREATHABLE, HYPOALLERGENIC AND LATEX-FREE, COMPOSITION-HIGH QUALITY SOFT, ANTI-BACTERIAL, MEDICAL GRADE COMPOSITION, AVAILABLE IN TWO WASHABLE FABRICS: STRONG AND MEDIUM, PRESSURE BASED ON PATIENT NEEDS | REHABILITATION AND PHYSIOTHERAPY SUPPLIES SUPPLEMENTARY
7796 | 4618152708300 | PRESSURE GARMENT, CUSTOM MADE, FOR SCAR MANAGEMENT, PANTS SHORT AND LONG LEGS WITH STOCKINGS WOMEN, ULTRAVIOLET PROTECTION (NOT LESS THAN 98%), BREATHABLE, HYPOALLERGENIC AND LATEX-FREE, COMPOSITION-HIGH QUALITY SOFT, ANTI-BACTERIAL, MEDICAL GRADE COMPOSITION, AVAILABLE IN TWO WASHABLE FABRICS: STRONG AND MEDIUM, PRESSURE BASED ON PATIENT NEEDS | REHABILITATION AND PHYSIOTHERAPY SUPPLIES SUPPLEMENTARY
7797 | 4618152708400 | PRESSURE GARMENT, CUSTOM MADE, FOR SCAR MANAGEMENT, PANTS SHORT AND LONG LEGS WOMEN, ULTRAVIOLET PROTECTION (NOT LESS THAN 98%), BREATHABLE, HYPOALLERGENIC AND LATEX-FREE, COMPOSITION-HIGH QUALITY SOFT, ANTI-BACTERIAL, MEDICAL GRADE COMPOSITION, AVAILABLE IN TWO WASHABLE FABRICS: STRONG AND MEDIUM, PRESSURE BASED ON PATIENT NEEDS | REHABILITATION AND PHYSIOTHERAPY SUPPLIES SUPPLEMENTARY
7798 | 4618152708500 | PRESSURE GARMENT, CUSTOM MADE, FOR SCAR MANAGEMENT, PANTS SHORT LEG WITH CLOSE TOE STOCKING BOYS, ULTRAVIOLET PROTECTION (NOT LESS THAN 98%), BREATHABLE, HYPOALLERGENIC AND LATEX-FREE, COMPOSITION-HIGH QUALITY SOFT, ANTI-BACTERIAL, MEDICAL GRADE COMPOSITION, AVAILABLE IN TWO WASHABLE FABRICS: STRONG AND MEDIUM, PRESSURE BASED ON PATIENT NEEDS | REHABILITATION AND PHYSIOTHERAPY SUPPLIES SUPPLEMENTARY
7799 | 4618152708600 | PRESSURE GARMENT, CUSTOM MADE, FOR SCAR MANAGEMENT, PANTS SHORT LEG WITH CLOSE TOE STOCKING GIRLS, ULTRAVIOLET PROTECTION (NOT LESS THAN 98%), BREATHABLE, HYPOALLERGENIC AND LATEX-FREE, COMPOSITION-HIGH QUALITY SOFT, ANTI-BACTERIAL, MEDICAL GRADE COMPOSITION, AVAILABLE IN TWO WASHABLE FABRICS: STRONG AND MEDIUM, PRESSURE BASED ON PATIENT NEEDS | REHABILITATION AND PHYSIOTHERAPY SUPPLIES SUPPLEMENTARY
7800 | 4618152708700 | PRESSURE GARMENT, CUSTOM MADE, FOR SCAR MANAGEMENT, PANTS SHORT LEG WITH CLOSE TOE STOCKING MEN, ULTRAVIOLET PROTECTION (NOT LESS THAN 98%), BREATHABLE, HYPOALLERGENIC AND LATEX-FREE, COMPOSITION-HIGH QUALITY SOFT, ANTI-BACTERIAL, MEDICAL GRADE COMPOSITION, AVAILABLE IN TWO WASHABLE FABRICS: STRONG AND MEDIUM, PRESSURE BASED ON PATIENT NEEDS | REHABILITATION AND PHYSIOTHERAPY SUPPLIES SUPPLEMENTARY
7801 | 4618152708800 | PRESSURE GARMENT, CUSTOM MADE, FOR SCAR MANAGEMENT, PANTS SHORT LEG WITH OPEN TOE STOCKING BOYS, ULTRAVIOLET PROTECTION (NOT LESS THAN 98%), BREATHABLE, HYPOALLERGENIC AND LATEX-FREE, COMPOSITION-HIGH QUALITY SOFT, ANTI-BACTERIAL, MEDICAL GRADE COMPOSITION, AVAILABLE IN TWO WASHABLE FABRICS: STRONG AND MEDIUM, PRESSURE BASED ON PATIENT NEEDS | REHABILITATION AND PHYSIOTHERAPY SUPPLIES SUPPLEMENTARY
7802 | 4618152708900 | PRESSURE GARMENT, CUSTOM MADE, FOR SCAR MANAGEMENT, PANTS SHORT LEG WITH OPEN TOE STOCKING GIRLS, ULTRAVIOLET PROTECTION (NOT LESS THAN 98%), BREATHABLE, HYPOALLERGENIC AND LATEX-FREE, COMPOSITION-HIGH QUALITY SOFT, ANTI-BACTERIAL, MEDICAL GRADE COMPOSITION, AVAILABLE IN TWO WASHABLE FABRICS: STRONG AND MEDIUM, PRESSURE BASED ON PATIENT NEEDS | REHABILITATION AND PHYSIOTHERAPY SUPPLIES SUPPLEMENTARY
7803 | 4618152709000 | PRESSURE GARMENT, CUSTOM MADE, FOR SCAR MANAGEMENT, PANTS SHORT LEG WITH OPEN TOE STOCKING MEN, ULTRAVIOLET PROTECTION (NOT LESS THAN 98%), BREATHABLE, HYPOALLERGENIC AND LATEX-FREE, COMPOSITION-HIGH QUALITY SOFT, ANTI-BACTERIAL, MEDICAL GRADE COMPOSITION, AVAILABLE IN TWO WASHABLE FABRICS: STRONG AND MEDIUM, PRESSURE BASED ON PATIENT NEEDS | REHABILITATION AND PHYSIOTHERAPY SUPPLIES SUPPLEMENTARY
7804 | 4618152709100 | PRESSURE GARMENT, CUSTOM MADE, FOR SCAR MANAGEMENT, PANTS SHORT LEG WITH STOCKING BOYS, ULTRAVIOLET PROTECTION (NOT LESS THAN 98%), BREATHABLE, HYPOALLERGENIC AND LATEX-FREE, COMPOSITION-HIGH QUALITY SOFT, ANTI-BACTERIAL, MEDICAL GRADE COMPOSITION, AVAILABLE IN TWO WASHABLE FABRICS: STRONG AND MEDIUM, PRESSURE BASED ON PATIENT NEEDS | REHABILITATION AND PHYSIOTHERAPY SUPPLIES SUPPLEMENTARY
7805 | 4618152709200 | PRESSURE GARMENT, CUSTOM MADE, FOR SCAR MANAGEMENT, PANTS SHORT LEG WITH STOCKING GIRLS, ULTRAVIOLET PROTECTION (NOT LESS THAN 98%), BREATHABLE, HYPOALLERGENIC AND LATEX-FREE, COMPOSITION-HIGH QUALITY SOFT, ANTI-BACTERIAL, MEDICAL GRADE COMPOSITION, AVAILABLE IN TWO WASHABLE FABRICS: STRONG AND MEDIUM, PRESSURE BASED ON PATIENT NEEDS | REHABILITATION AND PHYSIOTHERAPY SUPPLIES SUPPLEMENTARY
7806 | 4618152709300 | PRESSURE GARMENT, CUSTOM MADE, FOR SCAR MANAGEMENT, PANTS SHORT LEG WITH STOCKING MEN, ULTRAVIOLET PROTECTION (NOT LESS THAN 98%), BREATHABLE, HYPOALLERGENIC AND LATEX-FREE, COMPOSITION-HIGH QUALITY SOFT, ANTI-BACTERIAL, MEDICAL GRADE COMPOSITION, AVAILABLE IN TWO WASHABLE FABRICS: STRONG AND MEDIUM, PRESSURE BASED ON PATIENT NEEDS | REHABILITATION AND PHYSIOTHERAPY SUPPLIES SUPPLEMENTARY
7807 | 4618152709400 | PRESSURE GARMENT, CUSTOM MADE, FOR SCAR MANAGEMENT, PANTS SHORT LEGS BOYS, ULTRAVIOLET PROTECTION (NOT LESS THAN 98%), BREATHABLE, HYPOALLERGENIC AND LATEX-FREE, COMPOSITION-HIGH QUALITY SOFT, ANTI-BACTERIAL, MEDICAL GRADE COMPOSITION, AVAILABLE IN TWO WASHABLE FABRICS: STRONG AND MEDIUM, PRESSURE BASED ON PATIENT NEEDS | REHABILITATION AND PHYSIOTHERAPY SUPPLIES SUPPLEMENTARY
7808 | 4618152709500 | PRESSURE GARMENT, CUSTOM MADE, FOR SCAR MANAGEMENT, PANTS SHORT LEGS GIRLS, ULTRAVIOLET PROTECTION (NOT LESS THAN 98%), BREATHABLE, HYPOALLERGENIC AND LATEX-FREE, COMPOSITION-HIGH QUALITY SOFT, ANTI-BACTERIAL, MEDICAL GRADE COMPOSITION, AVAILABLE IN TWO WASHABLE FABRICS: STRONG AND MEDIUM, PRESSURE BASED ON PATIENT NEEDS | REHABILITATION AND PHYSIOTHERAPY SUPPLIES SUPPLEMENTARY
7809 | 4618152709600 | PRESSURE GARMENT, CUSTOM MADE, FOR SCAR MANAGEMENT, PANTS SHORT LEGS MEN, ULTRAVIOLET PROTECTION (NOT LESS THAN 98%), BREATHABLE, HYPOALLERGENIC AND LATEX-FREE, COMPOSITION-HIGH QUALITY SOFT, ANTI-BACTERIAL, MEDICAL GRADE COMPOSITION, AVAILABLE IN TWO WASHABLE FABRICS: STRONG AND MEDIUM, PRESSURE BASED ON PATIENT NEEDS | REHABILITATION AND PHYSIOTHERAPY SUPPLIES SUPPLEMENTARY
7810 | 4618152709700 | PRESSURE GARMENT, CUSTOM MADE, FOR SCAR MANAGEMENT, PANTS SHORT LEGS WOMEN, ULTRAVIOLET PROTECTION (NOT LESS THAN 98%), BREATHABLE, HYPOALLERGENIC AND LATEX-FREE, COMPOSITION-HIGH QUALITY SOFT, ANTI-BACTERIAL, MEDICAL GRADE COMPOSITION, AVAILABLE IN TWO WASHABLE FABRICS: STRONG AND MEDIUM, PRESSURE BASED ON PATIENT NEEDS | REHABILITATION AND PHYSIOTHERAPY SUPPLIES SUPPLEMENTARY
7811 | 4618152709800 | PRESSURE GARMENT, CUSTOM MADE, FOR SCAR MANAGEMENT, PANTS WITH ONE SIDE CLOSE TOE STOCKINGS BOYS, ULTRAVIOLET PROTECTION (NOT LESS THAN 98%), BREATHABLE, HYPOALLERGENIC AND LATEX-FREE, COMPOSITION-HIGH QUALITY SOFT, ANTI-BACTERIAL, MEDICAL GRADE COMPOSITION, AVAILABLE IN TWO WASHABLE FABRICS: STRONG AND MEDIUM, PRESSURE BASED ON PATIENT NEEDS | REHABILITATION AND PHYSIOTHERAPY SUPPLIES SUPPLEMENTARY
7812 | 4618152709900 | PRESSURE GARMENT, CUSTOM MADE, FOR SCAR MANAGEMENT, PANTS WITH ONE SIDE CLOSE TOE STOCKINGS GIRLS, ULTRAVIOLET PROTECTION (NOT LESS THAN 98%), BREATHABLE, HYPOALLERGENIC AND LATEX-FREE, COMPOSITION-HIGH QUALITY SOFT, ANTI-BACTERIAL, MEDICAL GRADE COMPOSITION, AVAILABLE IN TWO WASHABLE FABRICS: STRONG AND MEDIUM, PRESSURE BASED ON PATIENT NEEDS | REHABILITATION AND PHYSIOTHERAPY SUPPLIES SUPPLEMENTARY
7813 | 4618152710000 | PRESSURE GARMENT, CUSTOM MADE, FOR SCAR MANAGEMENT, PANTS WITH ONE SIDE CLOSE TOE STOCKINGS MEN, ULTRAVIOLET PROTECTION (NOT LESS THAN 98%), BREATHABLE, HYPOALLERGENIC AND LATEX-FREE, COMPOSITION-HIGH QUALITY SOFT, ANTI-BACTERIAL, MEDICAL GRADE COMPOSITION, AVAILABLE IN TWO WASHABLE FABRICS: STRONG AND MEDIUM, PRESSURE BASED ON PATIENT NEEDS | REHABILITATION AND PHYSIOTHERAPY SUPPLIES SUPPLEMENTARY
7814 | 4618152710100 | PRESSURE GARMENT, CUSTOM MADE, FOR SCAR MANAGEMENT, PANTS WITH ONE SIDE CLOSE TOE STOCKINGS WOMEN, ULTRAVIOLET PROTECTION (NOT LESS THAN 98%), BREATHABLE, HYPOALLERGENIC AND LATEX-FREE, COMPOSITION-HIGH QUALITY SOFT, ANTI-BACTERIAL, MEDICAL GRADE COMPOSITION, AVAILABLE IN TWO WASHABLE FABRICS: STRONG AND MEDIUM, PRESSURE BASED ON PATIENT NEEDS | REHABILITATION AND PHYSIOTHERAPY SUPPLIES SUPPLEMENTARY
7815 | 4618152710200 | PRESSURE GARMENT, CUSTOM MADE, FOR SCAR MANAGEMENT, PANTS WITH ONE SIDE OPEN TOE STOCKINGS BOYS, ULTRAVIOLET PROTECTION (NOT LESS THAN 98%), BREATHABLE, HYPOALLERGENIC AND LATEX-FREE, COMPOSITION-HIGH QUALITY SOFT, ANTI-BACTERIAL, MEDICAL GRADE COMPOSITION, AVAILABLE IN TWO WASHABLE FABRICS: STRONG AND MEDIUM, PRESSURE BASED ON PATIENT NEEDS | REHABILITATION AND PHYSIOTHERAPY SUPPLIES SUPPLEMENTARY
7816 | 4618152710300 | PRESSURE GARMENT, CUSTOM MADE, FOR SCAR MANAGEMENT, PANTS WITH ONE SIDE OPEN TOE STOCKINGS GIRLS, ULTRAVIOLET PROTECTION (NOT LESS THAN 98%), BREATHABLE, HYPOALLERGENIC AND LATEX-FREE, COMPOSITION-HIGH QUALITY SOFT, ANTI-BACTERIAL, MEDICAL GRADE COMPOSITION, AVAILABLE IN TWO WASHABLE FABRICS: STRONG AND MEDIUM, PRESSURE BASED ON PATIENT NEEDS | REHABILITATION AND PHYSIOTHERAPY SUPPLIES SUPPLEMENTARY
7817 | 4618152710400 | PRESSURE GARMENT, CUSTOM MADE, FOR SCAR MANAGEMENT, PANTS WITH ONE SIDE OPEN TOE STOCKINGS MEN, ULTRAVIOLET PROTECTION (NOT LESS THAN 98%), BREATHABLE, HYPOALLERGENIC AND LATEX-FREE, COMPOSITION-HIGH QUALITY SOFT, ANTI-BACTERIAL, MEDICAL GRADE COMPOSITION, AVAILABLE IN TWO WASHABLE FABRICS: STRONG AND MEDIUM, PRESSURE BASED ON PATIENT NEEDS | REHABILITATION AND PHYSIOTHERAPY SUPPLIES SUPPLEMENTARY
7818 | 4618152710500 | PRESSURE GARMENT, CUSTOM MADE, FOR SCAR MANAGEMENT, PANTS WITH ONE SIDE OPEN TOE STOCKINGS WOMEN, ULTRAVIOLET PROTECTION (NOT LESS THAN 98%), BREATHABLE, HYPOALLERGENIC AND LATEX-FREE, COMPOSITION-HIGH QUALITY SOFT, ANTI-BACTERIAL, MEDICAL GRADE COMPOSITION, AVAILABLE IN TWO WASHABLE FABRICS: STRONG AND MEDIUM, PRESSURE BASED ON PATIENT NEEDS | REHABILITATION AND PHYSIOTHERAPY SUPPLIES SUPPLEMENTARY
7819 | 4618152710600 | PRESSURE GARMENT, CUSTOM MADE, FOR SCAR MANAGEMENT, PANTS WITH STOCKING BOYS, ULTRAVIOLET PROTECTION (NOT LESS THAN 98%), BREATHABLE, HYPOALLERGENIC AND LATEX-FREE, COMPOSITION-HIGH QUALITY SOFT, ANTI-BACTERIAL, MEDICAL GRADE COMPOSITION, AVAILABLE IN TWO WASHABLE FABRICS: STRONG AND MEDIUM, PRESSURE BASED ON PATIENT NEEDS | REHABILITATION AND PHYSIOTHERAPY SUPPLIES SUPPLEMENTARY
7820 | 4618152710700 | PRESSURE GARMENT, CUSTOM MADE, FOR SCAR MANAGEMENT, PANTS WITH STOCKING MEN, ULTRAVIOLET PROTECTION (NOT LESS THAN 98%), BREATHABLE, HYPOALLERGENIC AND LATEX-FREE, COMPOSITION-HIGH QUALITY SOFT, ANTI-BACTERIAL, MEDICAL GRADE COMPOSITION, AVAILABLE IN TWO WASHABLE FABRICS: STRONG AND MEDIUM, PRESSURE BASED ON PATIENT NEEDS | REHABILITATION AND PHYSIOTHERAPY SUPPLIES SUPPLEMENTARY
7821 | 4618152710800 | PRESSURE GARMENT, CUSTOM MADE, FOR SCAR MANAGEMENT, PANTS WITH STOCKINGS GIRLS, ULTRAVIOLET PROTECTION (NOT LESS THAN 98%), BREATHABLE, HYPOALLERGENIC AND LATEX-FREE, COMPOSITION-HIGH QUALITY SOFT, ANTI-BACTERIAL, MEDICAL GRADE COMPOSITION, AVAILABLE IN TWO WASHABLE FABRICS: STRONG AND MEDIUM, PRESSURE BASED ON PATIENT NEEDS | REHABILITATION AND PHYSIOTHERAPY SUPPLIES SUPPLEMENTARY
7822 | 4618152710900 | PRESSURE GARMENT, CUSTOM MADE, FOR SCAR MANAGEMENT, PANTS WITH STOCKINGS WOMEN, ULTRAVIOLET PROTECTION (NOT LESS THAN 98%), BREATHABLE, HYPOALLERGENIC AND LATEX-FREE, COMPOSITION-HIGH QUALITY SOFT, ANTI-BACTERIAL, MEDICAL GRADE COMPOSITION, AVAILABLE IN TWO WASHABLE FABRICS: STRONG AND MEDIUM, PRESSURE BASED ON PATIENT NEEDS | REHABILITATION AND PHYSIOTHERAPY SUPPLIES SUPPLEMENTARY
7823 | 4618152711000 | PRESSURE GARMENT, CUSTOM MADE, FOR SCAR MANAGEMENT, PANTS WITH TWO SIDES CLOSE TOE STOCKINGS BOYS, ULTRAVIOLET PROTECTION (NOT LESS THAN 98%), BREATHABLE, HYPOALLERGENIC AND LATEX-FREE, COMPOSITION-HIGH QUALITY SOFT, ANTI-BACTERIAL, MEDICAL GRADE COMPOSITION, AVAILABLE IN TWO WASHABLE FABRICS: STRONG AND MEDIUM, PRESSURE BASED ON PATIENT NEEDS | REHABILITATION AND PHYSIOTHERAPY SUPPLIES SUPPLEMENTARY
7824 | 4618152711100 | PRESSURE GARMENT, CUSTOM MADE, FOR SCAR MANAGEMENT, PANTS WITH TWO SIDES CLOSE TOE STOCKINGS GIRLS, ULTRAVIOLET PROTECTION (NOT LESS THAN 98%), BREATHABLE, HYPOALLERGENIC AND LATEX-FREE, COMPOSITION-HIGH QUALITY SOFT, ANTI-BACTERIAL, MEDICAL GRADE COMPOSITION, AVAILABLE IN TWO WASHABLE FABRICS: STRONG AND MEDIUM, PRESSURE BASED ON PATIENT NEEDS | REHABILITATION AND PHYSIOTHERAPY SUPPLIES SUPPLEMENTARY
7825 | 4618152711200 | PRESSURE GARMENT, CUSTOM MADE, FOR SCAR MANAGEMENT, PANTS WITH TWO SIDES CLOSE TOE STOCKINGS MEN, ULTRAVIOLET PROTECTION (NOT LESS THAN 98%), BREATHABLE, HYPOALLERGENIC AND LATEX-FREE, COMPOSITION-HIGH QUALITY SOFT, ANTI-BACTERIAL, MEDICAL GRADE COMPOSITION, AVAILABLE IN TWO WASHABLE FABRICS: STRONG AND MEDIUM, PRESSURE BASED ON PATIENT NEEDS | REHABILITATION AND PHYSIOTHERAPY SUPPLIES SUPPLEMENTARY
7826 | 4618152711300 | PRESSURE GARMENT, CUSTOM MADE, FOR SCAR MANAGEMENT, PANTS WITH TWO SIDES CLOSE TOE STOCKINGS WOMEN, ULTRAVIOLET PROTECTION (NOT LESS THAN 98%), BREATHABLE, HYPOALLERGENIC AND LATEX-FREE, COMPOSITION-HIGH QUALITY SOFT, ANTI-BACTERIAL, MEDICAL GRADE COMPOSITION, AVAILABLE IN TWO WASHABLE FABRICS: STRONG AND MEDIUM, PRESSURE BASED ON PATIENT NEEDS | REHABILITATION AND PHYSIOTHERAPY SUPPLIES SUPPLEMENTARY
7827 | 4618152711400 | PRESSURE GARMENT, CUSTOM MADE, FOR SCAR MANAGEMENT, PANTS WITH TWO SIDES OPEN TOE STOCKINGS BOYS, ULTRAVIOLET PROTECTION (NOT LESS THAN 98%), BREATHABLE, HYPOALLERGENIC AND LATEX-FREE, COMPOSITION-HIGH QUALITY SOFT, ANTI-BACTERIAL, MEDICAL GRADE COMPOSITION, AVAILABLE IN TWO WASHABLE FABRICS: STRONG AND MEDIUM, PRESSURE BASED ON PATIENT NEEDS | REHABILITATION AND PHYSIOTHERAPY SUPPLIES SUPPLEMENTARY
7828 | 4618152711500 | PRESSURE GARMENT, CUSTOM MADE, FOR SCAR MANAGEMENT, PANTS WITH TWO SIDES OPEN TOE STOCKINGS GIRLS, ULTRAVIOLET PROTECTION (NOT LESS THAN 98%), BREATHABLE, HYPOALLERGENIC AND LATEX-FREE, COMPOSITION-HIGH QUALITY SOFT, ANTI-BACTERIAL, MEDICAL GRADE COMPOSITION, AVAILABLE IN TWO WASHABLE FABRICS: STRONG AND MEDIUM, PRESSURE BASED ON PATIENT NEEDS | REHABILITATION AND PHYSIOTHERAPY SUPPLIES SUPPLEMENTARY
7829 | 4618152711600 | PRESSURE GARMENT, CUSTOM MADE, FOR SCAR MANAGEMENT, PANTS WITH TWO SIDES OPEN TOE STOCKINGS MEN, ULTRAVIOLET PROTECTION (NOT LESS THAN 98%), BREATHABLE, HYPOALLERGENIC AND LATEX-FREE, COMPOSITION-HIGH QUALITY SOFT, ANTI-BACTERIAL, MEDICAL GRADE COMPOSITION, AVAILABLE IN TWO WASHABLE FABRICS: STRONG AND MEDIUM, PRESSURE BASED ON PATIENT NEEDS | REHABILITATION AND PHYSIOTHERAPY SUPPLIES SUPPLEMENTARY
7830 | 4618152711700 | PRESSURE GARMENT, CUSTOM MADE, FOR SCAR MANAGEMENT, PANTS WITH TWO SIDES OPEN TOE STOCKINGS WOMEN, ULTRAVIOLET PROTECTION (NOT LESS THAN 98%), BREATHABLE, HYPOALLERGENIC AND LATEX-FREE, COMPOSITION-HIGH QUALITY SOFT, ANTI-BACTERIAL, MEDICAL GRADE COMPOSITION, AVAILABLE IN TWO WASHABLE FABRICS: STRONG AND MEDIUM, PRESSURE BASED ON PATIENT NEEDS | REHABILITATION AND PHYSIOTHERAPY SUPPLIES SUPPLEMENTARY
7831 | 4214280271300 | PRESSURE GARMENT, CUSTOM MADE, FOR SCAR MANAGEMENT, VEST LONG AND SHORT MEN, ULTRAVIOLET PROTECTION (NOT LESS THAN 98%), BREATHABLE, HYPOALLERGENIC AND LATEX-FREE, COMPOSITION-HIGH QUALITY SOFT, ANTI-BACTERIAL, MEDICAL GRADE COMPOSITION, AVAILABLE IN TWO WASHABLE FABRICS: STRONG AND MEDIUM, PRESSURE BASED ON PATIENT NEEDS | REHABILITATION AND PHYSIOTHERAPY SUPPLIES SUPPLEMENTARY
7832 | 4214280271400 | PRESSURE GARMENT, CUSTOM MADE, FOR SCAR MANAGEMENT, VEST LONG AND SHORT SLEEVES CHILD, ULTRAVIOLET PROTECTION (NOT LESS THAN 98%), BREATHABLE, HYPOALLERGENIC AND LATEX-FREE, COMPOSITION-HIGH QUALITY SOFT, ANTI-BACTERIAL, MEDICAL GRADE COMPOSITION, AVAILABLE IN TWO WASHABLE FABRICS: STRONG AND MEDIUM, PRESSURE BASED ON PATIENT NEEDS | REHABILITATION AND PHYSIOTHERAPY SUPPLIES SUPPLEMENTARY
7833 | 4214280271500 | PRESSURE GARMENT, CUSTOM MADE, FOR SCAR MANAGEMENT, VEST LONG AND SHORT SLEEVES WOMEN, ULTRAVIOLET PROTECTION (NOT LESS THAN 98%), BREATHABLE, HYPOALLERGENIC AND LATEX-FREE, COMPOSITION-HIGH QUALITY SOFT, ANTI-BACTERIAL, MEDICAL GRADE COMPOSITION, AVAILABLE IN TWO WASHABLE FABRICS: STRONG AND MEDIUM, PRESSURE BASED ON PATIENT NEEDS | REHABILITATION AND PHYSIOTHERAPY SUPPLIES SUPPLEMENTARY
7834 | 4214280271600 | PRESSURE GARMENT, CUSTOM MADE, FOR SCAR MANAGEMENT, VEST LONG SLEEVES CHILD, ULTRAVIOLET PROTECTION (NOT LESS THAN 98%), BREATHABLE, HYPOALLERGENIC AND LATEX-FREE, COMPOSITION-HIGH QUALITY SOFT, ANTI-BACTERIAL, MEDICAL GRADE COMPOSITION, AVAILABLE IN TWO WASHABLE FABRICS: STRONG AND MEDIUM, PRESSURE BASED ON PATIENT NEEDS | REHABILITATION AND PHYSIOTHERAPY SUPPLIES SUPPLEMENTARY
7835 | 4214280271700 | PRESSURE GARMENT, CUSTOM MADE, FOR SCAR MANAGEMENT, VEST LONG SLEEVES MEN, ULTRAVIOLET PROTECTION (NOT LESS THAN 98%), BREATHABLE, HYPOALLERGENIC AND LATEX-FREE, COMPOSITION-HIGH QUALITY SOFT, ANTI-BACTERIAL, MEDICAL GRADE COMPOSITION, AVAILABLE IN TWO WASHABLE FABRICS: STRONG AND MEDIUM, PRESSURE BASED ON PATIENT NEEDS | REHABILITATION AND PHYSIOTHERAPY SUPPLIES SUPPLEMENTARY
7836 | 4214280271800 | PRESSURE GARMENT, CUSTOM MADE, FOR SCAR MANAGEMENT, VEST LONG SLEEVES WOMEN, ULTRAVIOLET PROTECTION (NOT LESS THAN 98%), BREATHABLE, HYPOALLERGENIC AND LATEX-FREE, COMPOSITION-HIGH QUALITY SOFT, ANTI-BACTERIAL, MEDICAL GRADE COMPOSITION, AVAILABLE IN TWO WASHABLE FABRICS: STRONG AND MEDIUM, PRESSURE BASED ON PATIENT NEEDS | REHABILITATION AND PHYSIOTHERAPY SUPPLIES SUPPLEMENTARY
7837 | 4214280271900 | PRESSURE GARMENT, CUSTOM MADE, FOR SCAR MANAGEMENT, VEST SHORT SLEEVES CHILD, ULTRAVIOLET PROTECTION (NOT LESS THAN 98%), BREATHABLE, HYPOALLERGENIC AND LATEX-FREE, COMPOSITION-HIGH QUALITY SOFT, ANTI-BACTERIAL, MEDICAL GRADE COMPOSITION, AVAILABLE IN TWO WASHABLE FABRICS: STRONG AND MEDIUM, PRESSURE BASED ON PATIENT NEEDS | REHABILITATION AND PHYSIOTHERAPY SUPPLIES SUPPLEMENTARY
7838 | 4214280272000 | PRESSURE GARMENT, CUSTOM MADE, FOR SCAR MANAGEMENT, VEST SHORT SLEEVES MEN, ULTRAVIOLET PROTECTION (NOT LESS THAN 98%), BREATHABLE, HYPOALLERGENIC AND LATEX-FREE, COMPOSITION-HIGH QUALITY SOFT, ANTI-BACTERIAL, MEDICAL GRADE COMPOSITION, AVAILABLE IN TWO WASHABLE FABRICS: STRONG AND MEDIUM, PRESSURE BASED ON PATIENT NEEDS | REHABILITATION AND PHYSIOTHERAPY SUPPLIES SUPPLEMENTARY
7839 | 4214280272100 | PRESSURE GARMENT, CUSTOM MADE, FOR SCAR MANAGEMENT, VEST SHORT SLEEVES WOMEN, ULTRAVIOLET PROTECTION (NOT LESS THAN 98%), BREATHABLE, HYPOALLERGENIC AND LATEX-FREE, COMPOSITION-HIGH QUALITY SOFT, ANTI-BACTERIAL, MEDICAL GRADE COMPOSITION, AVAILABLE IN TWO WASHABLE FABRICS: STRONG AND MEDIUM, PRESSURE BASED ON PATIENT NEEDS | REHABILITATION AND PHYSIOTHERAPY SUPPLIES SUPPLEMENTARY
7840 | 4214280272200 | PRESSURE GARMENT, CUSTOM MADE, FOR SCAR MANAGEMENT, VEST SLEEVELESS CHILD, ULTRAVIOLET PROTECTION (NOT LESS THAN 98%), BREATHABLE, HYPOALLERGENIC AND LATEX-FREE, COMPOSITION-HIGH QUALITY SOFT, ANTI-BACTERIAL, MEDICAL GRADE COMPOSITION, AVAILABLE IN TWO WASHABLE FABRICS: STRONG AND MEDIUM, PRESSURE BASED ON PATIENT NEEDS | REHABILITATION AND PHYSIOTHERAPY SUPPLIES SUPPLEMENTARY
7841 | 4214280272300 | PRESSURE GARMENT, CUSTOM MADE, FOR SCAR MANAGEMENT, VEST SLEEVELESS MEN, ULTRAVIOLET PROTECTION (NOT LESS THAN 98%), BREATHABLE, HYPOALLERGENIC AND LATEX-FREE, COMPOSITION-HIGH QUALITY SOFT, ANTI-BACTERIAL, MEDICAL GRADE COMPOSITION, AVAILABLE IN TWO WASHABLE FABRICS: STRONG AND MEDIUM, PRESSURE BASED ON PATIENT NEEDS | REHABILITATION AND PHYSIOTHERAPY SUPPLIES SUPPLEMENTARY
7842 | 4214280272400 | PRESSURE GARMENT, CUSTOM MADE, FOR SCAR MANAGEMENT, VEST SLEEVELESS WOMEN, ULTRAVIOLET PROTECTION (NOT LESS THAN 98%), BREATHABLE, HYPOALLERGENIC AND LATEX-FREE, COMPOSITION-HIGH QUALITY SOFT, ANTI-BACTERIAL, MEDICAL GRADE COMPOSITION, AVAILABLE IN TWO WASHABLE FABRICS: STRONG AND MEDIUM, PRESSURE BASED ON PATIENT NEEDS | REHABILITATION AND PHYSIOTHERAPY SUPPLIES SUPPLEMENTARY
7843 | 4214280000100 | ADDITIONAL DIGIT TO OPEN TOES SOCK CAN BE ADDED FOR EXTRA TOES IN FOOT. | REHABILITATION AND PHYSIOTHERAPY SUPPLIES SUPPLEMENTARY
7844 | 4618150409300 | ADDITIONAL DIGIT TO PALM-GLOVE CAN BE ADDED FOR EXTRA DIGITS IN HAND. | REHABILITATION AND PHYSIOTHERAPY SUPPLIES SUPPLEMENTARY
7845 | 4214280000200 | ADDITIONAL FLAP FOR GENITAL AREA, FABRIC | REHABILITATION AND PHYSIOTHERAPY SUPPLIES SUPPLEMENTARY
7846 | 4214280000300 | ADDITIONAL FLAP FOR GENITAL AREA, NEOPRENE | REHABILITATION AND PHYSIOTHERAPY SUPPLIES SUPPLEMENTARY
7847 | 4412210000100 | ADDITIONAL HOOKS, CAN BE ADDED TO SOME MODELS OF PRESSURE GARMENTS FOR SEALING, SUCH AS: GLOVES, SOCKS | REHABILITATION AND PHYSIOTHERAPY SUPPLIES SUPPLEMENTARY
7848 | 4214280000400 | ADDITIONAL NEOPRENE | REHABILITATION AND PHYSIOTHERAPY SUPPLIES SUPPLEMENTARY
7849 | 4214280000500 | ADDITIONAL VELCRO - CAN BE ADDED TO SOME MODELS OF PRESSURE GARMENTS FOR SEALING. CAN ADDED TO PRESSURE GARMENTS, SUCH AS: GLOVES, SOCKS | REHABILITATION AND PHYSIOTHERAPY SUPPLIES SUPPLEMENTARY
7850 | 4214280000600 | ADDITIONAL ZIPPER - CAN BE ADDED TO SOME MODELS OF PRESSURE GARMENTS FOR SEALING. CAN ADDED TO PRESSURE GARMENTS, SUCH AS: GLOVES, SOCKS. | REHABILITATION AND PHYSIOTHERAPY SUPPLIES SUPPLEMENTARY
7851 | 4214280001300 | DIAPER FLAP | REHABILITATION AND PHYSIOTHERAPY SUPPLIES SUPPLEMENTARY
7852 | 4214280001600 | FLAP, CUSTOM | REHABILITATION AND PHYSIOTHERAPY SUPPLIES SUPPLEMENTARY
7853 | 4618152706100 | HIGH WAIST, CUSTOM ADDED TO PANTS TO GIVE PRESSURE ON HIGHER AREAS OF THE ABDOMEN AND BACK. | REHABILITATION AND PHYSIOTHERAPY SUPPLIES SUPPLEMENTARY
7854 | 4618152706200 | MATERNITY PANTS, CUSTOM | REHABILITATION AND PHYSIOTHERAPY SUPPLIES SUPPLEMENTARY
7855 | 4214280001700 | MULTICOLOR REQUESTED PRESSURE GARMENT FABRIC CAN BE MADE IN MULTICOLORS INSTEAD OF ONE COLOR | REHABILITATION AND PHYSIOTHERAPY SUPPLIES SUPPLEMENTARY
7856 | 4232251100000 | ADULT SLEEVE FASTENING MODEL 1 IS AN ELASTIC STRAP RUNNING UNDER THE BREAST TO HOLD THE SLEEVE UP. FASTENING WITH VELCRO. AVAILABLE FOR ALL SLEEVES REACHING THE AXILLA. MATERIAL: ELASTANE BAND 3 CM WIDTH | REHABILITATION AND PHYSIOTHERAPY SUPPLIES SUPPLEMENTARY
7857 | 4232251100100 | ADULT SLEEVE FASTENING MODEL 2 IS AN ELASTIC STRAP RUNNING UNDER THE AXILLA TO HOLD THE SLEEVE UP. FASTENING WITH VELCRO. AVAILABLE FOR ALL SLEEVES REACHING THE AXILLA. MATERIAL: ELASTANE BAND 3 CM WIDTH | REHABILITATION AND PHYSIOTHERAPY SUPPLIES SUPPLEMENTARY
7858 | 4214280000800 | ADULT WAIST STRAP FOR THIGH-HIGH MODELS. 4 CM WIDE ELASTANE BAND ATTACH WITH VELCRO AROUND WAIST. | REHABILITATION AND PHYSIOTHERAPY SUPPLIES SUPPLEMENTARY
7859 | 4224150210600 | PARTIAL LINING WITH FABRIC AROUND EDGES, LINING AREA STARTING FROM THE REQUIRED AREA | REHABILITATION AND PHYSIOTHERAPY SUPPLIES SUPPLEMENTARY
7860 | 4214280001800 | POCKET - POCKET IS EXTRA FABRIC MATERIAL ATTACHED WITH PRESSURE GARMENT TO GIVE SPACE IN BETWEEN BOTH FABRICS CAN BE FILLED WITH FOAM OR SPLINT, POCKET AREA STARTING FROM THE REQUIRED AREA | REHABILITATION AND PHYSIOTHERAPY SUPPLIES SUPPLEMENTARY
7861 | 4224171306100 | POCKET FOR PROSTHESIS | REHABILITATION AND PHYSIOTHERAPY SUPPLIES SUPPLEMENTARY
7862 | 4214280002000 | POCKET WITH NEOPRENE - POCKET WITH NEOPRENE IS EXTRA FABRIC MATERIAL ATTACHED WITH PRESSURE GARMENT TO GIVE SPACE IN BETWEEN BOTH FABRICS FILLED WITH NEOPRENE, POCKET AREA STARTING FROM THE REQUIRED AREA | REHABILITATION AND PHYSIOTHERAPY SUPPLIES SUPPLEMENTARY
7863 | 4224200429700 | POUCH FOR AMPUTATED LIMBS TO GIVE PRESSURE ON THE STUMP | REHABILITATION AND PHYSIOTHERAPY SUPPLIES SUPPLEMENTARY
7864 | 4214280002600 | SEAM REINFORCEMENT WITH FABRIC STRIP | REHABILITATION AND PHYSIOTHERAPY SUPPLIES SUPPLEMENTARY
7865 | 4618221207600 | SHOULDER STRAPS FOR PANTS MADE OF ELASTANE ATTACHED WITH VELCRO IN THE PANTS FROM THE BACK TO THE FRONT OVER THE SHOULDER TO HOLD THE PANTS UP | REHABILITATION AND PHYSIOTHERAPY SUPPLIES SUPPLEMENTARY
7866 | 4221230100000 | SILICONE GRIP FOR GLOVES TO HELP IN GRASPING OBJECTS. | REHABILITATION AND PHYSIOTHERAPY SUPPLIES SUPPLEMENTARY
7867 | 4231250001800 | TURTLENECK - CAN BE ADDED TO VEST TO GIVE PRESSURE ON THE NECK. SAME MATERIAL OF THE PRESSURE GARMENT USED FOR TURTLENECK. | REHABILITATION AND PHYSIOTHERAPY SUPPLIES SUPPLEMENTARY
7868 | 4231250002000 | TURTLENECK WITH NEOPRENE - TURTLENECK FILLED WITH NEOPRENE CAN BE ADDED TO VEST TO GIVE MORE PRESSURE ON THE NECK. SAME MATERIAL OF THE PRESSURE GARMENT BUT FILLED WITH NEOPRENE. | REHABILITATION AND PHYSIOTHERAPY SUPPLIES SUPPLEMENTARY
7869 | 4231250001400 | CHILD SLEEVE FASTENING MODEL 1 IS AN ELASTIC STRAP RUNNING UNDER THE BREAST TO HOLD THE SLEEVE UP. FASTENING WITH VELCRO. AVAILABLE FOR ALL SLEEVES REACHING THE AXILLA. MATERIAL: ELASTANE BAND 3 CM WIDTH (ELA1). | REHABILITATION AND PHYSIOTHERAPY SUPPLIES SUPPLEMENTARY
7870 | 4231250001500 | CHILD SLEEVE FASTENING MODEL 2 IS AN ELASTIC STRAP RUNNING UNDER THE AXILLA TO HOLD THE SLEEVE UP. FASTENING WITH VELCRO. AVAILABLE FOR ALL SLEEVES REACHING THE AXILLA. MATERIAL: ELASTANE BAND 3 CM WIDTH (ELA1). | REHABILITATION AND PHYSIOTHERAPY SUPPLIES SUPPLEMENTARY
7871 | 4225170102000 | GAIT BELT, MULTI-HANDLED, DISINFECTANT, LENGTH SIZE 70-125 CM (+- 10 CM) X WIDTH NOT LESS THAN 10CM | REHABILITATION AND PHYSIOTHERAPY SUPPLIES SUPPLEMENTARY
7872 | 4225162000800 | GYM FLOOR MAT, PVC, NON-SLIP AND COMFORTABLE OFFERING SAFE STABILITY DURING USE OF EACH EXERCISE AND OPTIMAL SHOCK ABSORPTION, LENGTH 170 CM - 185 CM X WIDTH 59 CM - 65 CM X THICKNESS - 0.5 CM -0.6 CM | REHABILITATION AND PHYSIOTHERAPY SUPPLIES SUPPLEMENTARY
7873 | 4219210000400 | INFANT SOFT FOAM FLOOR SEAT WITH EATING AND PLAY TOP TRAY, DEEP SEATING SURFACE AND ELEVATED LEG OPENINGS OF THIS BABY FLOOR SEAT GENTLY RECLINE THE BABY TOWARD THE CENTER OF THE ROUNDED BACKREST, WITH REMOVABLE FEEDING TRAY, EASY TO CLEAN, COMFORTABLE, DESIGNED FOR INFANTS AGED 3 TO 12 MONTHS | REHABILITATION AND PHYSIOTHERAPY SUPPLIES SUPPLEMENTARY
7874 | 4618220100000 | MOBILIZATION BELT, FOR MANUAL MOBILIZATION TECHNIQUES TO JOINT AND EXTREMITY, ADJUSTABLE STRAP WITH QUICK-RELEASE BUCKLE FOR EASY ADJUSTMENTS, NYLON, LENGTH 250 CM ( - + 25CM), WIDTH 5CM ( - + 1CM) | REHABILITATION AND PHYSIOTHERAPY SUPPLIES SUPPLEMENTARY
7875 | 4214420102200 | NEEDLE, ACUPUNCTURE / DRY, 80-85 X 0.30 - 0.40 MM, IN INTRODUCER TUBE, DISPOSABLE, STERILE, INDIVIDUAL PACK | REHABILITATION AND PHYSIOTHERAPY SUPPLIES SUPPLEMENTARY
7876 | 4225161703500 | SEAT CUSHION, MEMORY FOAM OR GEL, CUSHION PROVIDES SUPPORT FOR THE HIPS AND LOWER BACK, BREATHABLE, STANDARD LENGTH | REHABILITATION AND PHYSIOTHERAPY SUPPLIES SUPPLEMENTARY
7877 | 4214420102100 | NEEDLE, ACUPUNCTURE / DRY, 60-65 X 0.30 - 0.35 MM, IN INTRODUCER TUBE, DISPOSABLE, STERILE, INDIVIDUAL PACK | REHABILITATION AND PHYSIOTHERAPY SUPPLIES SUPPLEMENTARY
7878 | 4214170509200 | KNEE EXTENSION PILLOW, FOAM WEDGE, PREVENT EXTERNAL ROTATION OF THE HIP, ELEVATES THE KNEE SLIGHTLY, LIGHTWEIGHT | REHABILITATION AND PHYSIOTHERAPY SUPPLIES SUPPLEMENTARY
7879 | 4224180301900 | COLLAR, CERVICAL SOFT, CHILD, VELCRO ADJUSTMENT AND PLACEMENT, SOFT PADDING, BREATHABLE, AND LATEX FREE, LENGTH 23-28 CM, HEIGHT 6 CM | REHABILITATION AND PHYSIOTHERAPY SUPPLIES SUPPLEMENTARY
7880 | 4224180302000 | COLLAR, CERVICAL SOFT, CHILD, VELCRO ADJUSTMENT AND PLACEMENT, SOFT PADDING, BREATHABLE, AND LATEX FREE, LENGTH 29-34 CM, HEIGHT 6 CM | REHABILITATION AND PHYSIOTHERAPY SUPPLIES SUPPLEMENTARY
7881 | 4224180610300 | SPLINT, SHORT HAND-BASED THUMBSPICA SPLINT, THERMOPLASTIC MATERIAL, SUPPORTS THE CMC JOINT AND IMMOBILIZES THE THUMB MCP JOINT, LEFT, SIZE LARGE | REHABILITATION AND PHYSIOTHERAPY SUPPLIES SUPPLEMENTARY
7882 | 4224180610700 | SPLINT, THUMB SPICA, THERMOPLASTIC MATERIAL, SUPPORTS THE CMC JOINT AND IMMOBILIZES THE THUMB MCP JOINT, RIGHT, SIZE LARGE | REHABILITATION AND PHYSIOTHERAPY SUPPLIES SUPPLEMENTARY
7883 | 4231250400000 | SILICONE GEL, CHIN STRAP, FABRIC-LINED, FOR SCAR MANAGEMENT, SIZE ADULT (SCAR MANAGEMENT) | REHABILITATION AND PHYSIOTHERAPY SUPPLIES SUPPLEMENTARY
7884 | 4618150413600 | GLOVES, READY MADE, MEDICAL GRADUATED COMPRESSION, MADE OF FOAM CUBES, CONTAINS POLYURETHANE, FOR LYMPHEDEMA, 5 MM X 5 MM (SMALL BLOCKS), RIGHT, SIZE 6 OR XXX-LARGE (LYMPHEDEMA) | REHABILITATION AND PHYSIOTHERAPY SUPPLIES SUPPLEMENTARY
7885 | 4618150413500 | GLOVES, READY MADE, MEDICAL GRADUATED COMPRESSION, MADE OF FOAM CUBES, CONTAINS POLYURETHANE, FOR LYMPHEDEMA, 5 MM X 5 MM (SMALL BLOCKS), RIGHT, SIZE 5 OR XX-LARGE (LYMPHEDEMA) | REHABILITATION AND PHYSIOTHERAPY SUPPLIES SUPPLEMENTARY
7886 | 4618150413400 | GLOVES, READY MADE, MEDICAL GRADUATED COMPRESSION, MADE OF FOAM CUBES, CONTAINS POLYURETHANE, FOR LYMPHEDEMA, 5 MM X 5 MM (SMALL BLOCKS), RIGHT, SIZE 4 OR X-LARGE (LYMPHEDEMA) | REHABILITATION AND PHYSIOTHERAPY SUPPLIES SUPPLEMENTARY
7887 | 4618150413000 | GLOVES, READY MADE, MEDICAL GRADUATED COMPRESSION, MADE OF FOAM CUBES, CONTAINS POLYURETHANE, FOR LYMPHEDEMA, 5 MM X 5 MM (SMALL BLOCKS), LEFT, SIZE 6 OR XXX-LARGE (LYMPHEDEMA) | REHABILITATION AND PHYSIOTHERAPY SUPPLIES SUPPLEMENTARY
7888 | 4618150412900 | GLOVES, READY MADE, MEDICAL GRADUATED COMPRESSION, MADE OF FOAM CUBES, CONTAINS POLYURETHANE, FOR LYMPHEDEMA, 5 MM X 5 MM (SMALL BLOCKS), LEFT, SIZE 5 OR XX-LARGE (LYMPHEDEMA) | REHABILITATION AND PHYSIOTHERAPY SUPPLIES SUPPLEMENTARY
7889 | 4618150412800 | GLOVES, READY MADE, MEDICAL GRADUATED COMPRESSION, MADE OF FOAM CUBES, CONTAINS POLYURETHANE, FOR LYMPHEDEMA, 5 MM X 5 MM (SMALL BLOCKS), LEFT, SIZE 4 OR X-LARGE (LYMPHEDEMA) | REHABILITATION AND PHYSIOTHERAPY SUPPLIES SUPPLEMENTARY
7890 | 4214280002900 | SHEET, FOR LYMPHEDEMA, MADE UP OF FOAM CUBES, ENCASED BETWEEN TWO NON-WOVEN BANDAGES, CUBE SIZE: 5 MM X 5 MM (SMALL BLOCKS), SIZE: 25 CM WIDTH X 1 M LENGTH (LYMPHEDEMA) | REHABILITATION AND PHYSIOTHERAPY SUPPLIES SUPPLEMENTARY
7891 | 4214280002800 | SHEET, FOR LYMPHEDEMA, MADE UP OF FOAM CUBES, ENCASED BETWEEN TWO NON-WOVEN BANDAGES, CUBE SIZE: 15 MM X 15 MM (BIG BLOCKS), SIZE: 20 CM WIDTH X 1 M LENGTH (LYMPHEDEMA) | REHABILITATION AND PHYSIOTHERAPY SUPPLIES SUPPLEMENTARY
7892 | 4231150603600 | BANDAGE, COHESIVE, FOR LYMPHEDEMA, 2 COMPRESSION SYSTEM, WITH COMFORT FOAM LAYER PROTECTS THE SKIN DURING COMPRESSION THERAPY, DOES NOT STICK TO SKIN OR HAIR, ONLY TO ITSELF, NO NEED FOR TAPES OR PINS, WITH VISUAL INDICATORS CONTROLS COMPRESSION LEVELS ACCORDING TO STRETCH FORCES, LATEX FREE, FLEXIBLE, DURABLE AND STRONG, NON-SLIP, OFFERING COMPRESSION AND SUPPORT, WIDTH 10CM X LENGTH 3.5-4.0M (LYMPHEDEMA) | REHABILITATION AND PHYSIOTHERAPY SUPPLIES SUPPLEMENTARY
7893 | 4224150710200 | SPLINT, WRIST WRAP, FOR TFCC TEAR, TWO COMPRESSION SOFT COMFORTABLE STRAPS WITH EXTRA LONG STRAP, PROVIDE STABLE AND RELIABLE SUPPORT FOR THE WRIST, PROVIDES TARGETED STABILIZATION, FIT RIGHT AND LEFT, UNIVERSAL SIZE | REHABILITATION AND PHYSIOTHERAPY SUPPLIES SUPPLEMENTARY
7894 | 4112181302100 | "VENOUS CDI CUVETTE ASSORTED SIZES ACCORDING TO HOSPITAL REQUEST COMPATIBLE WITH HOSPITAL MACHINE, DISPOSABLE, STERILE" | CARDIOVASCULAR TENDER
7895 | 4213170400800 | "TOWEL, PACK OF 2 PCS ABSORBENT COTTON TOWEL, SIZE 50X50CM, DISPOSABLE, STERILE" | CARDIOVASCULAR TENDER
7896 | 4216160000000 | "EXTRACORPOREAL MEMBRANE OXYGENATION (ECMO) SET, ADULT, APPROVED TO BE USED FOR NOT MORE THAN 16 DAYS CONSISTS OF: CENTRIFUGAL PUMP HEAD AND OXYGENATOR AND TUBING LINES AND HEMOCONCENTRATOR, COATED COMPATIBLE WITH THE EXISTING ECMO MACHINE FOR THE REQUESTED HOSPITAL, , DISPOSABLE, STERILE" | CARDIOVASCULAR TENDER
7897 | 4216160000600 | "EXTRACORPOREAL MEMBRANE OXYGENATION (ECMO) CUSTOM PACK, PEDIATRIC, COATED, WITHOUT PUMP HEAD, WITHOUT OXYGENATOR, CUSTOMIZED ACCORDING TO HOSPITAL REQUEST, DISPOSABLE, STERILE" | CARDIOVASCULAR TENDER
7898 | 4216160000700 | "CUSTOMIZED PACK EXTRACORPOREAL MEMBRANE OXYGENATION (ECMO), NEONATE, COATED, WITHOUT PUMP HEAD, WITHOUT OXYGENATOR, CUSTOMIZED ACCORDING TO HOSPITAL REQUEST, DISPOSABLE, STERILE" | CARDIOVASCULAR TENDER
7899 | 4216160000800 | "COUPLING PASTE, FOR EXTRACORPOREAL MEMBRANE OXYGENATION (ECMO) FLOW SENSOR, DISPOSABLE, STERILE" | CARDIOVASCULAR TENDER
7900 | 4216160000900 | "DRAINAGE CANNULA FOR PEDIATRIC, FOR EXTRACORPOREAL MEMBRANE OXYGENATION (ECMO), ASSORTED SIZES FROM 11 FR TO 15 FR, CONNECTOR: 1/4 INCH, DISPOSABLE, STERILE" | CARDIOVASCULAR TENDER
7901 | 4216160001000 | "RETURN CANNULA FOR PEDIATRIC, FOR EXTRACORPOREAL MEMBRANE OXYGENATION (ECMO), ASSORTED SIZES FROM 11 FR TO 15 FR, CONNECTOR: 1/4 INCH, DISPOSABLE, STERILE" | CARDIOVASCULAR TENDER
7902 | 4216160001200 | "CUSTOMIZED PACK EXTRACORPOREAL MEMBRANE OXYGENATION (ECMO), ADULT, COATED, WITHOUT PUMP HEAD, WITHOUT OXYGENATOR, CUSTOMIZED ACCORDING TO HOSPITAL REQUEST, DISPOSABLE, STERILE" | CARDIOVASCULAR TENDER
7903 | 4216160001400 | "DRAINAGE CANNULA, MULTI-STAGE, ADULT, FOR EXTRACORPOREAL MEMBRANE OXYGENATION (ECMO) LIFE SUPPORT, ASSORTED SIZES FROM 21 FR TO 25 FR, TIP LENGTH 38 CM, CONNECTOR: 3/8 INCH, DISPOSABLE, STERILE" | CARDIOVASCULAR TENDER
7904 | 4216160001500 | "DRAINAGE CANNULA, MULTI-STAGE, ADULT, FOR EXTRACORPOREAL MEMBRANE OXYGENATION (ECMO), ASSORTED SIZES FROM 21 FR TO 29 FR, TIP LENGTH 55-61 CM, CONNECTOR: 3/8 INCH, DISPOSABLE, STERILE" | CARDIOVASCULAR TENDER
7905 | 4216160001600 | "RETURN AND DRAINAGE CANNULA, FOR EXTRACORPOREAL MEMBRANE OXYGENATION (ECMO), ADULT, ASSORTED SIZES 15 FR TO 25 FR, TIP LENGTH 50-55 CM, CONNECTOR: 3/8 INCH, DISPOSABLE, STERILE" | CARDIOVASCULAR TENDER
7906 | 4216160001700 | "RETURN AND DRAINAGE CANNULA, FOR EXTRACORPOREAL MEMBRANE OXYGENATION (ECMO), ADULT, ASSORTED SIZES 15 FR TO 25 FR, TIP LENGTH 18 CM, CONNECTOR: 3/8 INCH, DISPOSABLE, STERILE" | CARDIOVASCULAR TENDER
7907 | 4216160001900 | CARBON DIOXIDE (CO2) REMOVAL PACK FOR EXTRACORPOREAL MEMBRANE OXYGENATION (ECMO) WITH OXYGENATOR ONLY COATED. COMPATIBLE WITH EXI = STING ECMO MACHINE ASSORTED SIZES AS PER HOSPITAL REQUEST DISPOSABLE STERILE | CARDIOVASCULAR TENDER
7908 | 4220341005100 | "TISSUE VALVE IMPLANT, MITRAL, BOVINE, ASSORTED SIZES AS PER HOSPITAL REQUEST, STERILE" | CARDIOVASCULAR TENDER
7909 | 4220341005200 | "TISSUE VALVE IMPLANT, AORTIC, BOVINE, ASSORTED SIZES AS PER HOSPITAL REQUEST, STERILE" | CARDIOVASCULAR TENDER
7910 | 4220341005300 | "MECHANICAL VALVE IMPLANT, MITRAL, ASSORTED SIZES ACCORDING TO HOSPITAL REQUEST, STERILE" | CARDIOVASCULAR TENDER
7911 | 4220341005400 | MECHANICAL VALVE IMPLANT AORTIC SUPRA-ANNULAR ASSORTED SIZES ACCORDING TO HOSPITAL REQUEST STERILE | CARDIOVASCULAR TENDER
7912 | 4220341005600 | MECHANICAL VALVE IMPLANT AORTIC INTRA-ANNULAR ASSORTED SIZES ACCORDING TO HOSPITAL REQUEST STERILE | CARDIOVASCULAR TENDER
7913 | 4220341005800 | CUSTOMIZED PACK CARDIOVASCULAR SURGERY PEDIATRIC 2 PCS/C BACK TABLE COVER 60IN X 100IN YANKAUER ARGYLE SUCTION TUBE (FINE TIP)ABSORBENT TOWEL 17INX20IN (43X51CM)ST ANDARD SURGICAL GOWN LARGE ABSORBENT TOWEL 17INX20IN (43X51CM) STANDARD SURGICAL GOWN XL SURGICAL UTILITY DRAPE 30IN X 40IN PEDIATRIC C. V. DRAPE W/ABC 82INX100INX110IN AND POCKETS DIATHERMY BAG 13.5IN X 20INGAUZE SWABS 4 X 4 16 PLY XRD SUTURE BOOTIE (10 SUTURE HOLES PER PACK) VESSEL LOOPS RED MINICARBON BLADE #15 ; CARBON BLADE #11 ; CARBON BLADE #10 ; RED ROBBINSON CATH 8 FR.BULB SYRINGE. SYRINGE 5ML L/L SILKTIES SUT. #1/0 CUT LNTH BLKTIP CLEANER 12FT. TUBING W/ ADAPTER (USE IF SPECIAL REQUEST)GAUZE SWABS 12IN X 12IN 4PLY PREWASHED XRD CAUTERY PENCIL YELLOW W/HOLSTER (PUSH BUTTON 10FT CABLE) NC - 60CT. DOUBLE MAGNETIC OR TOWEL CLOTH GREEN 60 X 86 CM. BOWL 250 CC (SPONGE) BOWL 500 CC. PITCHER 1200CC TRAY MEDIUM PLATFORM BLUE 32 X 42 X 3 CM. SYRINGE 3ML L/L SYRINGE 10ML L/L DISPOSABLE STERILE | CARDIOVASCULAR TENDER
7914 | 4220341005900 | CUSTOMIZED PACK CABG 1 PCS/C BACK TABLE COVER 60IN X 100IN. 10 PCS LINT-FREE ABSORBENT TOWEL 17INX20IN (43X51CM) STANDARD SURGICAL GOWN LARGE ABSORBENT TOWEL 17INX 20IN (43X51CM) STANDARD SURGICAL GOWN XL. ABSORBENT TOWEL 17INX20IN (43X51CM) STANDARD SURGICAL GOWN XL. MAYO STAND COVER 31.5IN X 50IN W/ 7IN CUFF (LARGE)TOP DRAPE 60IN X 95IN W/O REINF. SUTURE BOOTIE (10 SUTURE HOLES PER PACK) VESSEL LOOPS BLUE MAXI 2/PK (ALT IS R734848) CARBON BLADE #15. CARBON BLADE #11. CARBON BLADE #10. SYRINGE 60ML 2OZ CATHETER TIP SYRINGE 20ML L/S SYRINGE 5ML L/S 12FT. TUBING W/ ADAPTER (USE IF SPECIAL REQUEST) SILKTIES SUT.#1/0 CUT LNTH BLKTIP CLEANERCAUTERY PENCIL YELLOW W/HOLSTER (PUSH BUTTON 10FT CABLE) TRAY POLY WHITE (BIG SIZE 30X43X10 CM) GAUZE SWABS 18 X 18 4 PLY XRD PRE-WASHED DIATHERMY BAG 13.5IN X 20IN NC - 60CT. DOUBLE MAGNETIC. YANKAUER ARGYLE SUCTION TUBE (FINE TIP) RING BASINS 6000CC BOWL 250 CC (SPONGE) BOWL 500 CC HAND TOWEL OR CLOTH BLUE 44X60 CM OR TOWEL CLOTH GREEN 60 X 86 CM C.V. INCISE DRAPE 104IN X 76IN X 143IN BILATERAL UND = ER-LEF DISPOSABLE STERILE | CARDIOVASCULAR TENDER
7915 | 4220341006000 | "CUSTOMIZED PACK, WET SKIN PREPARATION, 12 PCS/C CSR OUTER WRAP, 35IN X 35IN (90X90CM)STERLING NITRIL GLOVES LARGE (13942/50708)SPONGE STICK YELLOW 8IN (STD)POVIDONE SOLUTION 10%, 120 ML POVIDONE SOLUTION 7.5%, 60MLABSORBENT TOWEL 17INX20IN (43X51CM)COTTON TIPPED APPLICATORS 6IN PREP WING SPONGE, BLUEABS PLAIN DRAPE 20IN X 25IN3 COMPARTMENT TRAY BLUE (24 X 25 X 5 CM), DISPOSABLE, STERILE" | CARDIOVASCULAR TENDER
7916 | 4220341006100 | CUSTOMIZED PACK CARDIAC SURGERY NEONATAL; 2 PCS/C BACK TABLE COVER 60IN X 100IN ; YANKAUER ARGYLE SUCTION TUBE (FINE TIP) ; ABSORBENT TOWEL 17INX20IN (43X51CM) ; STANDARD SURGICAL GOWN LARGE ABSORBENT TOWEL 17INX20IN (43X51CM)STANDARD SURGICAL GOWN XL ; SURGICAL UTILITY DRAPE 30IN X 40IN ; LAPAROTOMY DRAPE W/ABC 82INX100INX110IN AND POCKETS DIATHERMY BAG 13.5IN X 20IN ; GAUZE SWABS 4 X 4 16 PLY XRD SUTURE BOOTIE (10 SUTURE HOLES PER PA CK)VESSEL LOOPS RED MINICARBON BLADE #15 ; CARBON BLADE #11 ; CARBON BLADE #10 ; RED ROBBINSON CATH 8 FR. BULB SYRINGE. SYRINGE 5ML L/L SILKTIES SUT. #1/0 CUT LNTH BLKTIP CLEANER 12FT. TUBING W/ ADAPTER (USE IF SPECIAL REQUEST) GAUZE SWABS 12IN X 12IN 4PLY PREWASHED XRD CAUTERY PE NCIL YELLOW W/HOLSTER (PUSH BUTTON 10FT CABLE) NC - 60CT. DOUBLE MAGNETIC OR TOWEL CLOTH GREEN 60 X 86 CM. BOWL 250 CC (SPONGE) BOWL 500 CC. PITCHER 1200CC TRAY MEDIUM PLATFORM BLUE 32 X 42 X 3 CM. SYRINGE 3ML L/L SYRINGE 10ML L/L DISPOSABLE STERILE | CARDIOVASCULAR TENDER
7917 | 4220341006200 | CUSTOMIZED PACK CARDIOVASCULAR UNIVERSAL 2 PCS/CBACK TABLE COVER 60IN X 100IN ; YANKAUER ARGYLE SUCTION TUBE (FINE TIP) IOBAN 2 - ANTIMICROBIAL INCISE DRAPE 60X45 CM (DEFAULT - 6650)ABSORBENT TOWEL 17INX20IN (43X51CM) ; STANDARD SURGICAL GOWN LARGE ABSORBENT TOWEL 17INX20IN (43X51 CM) ; STANDARD SURGICAL GOWN XL ; ABSORBENT TOWEL 17INX20IN (43X51CM) STANDARD SURGICAL GOWN XL. UTILITY DRAPE 30IN X 36IN ; TOP DRAPE 60IN X 95 IN W/O REINF LAPAROTOMY DRAPE W/ABC 82INX126INX110IN AND POCKETS. MAYO STAND COVER 31.5IN X 50IN W/7IN CUFF (LARGE)DIATHERMY BAG 13.5IN X 20IN GAUZE SWABS 4 X 4 32PLY XRD SUTURE BOOTIE (10 SUTURE HOLES PER PACK)VESSEL LOOPS RED MINICARBON BLADE #15 ; CARBON BLADE #11 ; CARBON BLADE #10 ; RED ROBBINSON CATH 14 FR.RED ROBBINSON CATH 8 FR.BULB SYRINGE. SYRINGE 5ML L/S SILKTIES SUT.#1/0 CUT LNTH BLKTIP CLEANER NYLON TAPE WHITE 6MM X 70CM ; SUCTION CATHETER STRAIGHT 14FR SYRINGE 60ML 2OZ CATHETER TIP 12FT. TUBING W/ ADAPTER (USE IF SPECIAL REQUEST) GAUZE SWABS 18 X 18 4 PLY XRD DISPOSABLE STERILE | CARDIOVASCULAR TENDER
7918 | 4220341006700 | CUSTOMIZED PACK CARDIOVASCULAR SURGERY CSICU RE-OPENING CONTAINS: 1 CSR WARP 46 X 46 INCH 2 BACK TABLE COVERS ENFORCED 90 X 90IN 4 HAND TOWELS 2 DRAPES TAPE STRIP 3.5 X 19.5 INCH ONE MAYO STAND COVER 30 X 76 INCH ONE LARGE DRAPE 60 X 75 INCH SUTURE BAG 13 X 12 INCH POSITIONING TAPE SPLIT SHEET WITH BILATERAL CV INCISE SHEET 68 X 107 INCH INCISE POKERS CONTROL PLUS FABRIC REINFORCEMENT TUBE HOLDERS DISPOSABLE STERILE | CARDIOVASCULAR TENDER
7919 | 4220341007300 | CUSTOMIZED PACK SURGICAL UNIVERSAL CONTAINS : THE MATERIAL OF THE DRAPE GOWNS AND COVERS MUST BE WATER PROOF. 1 BACK TABLE COVER REINFORCED 150 X 225 CM. 3 ABSORBENT TOWELS. 1 SURGICAL GOWN IMPERVIOUS LARGE. 1 SURGICAL GOWN IMPERVIOUS X-LARGE. 4 UTILITY D = RAPES. 2 SIDE DRAPES 110 X 190 CM WITH HEAVY ABSORBENT MATERIAL. 1 BOTTOM DRAPE 190 X 190 CM WITH HEAVY ABSORBENT MATERIAL AND TUBE HOLDER. 1 TOP DRAPE 270 X150 WITH ABC WITH HEAVY ABSORBENT MATERIAL AND TUBE HOLDER. 1 SUTURE BAG. 1 CAUTERY PENCIL. 1 TIP CLEANER. 1 NEEDLE COUNTER MAGNETIC - FOAM. 1 DIATHERMY BAG 13.5 IN X 1 6IN. 1 SAFETY SHARP TRANSFER TRAY 1 MAYO STAND COVER DISPOSABLE STERILE | CARDIOVASCULAR TENDER
7920 | 4220341007800 | CUSTOMIZED PACK CARDIOVASCULAR SURGERY CONTAINS: BACK TABLE COVER 60X75 INCH 4 ABSORBENT TOWELS 17X20 INCH 2 DIATHERMY BAG 13.5X16 INCH MAYO STAND COVER 31.5X50 INCH WITH CUFF 4 UTILITY DRAPE 30X30 INCH BI-LATERAL DRAPE 106X67 INCH INCISE DRAPE 104X76X143 INCH DISPOSABLE STERILE | CARDIOVASCULAR TENDER
7921 | 4220341030600 | "THORACIC APPLIER AND CASSETTE FOR ENDOVASCULAR AORTIC REPAIR, DISPOSABLE, STERILE" | CARDIOVASCULAR TENDER
7922 | 4220341031300 | "VASCULAR SPRING CLIP, COLOR CODED 6 MM S/F - 1/4 OR 1/2 OR 3/4 F ACCORDING TO CENTER REQUEST ONE SIDE ULTRA - SOFT PAD AND ONE SIDE FIBRA CONFORMS NATURALLY TO VESSELS, PROVIDE OPTIMAL OCCLUSION WITH LOW PROFILE DESIGN, APPLICATOR MUST BE PROVIDED FOR EACH CENTER, DISPOSABLE, STERILE" | CARDIOVASCULAR TENDER
7923 | 4220341031400 | "VASCULAR SPRING CLIP, COLOR CODED 6 MM S/S - 3/4 F, BOTH SIDES ULTRA SOFT PADS PREVENTS CLIP MIGRATION AND CONFORMS NATURALLY TO VESSELS, PROVIDE OPTIMAL OCCLUSION WITH LOW PROFILE DESIGN, APPLICATOR MUST BE PROVIDED FOR EACH CENTER, DISPOSABLE, STERILE" | CARDIOVASCULAR TENDER
7924 | 4220341031500 | "VASCULAR SPRING CLIP COLOR CODED 6 MM L/L - 1/2 OR 1/4 OR 3/4 F ACCORDING TO CENTER REQUEST BOTH SIDES LATIS MESH PREVENTS CLIP MIGRATION AND CONFORMS NATURALLY TO VESSELS PROVIDE OPTIMAL OCCLUSION WITH LOW PROFILE DESIGN APPLICATOR MUST BE PROVIDED FOR EACH CENTER, DISPOSABLE, STERILE" | CARDIOVASCULAR TENDER
7925 | 4220341031600 | "FIBRA FIBRA INSERTS EMPLOY A WOVEN LAYER OF FLEXIBLE SOFT FINGER - LIKE FIBERS THAT MESH WITH THE ADVENTITIA TO PROVIDE PRESSURE - INDEPENDENT TRACTION. ADVANCED ATTACHMENT CRAFTED FINE - TUNED BOX LOCK ENHANCES STABILITY SIZE 30 TO 90 MM DISPOSABLE STERILE 10 CLAMPS WITH DIFFERENT SIZE AND SHAPE WITH TRAY ACCORDING TO CENTER REQUEST MUST BE PROVIDED FREE OF CHARGED TO EACH CENTER, DISPOSABLE, STERILE" | CARDIOVASCULAR TENDER
7926 | 4220341031800 | "VESSEL HARVESTING DEVICE, THERMAL LIGATING FORCEPS SEALING AND DISSECTING DEVICE, APPLYING PRECISE DIRECT CURRENT DC TO SEAL AND DIVIDE TISSUES AND VESSELS TO MINIMIZE COLLATERAL DAMAGE BY A HEATING WIRE INSIDE THE JAW, MORE TAPERED JAWS STYLE FOR NARROW AREAS AND COVERED WITH SILICONE, NO ELECTRICAL ENERGY PASSES THROUGH PATIENT, FOOTSWITCH-ACTIVATED FORCEPS POWERED BY UPS EMPLOYING THERMAL FUSION TECHNOLOGY, DISPOSABLE, STERILE" | CARDIOVASCULAR TENDER
7927 | 4220341032900 | "VASCULAR TUNNELER SHEATH AND BULLET TIP, SMALL, FOR GRAFTS UP TO 8 MM, DISPOSABLE STERILE, (EACH CENTER MUST BE PROVIDED WITH COMPLETE SET OF TUNNELER SYSTEM IN STORAGE AND STERILIZATION TRAY FREE OF CHARGE TO USE WITH THE TUNNELERS SHEATHS AND BULLET TIPS), DISPOSABLE, STERILE" | CARDIOVASCULAR TENDER
7928 | 4220341033300 | "VASCULAR LOOP, WITH BLUNT NEEDLE, SILICONE ELASTOMER FOR CONTROLLING FLOW OF PERIPHERAL ARTERIES, DISPOSABLE, STERILE" | CARDIOVASCULAR TENDER
7929 | 4220341033400 | "VALVULOTOMY DEVICE, SELF SIZING, SELF-CENTERING, DISPOSABLE, STERILE" | CARDIOVASCULAR TENDER
7930 | 4220341034100 | GRAFT EPTFE DUAL COMPONENT DESIGN SINGLE WIRE NITINOL STENT INTERCONNECTED BY EXPANDED POLYTETRAFLUOROETHYLENE STRUCTURE HEPARIN COVALENT BONDED SIMPLE DELIVERY SYSTEM ASSORTED SIZES AS PER HOSPITAL REQUEST STERILE | CARDIOVASCULAR TENDER
7931 | 4220341034200 | ANTIMICROBIAL GRAFT SILVER ACETATE COLLAGEN - COATED POLYESTER GRAFT BIFURCATED BOVINE COLLAGEN SIZE 20 X 10 MMX 40-50 CM STERILE | CARDIOVASCULAR TENDER
7932 | 4220341034300 | ANTIMICROBIAL GRAFT SILVER ACETATE COLLAGEN - COATED POLYESTER GRAFT BIFURCATED BOVINE COLLAGEN SIZE 14 X 7 MMX 40-50 CM STERILE | CARDIOVASCULAR TENDER
7933 | 4220341034400 | ANTIMICROBIAL GRAFT SILVER ACETATE COLLAGEN - COATED POLYESTER GRAFT BIFURCATED BOVINE COLLAGEN SIZE 18 X 9 MMX 40-50 CM STERILE | CARDIOVASCULAR TENDER
7934 | 4220341034500 | ANTIMICROBIAL GRAFT SILVER ACETATE COLLAGEN - COATED POLYESTER GRAFT BIFURCATED BOVINE COLLAGEN SIZE 16 X 8 MMX 40-50 CM STERILE | CARDIOVASCULAR TENDER
7935 | 4220341034600 | "ANTIMICROBIAL GRAFT, SILVER ACETATE COLLAGEN - COATED POLYESTER GRAFT, STRAIGHT, BOVINE COLLAGEN, SIZE 20 TO 22 MMX 40-50 CM AS PER HOSPITAL REQUEST, STERILE" | CARDIOVASCULAR TENDER
7936 | 4220341034700 | "ANTIMICROBIAL GRAFT, SILVER ACETATE COLLAGEN - COATED POLYESTER GRAFT, STRAIGHT, BOVINE COLLAGEN, SIZE 14 TO 20 MMX 20-30 CM AS PER HOSPITAL REQUEST, STERILE" | CARDIOVASCULAR TENDER
7937 | 4220341034800 | "VASCULAR GRAFT, GEL SOFT, STRAIGHT, COLLAGEN IMPREGNATED, SIZE 14 TO 24 MMX 30-40 CM AS PER HOSPITAL REQUEST, STERILE" | CARDIOVASCULAR TENDER
7938 | 4220341034900 | "GRAFT, EPTFE, REINFORCED BY NITINOL STENT, HEPARIN END POINT COVALENT BONDED - SIMPLE DELIVERY SYSTEM, SIZE 7 MM, LENGTH 5-25 CM AS PER HOSPITAL REQUEST, STERILE" | CARDIOVASCULAR TENDER
7939 | 4220341035000 | "GRAFT, EPTFE, REINFORCED BY NITINOL STENT, HEPARIN END POINT COVALENT BONDED - SIMPLE DELIVERY SYSTEM, SIZE 6 MM, LENGTH 5-25 CM AS PER HOSPITAL REQUEST, STERILE" | CARDIOVASCULAR TENDER
7940 | 4220341035100 | "GRAFT, EPTFE, REINFORCED BY NITINOL STENT, HEPARIN END POINT COVALENT BONDED - SIMPLE DELIVERY SYSTEM, SIZE 5 MM, LENGTH 5-25 CM AS PER HOSPITAL REQUEST" | CARDIOVASCULAR TENDER
7941 | 4220341035300 | "VASCULAR GRAFT, EPTFE, SIZE 4 TO 7 MM X 25 TO 50 CM, STERILE" | CARDIOVASCULAR TENDER
7942 | 4220341035400 | VASCULAR GRAFT AXILLOBIFEMORAL EPTFE KINK RESISTANT NON PERMEABLE SIZE 8 TO 10 MM X 8 MM LENGTH 70-90 CM STERILE | CARDIOVASCULAR TENDER
7943 | 4220341035500 | "VASCULAR GRAFT, EPTFE, HEPARIN COATED, RINGS WITHIN THE GRAFT, SIZE 6 TO 8 MMX 60-80 CM AS PER HOSPITAL REQUEST, STERILE" | CARDIOVASCULAR TENDER
7944 | 4220341035600 | "VASCULAR GRAFT, EPTFE, WITHOUT RINGS, 6 TO 8 MM DIAMETER, LENGTH 50 TO 80 CM ACCORDING TO CENTER REQUEST, STERILE" | CARDIOVASCULAR TENDER
7945 | 4220341044200 | STERNUM SAW BLADE MUST BE COMPATIBLE WITH THE HOSPITAL SYSTEMS ASSORTED SIZES AS PER HOSPITAL REQUEST DISPOSABLE STERILE | CARDIOVASCULAR TENDER
7946 | 4220341044900 | "REPEAT STERNOTOMY BLADE, ASSORTED SIZES AS PER HOSPITAL REQUEST, STERILE" | CARDIOVASCULAR TENDER
7947 | 4220341046000 | AORTIC PUNCH ASSORTED SIZES AS PER HOSPITAL REQUEST DISPOSABLE STERILE | CARDIOVASCULAR TENDER
7948 | 4220341046100 | "SURGICAL RADIOFREQUENCY ABLATION DEVICE, FOR CARDIAC SURGERY, DISPOSABLE, STERILE" | CARDIOVASCULAR TENDER
7949 | 4220341046300 | "BAND/RING, TRICUSPID VALVE REPAIR, SEMI-RIGID, ASSORTED SIZES AS PER HOSPITAL REQUEST, STERILE" | CARDIOVASCULAR TENDER
7950 | 4220341046500 | PATCH BOVINE BIO-SCAFFOLD 0.5 MM THICKNESS SIZE 5 CM X 8 CM (+/- 1CM) STERILE | CARDIOVASCULAR TENDER
7951 | 4220341046600 | "PATCH, BOVINE, BIO-SCAFFOLD, 0.5 MM THICKNESS, SIZE 4 CM X 4 CM (+/- 1CM), STERILE" | CARDIOVASCULAR TENDER
7952 | 4220341046700 | "PATCH, BOVINE, SIZE: 10X15 CM (+/-1 CM), STERILE" | CARDIOVASCULAR TENDER
7953 | 4220341046900 | "PATCH, EQUINE, SIZE 3 X 3 CM (+/- 0.5 CM), STERILE" | CARDIOVASCULAR TENDER
7954 | 4220341047000 | "PATCH, EQUINE, SIZE 8 X 8 CM (+/- 0.5 CM), STERILE" | CARDIOVASCULAR TENDER
7955 | 4220341047100 | "PATCH, EQUINE, SIZE 5 X 5 CM (+/- 0.5 CM), STERILE" | CARDIOVASCULAR TENDER
7956 | 4220341047200 | "MEMBRANE PERICARDIAL, PTFE, SIZE 15 CM X 20 CM (+/- 3 CM), STERILE" | CARDIOVASCULAR TENDER
7957 | 4220341047300 | "MEMBRANE PERICARDIAL, PTFE, SIZE 12 CM X 12 CM (+/- 3 CM), STERILE" | CARDIOVASCULAR TENDER
7958 | 4220341047400 | AORTIC ROOT GRAFT WITH SINUS OF VALSALVA ASSORTED SIZES AS PER HOSPITAL REQUEST STERILE | CARDIOVASCULAR TENDER
7959 | 4220341047500 | "GRAFT, VASCULAR, WOVEN, SIZE: 30-34 MM X 30-35 CM AS PER HOSPITAL REQUEST, STERILE" | CARDIOVASCULAR TENDER
7960 | 4220341047600 | "GRAFT, VASCULAR, WOVEN, SIZE: 8-28 MM X 30-35 CM AS PER HOSPITAL REQUEST, STERILE" | CARDIOVASCULAR TENDER
7961 | 4220341048000 | "GRAFT, VASCULAR, EPTFE, STRETCH, 12-22MM X 20-40 CM AS PER HOSPITAL REQUEST, STERILE " | CARDIOVASCULAR TENDER
7962 | 4220341048100 | "GRAFT, VASCULAR, EPTFE, WITH HEPARIN, THIN WALL, STRAIGHT, LENGTH 10 TO 15 CM, DIAMETER 3-6 MM AS PER HOSPITAL REQUEST, STERILE" | CARDIOVASCULAR TENDER
7963 | 4220341048300 | GRAFT VASCULAR WOVEN DOUBLE VELOUR POLYESTER SINGLE BRANCH SIZE 26 - 32 MM X 10 MM 50 CM STERILE | CARDIOVASCULAR TENDER
7964 | 4220341048400 | "GRAFT, VASCULAR, WOVEN, DOUBLE VELOUR, POLYESTER, STRAIGHT, SIZE 8 - 36 MM X 30 CM, STERILE" | CARDIOVASCULAR TENDER
7965 | 4220341048500 | "GRAFT, VASCULAR, WOVEN, DOUBLE VELOUR, POLYESTER, STRAIGHT, SIZE 8 - 34 MM X 15 CM, STERILE" | CARDIOVASCULAR TENDER
7966 | 4220341048700 | "GRAFT, VASCULAR, STRETCH, THIN WALL, SIZE 6 - 10 MM X 40-50 CM AS PER HOSPITAL REQUEST, STERILE" | CARDIOVASCULAR TENDER
7967 | 4220341048900 | VALVE CONDUIT AORTIC HOMOGRAFT ASSORTED SIZES AS PER HOSPITAL REQUEST STERILE | CARDIOVASCULAR TENDER
7968 | 4220341049000 | "VALVE, CONDUIT, PULMONARY, HOMOGRAFT, ASSORTED SIZES AS PER HOSPITAL REQUEST, STERILE" | CARDIOVASCULAR TENDER
7969 | 4220341049100 | CONDUIT MECHANICAL VALVE AORTIC ASSORTED: VALSALVA/STRAIGHT ASSORTED SIZES AS PER HOSPITAL REQUEST STERILE | CARDIOVASCULAR TENDER
7970 | 4220341049200 | BAND MITRAL FLEXIBLE ANNULOPLASTY ASSORTED SIZES AS PER HOSPITAL REQUEST STERILE | CARDIOVASCULAR TENDER
7971 | 4220341049300 | RING MITRAL VALVE RIGID ASSORTED SIZES AS PER HOSPITAL REQUEST STERILE | CARDIOVASCULAR TENDER
7972 | 4220341049400 | "RING, MITRAL VALVE, SEMI-RIGID, ASSORTED SIZES AS PER HOSPITAL REQUEST, STERILE" | CARDIOVASCULAR TENDER
7973 | 4220341049700 | "AORTIC ROOT TISSUE VALVE, WITHOUT STENT, ASSORTED SIZES AS PER HOSPITAL REQUEST" | CARDIOVASCULAR TENDER
7974 | 4220341050000 | "TISSUE VALVE IMPLANT, AORTIC, PORCINE, ASSORTED SIZES AS PER HOSPITAL REQUEST" | CARDIOVASCULAR TENDER
7975 | 4220341066300 | "EPICARDIAL LEADS, STEROID ELUTING, DISPOSABLE, STERILE" | CARDIOVASCULAR TENDER
7976 | 4220341072600 | CELL SAVER KIT FOR AUTO TRANSFUSION WITH SUCTION ASSORTED SIZES ACCORDING TO HOSPITAL REQUEST DISPOSABLE STERILE (TYPE MUST BE COMPATIBLE WITH THE HOSPITAL MACHINE) | CARDIOVASCULAR TENDER
7977 | 4220341076900 | TRAP MOISTURE FOR VACUUM ASSISTED VENOUS DRAINAGE (VAVD) WITH CUSTOMIZED LINES DISPOSABLE STERILE | CARDIOVASCULAR TENDER
7978 | 4220341078500 | "CANNULA, ARTERIAL, TIP ANGLED WITH COLLAR, WIRE REINFORCEMENT, ASSORTED SIZES ACCORDING TO HOSPITAL REQUEST, DISPOSABLE, STERILE" | CARDIOVASCULAR TENDER
7979 | 4220341081100 | CANNULA ADULT CARDIOPLEGIA WITH VENT ASSORTED SIZES ACCORDING TO HOSPITAL REQUEST DISPOSABLE STERILE | CARDIOVASCULAR TENDER
7980 | 4220341081600 | "EXTRACORPOREAL MEMBRANE OXYGENATION (ECMO) SET, PEDIATRIC, APPROVED TO BE USED FOR NOT LESS THAN 29 DAYS CONSISTS OF: CENTRIFUGAL PUMP HEAD AND OXYGENATOR AND TUBING LINES AND HEMOCONCENTRATOR, COATED COMPATIBLE WITH THE EXISTING ECMO MACHINE FOR THE REQUESTED HOSPITAL, , DISPOSABLE, STERILE" | CARDIOVASCULAR TENDER
7981 | 4220341081700 | "EXTRACORPOREAL MEMBRANE OXYGENATION (ECMO) SET, ADULT, APPROVED TO BE USED FOR NOT LESS THAN 29 DAYS CONSISTS OF: CENTRIFUGAL PUMP HEAD AND OXYGENATOR AND TUBING LINES AND HEMOCONCENTRATOR, COATED COMPATIBLE WITH THE EXISTING ECMO MACHINE FOR THE REQUESTED HOSPITAL, DISPOSABLE, STERILE" | CARDIOVASCULAR TENDER
7982 | 4220341101700 | VASCULAR GRAFT GEL SOFT BIFURCATED EXTERNAL VELOUR SURFACE SIZE 20 X 10 MM LENGTH 40-50 CM STERILE | CARDIOVASCULAR TENDER
7983 | 4220341101800 | VASCULAR GRAFT GEL SOFT BIFURCATED EXTERNAL VELOUR SURFACE SIZE 18 X 9 MM LENGTH 40-50 CM STERILE | CARDIOVASCULAR TENDER
7984 | 4220341101900 | VASCULAR GRAFT GEL SOFT BIFURCATED EXTERNAL VELOUR SURFACE SIZE 16 X 8 MM LENGTH 40-50 CM STERILE | CARDIOVASCULAR TENDER
7985 | 4220341102000 | VASCULAR GRAFT GEL SOFT BIFURCATED EXTERNAL VELOUR SURFACE SIZE 14 X 7 MM LENGTH 40-50 CM STERILE | CARDIOVASCULAR TENDER
7986 | 4220341102100 | "VASCULAR GRAFT, PTFE, STRAIGHT, SIZE 10 MM X 70-80 CM, STERILE" | CARDIOVASCULAR TENDER
7987 | 4220341102200 | VASCULAR GRAFT EARLY ACCESS HEPARIN COATED SIZE 6 MM X 40-50 CM STERILE | CARDIOVASCULAR TENDER
7988 | 4220341102400 | "VASCULAR GRAFT, PTFE, CUFFED BELOW KNEE BYPASS WITH FLEX SMALL BEADING, 8 MM DIAMETER, 80 CM LONG, STERILE" | CARDIOVASCULAR TENDER
7989 | 4220341102700 | "VASCULAR GRAFT, PTFE, ANTI-THROMBOTIC AGENT COATED, WITHOUT RINGS, 6 MM DIAMETER, LENGTH 40-50 CM, STERILE" | CARDIOVASCULAR TENDER
7990 | 4220341103100 | "FELT, TEFLON, ASSORTED SIZES ACCORDING TO HOSPITAL REQUEST, DISPOSABLE, STERILE" | CARDIOVASCULAR TENDER
7991 | 4220341104600 | "TISSUE STABILIZER, FOR CONVENTIONAL CABG PROCEDURES, DISPOSABLE, STERILE" | CARDIOVASCULAR TENDER
7992 | 4220341105600 | "BAND, TRICUSPID, FLEXIBLE ANNULOPLASTY, ASSORTED SIZES AS PER HOSPITAL REQUEST, STERILE" | CARDIOVASCULAR TENDER
7993 | 4220341105700 | "PATCH, BOVINE, 0.6-0.7 MM THICKNESS, SIZE 3 X 15 CM (+/- 1CM), STERILE" | CARDIOVASCULAR TENDER
7994 | 4220341105800 | "PATCH, CARDIOVASCULAR, EPTFE, 0.4 MM THICKNESS, 3 CM X 6 CM ( +/- 0.5 CM ), STERILE" | CARDIOVASCULAR TENDER
7995 | 4220341105900 | "PATCH, CARDIOVASCULAR, SYNTHETIC HIGH STRENGTH MATERIAL, SIZE 2 X 9 CM (+/- 0.5 CM), THICKNESS 0.4 - 0.5 MM, STERILE" | CARDIOVASCULAR TENDER
7996 | 4220341106100 | "TISSUE VALVE CONDUIT, PULMONARY, BOVINE, ASSORTED SIZES AS PER HOSPITAL REQUEST, STERILE" | CARDIOVASCULAR TENDER
7997 | 4220341106200 | "BAND/RING, TRICUSPID VALVE REPAIR, RIGID, ASSORTED SIZES AS PER HOSPITAL REQUEST, STERILE" | CARDIOVASCULAR TENDER
7998 | 4220341106300 | "TISSUE VALVE IMPLANT, AORTIC, SUTURELESS, ASSORTED SIZES AS PER HOSPITAL REQUEST, STERILE" | CARDIOVASCULAR TENDER
7999 | 4220341116900 | "ASPIRATION AND ANTICOAGULATION TABLE LINE FOR CELL SAVER MUST BE COMPATIBLE WITH HOSPITAL MACHINE, DISPOSABLE, STERILE" | CARDIOVASCULAR TENDER
8000 | 4220341500100 | "STABILIZER ARM, STAINLESS-STEEL, PROVIDE A VERSATILE COMBINATION OF STABILIZATION, POSITIONING AND RETRACTION DURING ON- AND OFF-PUMP CARDIAC SURGERY, 360-DEGREE ROTATION, SHAFT CONNECTION, STERILE" | CARDIOVASCULAR TENDER
8001 | 4220341700400 | "THORACIC GUIDE, FOR ENDOVASCULAR AORTIC REPAIR, ASSORTED SIZES AS PER HOSPITAL REQUEST, DISPOSABLE, STERILE" | CARDIOVASCULAR TENDER
8002 | 4220344702400 | "SNUGGERS, RUBBER, ASSORTED SIZES AS PER HOSPITAL REQUEST, DISPOSABLE, STERILE" | CARDIOVASCULAR TENDER
8003 | 4220344711500 | "VENTRICULAR ASSIST DEVICE FOR PEDIATRIC PATIENTS (LVAD / BVAD) COMPLETE SET, VARIOUS PUMPING VOLUMES AND CONNECTORS DIAMETERS AS PER THE HOSPITAL REQUEST, SET INCLUDE: ACCESSORY SET PU VALVES, DRIVING TUBES RED AND BLUE AS NEEDED, CONNECTING SET, CANNULA EXTENSION SET, APEX CANULAE, ATRIAL CANNULA. COMPONENTS SIZES TO BE DECIDED BY THE RECEIVING CENTER PRIOR TO DELIVERY AS PER THE PATIENT'S NEEDS (STATIONARY DRIVING SYSTEM MUST BE PROVIDED FREE OF CHARGE AND SHOULD BE STATED IN THE FINANCIAL OFFER)" | CARDIOVASCULAR TENDER
8004 | 4220344711900 | "PATCH, BOVINE, DECELLULARIZED, SIZE 8 CM X 14 CM, STERILE" | CARDIOVASCULAR TENDER
8005 | 4220344712000 | "PATCH, GRAFT, ANGIOPLASTY, SYNTHETIC, FOR ASD/VSD REPAIR, SIZE: 5 X 10-15 CM, STERILE" | CARDIOVASCULAR TENDER
8006 | 4220344713200 | "PATCH, BOVINE, DECELLULARIZED, SIZE 6 CM X 8 CM, STERILE" | CARDIOVASCULAR TENDER
8007 | 4220344713300 | "PATCH, BOVINE, DECELLULARIZED, SIZE 4 CM X 4 CM, STERILE" | CARDIOVASCULAR TENDER
8008 | 4220344713500 | "PATCH, BOVINE, DECELLULARIZED, SIZE 1 CM X 6 CM, STERILE" | CARDIOVASCULAR TENDER
8009 | 4220344713600 | "PATCH, BOVINE, DECELLULARIZED, SIZE 2 CM X 9 CM, STERILE" | CARDIOVASCULAR TENDER
8010 | 4220344713700 | "PATCH, BOVINE, DECELLULARIZED, SIZE 1 CM X 10 CM, STERILE" | CARDIOVASCULAR TENDER
8011 | 4220344713800 | "PATCH, BOVINE, DECELLULARIZED, SIZE 1 CM X 14 CM, STERILE" | CARDIOVASCULAR TENDER
8012 | 4220344714900 | DEVICE KIT AUTOMATED SUTURE FASTENING SYSTEM FOR CARDIAC VALVE REPLACEMENT AND REPAIR 17-20 CM SHAFT LENGTH STERILE | CARDIOVASCULAR TENDER
8013 | 4220344715000 | "LOADING/FASTENER UNIT, TO BE USED WITH AUTOMATED SUTURE FASTENING SYSTEM, STERILE" | CARDIOVASCULAR TENDER
8014 | 4220344715100 | DEVICE AND LOADING/FASTENER KIT AUTOMATED SUTURE FASTENING SYSTEM 17-20 CM SHAFT LENGTH STERILE | CARDIOVASCULAR TENDER
8015 | 4220344716100 | "CANNULATION TOURNIQUET SET WITH TUBE (2 RED, 2 BLUE, 2 TRANSPARENT) AND ONE STEEL WIRE SNAGGER, DISPOSABLE, STERILE" | CARDIOVASCULAR TENDER
8016 | 4220344716500 | "TISSUE VALVE CONDUIT, AORTIC, PORCINE, ASSORTED SIZES AS PER HOSPITAL REQUEST" | CARDIOVASCULAR TENDER
8017 | 4220344720400 | "PRESSURE CATHETER PLACEMENT SET, 3 FR VASCULAR CATHETER, W/ PEEL-AWAY NEEDLES, DISPOSABLE, STERILE" | CARDIOVASCULAR TENDER
8018 | 4220350203000 | "PACING LEADS, TEMPORARY # BIPOLAR, ASSORTED SIZES ACCORDING TO HOSPITAL REQUEST, DISPOSABLE, STERILE" | CARDIOVASCULAR TENDER
8019 | 4220350700000 | "PACING LEADS, TEMPORARY # UNIPOLAR, ASSORTED SIZES ACCORDING TO HOSPITAL REQUEST, DISPOSABLE, STERILE" | CARDIOVASCULAR TENDER
8020 | 4222150001700 | "BIDIRECTIONAL FEMORAL CANNULA, ARTERIAL, COATED, FOR EXTRACORPOREAL MEMBRANE OXYGENATION (ECMO), ASSORTED SIZES AS PER HOSPITAL REQUEST, DISPOSABLE, STERILE" | CARDIOVASCULAR TENDER
8021 | 4222150900000 | "PERCUTANEOUS ARTERIAL CANNULA KIT FOR ADULT, ASSORTED SIZES ACCORDING TO HOSPITAL REQUEST. WITH INSERTION KIT INCLUDING: (INTRODUCER, NEEDLE, STEPPED DILATORS, GUIDE WIRE), DISPOSABLE, STERILE" | CARDIOVASCULAR TENDER
8022 | 4222150900200 | PERCUTANEOUS ARTERIAL CANNULA KIT FOR PEDIATRIC ASSORTED SIZES ACCORDING TO HOSPITAL REQUEST DISPOSABLE STERILE | CARDIOVASCULAR TENDER
8023 | 4222150900300 | PERCUTANEOUS CANNULA ARTERIAL COATED FOR ADULT WITHOUT INSERTION KIT ASSORTED SIZES ACCORDING TO HOSPITAL REQUEST DISPOSABLE STERILE | CARDIOVASCULAR TENDER
8024 | 4222152000000 | CANNULA ARTERIAL PEDIATRIC ELONGATED STRAIGHT TIP ASSORTED SIZES ACCORDING TO HOSPITAL REQUEST DISPOSABLE STERILE | CARDIOVASCULAR TENDER
8025 | 4222152000100 | "CANNULA, ARTERIAL, PEDIATRIC, WIRE REINFORCED, ELONGATED, WITH DILATOR TIP INTRODUCER AND GUIDEWIRE, STRAIGHT TIP, VENTED CONNECTOR, ASSORTED SIZES ACCORDING TO HOSPITAL REQUEST, DISPOSABLE, STERILE" | CARDIOVASCULAR TENDER
8026 | 4222152000300 | "CANNULA, ARTERIOTOMY, FOR PEDIATRIC, ASSORTED SIZES AS PER HOSPITAL REQUEST, DISPOSABLE, STERILE" | CARDIOVASCULAR TENDER
8027 | 4222152000400 | "CANNULA, ARTERIAL, ADULT, ELONGATED, ANGLED TIP, VENTED CONNECTOR, ASSORTED SIZES ACCORDING TO HOSPITAL REQUEST, DISPOSABLE, STERILE" | CARDIOVASCULAR TENDER
8028 | 4222152000500 | "CANNULA, ARTERIAL, ADULT, WIRE REINFORCED, ELONGATED, STRAIGHT TIP, ASSORTED SIZES ACCORDING TO HOSPITAL REQUEST, DISPOSABLE, STERILE" | CARDIOVASCULAR TENDER
8029 | 4222152000600 | "CANNULA, ARTERIAL, ADULT, WIRE REINFORCED, ELONGATED, WITH DILATOR TIP INTRODUCER AND GUIDEWIRE, STRAIGHT TIP, VENTED CONNECTOR, ASSORTED SIZES ACCORDING TO HOSPITAL REQUEST, DISPOSABLE, STERILE" | CARDIOVASCULAR TENDER
8030 | 4222152102000 | CANNULA HANDHELD CORONARY OSTIA ASSORTED SIZES ACCORDING TO HOSPITAL REQUEST DISPOSABLE STERILE | CARDIOVASCULAR TENDER
8031 | 4222152102100 | "CORONARY ARTERY OSTIAL CANNULA, SOFT, SELF INFLATED BALLOON TIP, ASSORTED SIZES AS PER HOSPITAL REQUEST, DISPOSABLE, STERILE" | CARDIOVASCULAR TENDER
8032 | 4222160000200 | "INSERTION KIT, PEDIATRIC, FOR FEMORAL CANNULATION, DISPOSABLE, STERILE" | CARDIOVASCULAR TENDER
8033 | 4222160401600 | CONNECTOR Y SHAPED WITH OR WITHOUT LUER LOCK ASSORTED SIZE AS PER HOSPITAL REQUEST DISPOSABLE STERILE | CARDIOVASCULAR TENDER
8034 | 4222160408700 | ADAPTER CORONARY PERFUSION Y TYPE ASSORTED MODELS AND SIZES AS PER HOSPITAL REQUEST DISPOSABLE STERILE | CARDIOVASCULAR TENDER
8035 | 4222160408800 | CONNECTOR STRAIGHT WITH OR WITHOUT LUER LOCK ASSORTED SIZE ACCORDING TO HOSPITAL REQUEST DISPOSABLE STERILE | CARDIOVASCULAR TENDER
8036 | 4222160700600 | "ARTERIAL LINE FILTER, FOR INFANT, WITH CUSTOMIZED LINES, FLOW UP TO 2.5 L/MIN, DISPOSABLE, STERILE" | CARDIOVASCULAR TENDER
8037 | 4229310800100 | "TISSUE STABILIZER, FOR MINIMAL INVASIVE SURGERY, DISPOSABLE, STERILE" | CARDIOVASCULAR TENDER
8038 | 4229310801900 | "STABILIZER ATTACHMENT, SUCTION, SHAFT CONNECTION, COMPATIBLE WITH FLEX STABILIZER, DISPOSABLE, STERILE" | CARDIOVASCULAR TENDER
8039 | 4229310802000 | "THREE UNIVERSAL STABILIZER ARMS TO DELIVER ATRAUMATIC POSITIONING AND RETRACTION DURING A VARIETY OF SURGICAL PROCEDURES WHERE A PERSON#S HAND IS TRADITIONALLY NEEDED, STERILE" | CARDIOVASCULAR TENDER
8040 | 4229340605600 | "HEART POSITIONERS, IMPROVED CLAMP DESIGN PROVIDES INCREASED STABILITY OF THE POSITIONER ON THE RETRACTOR, CLAMP CAN BE APPLIED TO THE RETRACTOR, DISPOSABLE, STERILE" | CARDIOVASCULAR TENDER
8041 | 4229340605700 | POSITIONER ATTACHMENT SUCTION SHAFT CONNECTION DISPOSABLE STERILE | CARDIOVASCULAR TENDER
8042 | 4229420100400 | ARTERIOVENOUS (AV) FISTULA PACK FOR ADULT 1PC BACK TABLE COVER 60 X 90 2PC ABSORBENT TOWEL 17X20 (43X51CM) 1PC MAYO STAND COVER 23 X 47 W/7 CUFF (SMALL) HAND TOWEL 5PC OR CLOTH BLUE 44X60 CM 1PC IMPERVIOUS SPLIT SHEET 60 X 70 4X21 SPLIT 1PC ORTHO ARTS HAND DRAPE 150X62X114 DISPOSABLE STERILE | CARDIOVASCULAR TENDER
8043 | 4229440000000 | "LAA EXCLUSION SYSTEM WITH PRELOADED CLIP, STERILE" | CARDIOVASCULAR TENDER
8044 | 4229460400100 | "BLOOD TRANSFUSION RED FILTER, 40 MICRON SCREEN FILTER FOR RAID TRANSFUSION OF SALVAGED BLOOD PRODUCTS, DISPOSABLE, STERILE" | CARDIOVASCULAR TENDER
8045 | 4229470201000 | INTRA AORTIC BALLOON FIBER OPTIC SHEATH AND SHEATH LESS WITH INSERTION KIT COMPATIBLE WITH HOSPITAL MACHINE ASSORTED SIZES ACCO = RDING TO HOSPITAL REQUEST DISPOSABLE STERILE | CARDIOVASCULAR TENDER
8046 | 4229470700700 | BLOOD CARDIOPLEGIA DELIVERY SET CUSTOMIZED DELIVERY RATE 4:1 INTEGRATED COOLING /HEATING COIL WITH TEMP. PROP PRESSURE DOME DI = SPOSABLE STERILE | CARDIOVASCULAR TENDER
8047 | 4229470701100 | "CARDIOPLEGIA NEEDLE FOR NEONATES/ PEDIATRIC WITH METAL TIP, ASSORTED SIZES ACCORDING TO HOSPITAL REQUEST, DISPOSABLE, STERILE" | CARDIOVASCULAR TENDER
8048 | 4229470702300 | "RETROGRADE CORONARY SINUS CARDIOPLEGIA CANNULA, ADULT, PRESSURE MONITORING LUMEN, INSERTION STYLET, SELF INFLATING/ MANUAL INFLATED BALLOON WITH STYLET SOLID OR GUIDEWIRE, ASSORTED SIZES AS PER HOSPITAL REQUEST, DISPOSABLE, STERILE" | CARDIOVASCULAR TENDER
8049 | 4229470800000 | CARDIOTOMY RESERVOIR ADULT FOR CARDIOPULMONARY BYPASS ASSORTED SIZES AS PER HOSPITAL REQUEST DISPOSABLE STERILE. | CARDIOVASCULAR TENDER
8050 | 4229470800200 | "MOUNTING PAD ADHESIVE LEVEL SENSOR FOR RESERVOIR CARDIOTOMY, DISPOSABLE, STERILE" | CARDIOVASCULAR TENDER
8051 | 4229471100500 | HEMOCONCENTRATOR HIGH PERFORMANCE WITH OPTIONAL TUBE AND DOUBLE BAG SET ASSORTED SIZES ACCORDING TO HOSPITAL REQUEST (ONE HOLDER MUST BE SUPPLIED FOC) DISPOSABLE STERILE | CARDIOVASCULAR TENDER
8052 | 4229471300600 | "OXYGENATOR, FOR NEONATES, COATED OXYGENATOR WITH INTEGRATED ARTERIAL FILTER, HOLLOW FIBER, HIGH PERFORMANCE, SMALL PRIMING VOLUME NOT EXCEEDING 45 ML, RECOMMENDED BLOOD FLOW 0 - 1.5 LITER / MIN, MAX, DISPOSABLE, STERILE" | CARDIOVASCULAR TENDER
8053 | 4229471300700 | OXYGENATOR FOR EXTRACORPOREAL MEMBRANE OXYGENATION (ECMO) ADULT DISPOSABLE STERILE | CARDIOVASCULAR TENDER
8054 | 4229471301100 | EXTRACORPOREAL MEMBRANE OXYGENATION (ECMO) SET SMALL ADULT CONSISTS OF INTEGRATED CENTRIFUGAL PUMP HEAD WITH OXYGENATOR TUBING LINES COATED COMPATIBLE WITH THE EXISTING ECMO MACHINE FOR THE REQUESTED HOSPITAL DISPOSABLE STERILE | CARDIOVASCULAR TENDER
8055 | 4229471301300 | EXTRACORPOREAL MEMBRANE OXYGENATION (ECMO) SET ADULT CONSISTS OF INTEGRATED CENTRIFUGAL PUMP HEAD WITH OXYGENATOR TUBING LINES COATED COMPATIBLE WITH THE EXISTING ECMO MACHINE FOR THE REQUESTED HOSPITAL DISPOSABLE STERILE | CARDIOVASCULAR TENDER
8056 | 4229471301900 | "OXYGENATOR, FOR EXTRACORPOREAL MEMBRANE OXYGENATION (ECMO), PEDIATRIC, DISPOSABLE, STERILE" | CARDIOVASCULAR TENDER
8057 | 4229471302000 | "OXYGENATOR, FOR EXTRACORPOREAL MEMBRANE OXYGENATION (ECMO), NEONATE, DISPOSABLE, STERILE" | CARDIOVASCULAR TENDER
8058 | 4229471302200 | OXYGENATOR FOR ADULTS COATED OXYGENATOR WITH INTEGRATED ARTERIAL FILTER HOLLOW FIBER HIGH PERFORMANCE WITH INTEGRATED HARD SHELL VENOUS RESERVOIR BLOOD FLOW RATE 1-7 LITER /MIN DISPOSABLE STERILE | CARDIOVASCULAR TENDER
8059 | 4229471302400 | OXYGENATOR FOR PEDIATRIC COATED OXYGENATOR WITH INTEGRATED ARTERIAL FILTER HOLLOW FIBER HIGH PERFORMANCE RECOMMENDED BLOOD FLOW 0 - 4 LITER / MIN MEMBRANE INLET AND OUTLET (3/8) INCH WITH REDUCER ADAPTER DISPOSABLE STERILE | CARDIOVASCULAR TENDER
8060 | 4229471302500 | "OXYGENATOR, FOR SMALL ADULTS, COATED OXYGENATOR WITH INTEGRATED ARTERIAL FILTER, HOLLOW FIBER, HIGH PERFORMANCE, RECOMMENDED BLOOD FLOW 0 - 5 LITER / MIN, MAX. RESERVOIR VOLUME 4 LITER, DISPOSABLE, STERILE" | CARDIOVASCULAR TENDER
8061 | 4229471501100 | TUBING SINGLE LINE PVC ASSORTED SIZES AND CUSTOMIZED ACCORDING TO HOSPITAL REQUEST DISPOSABLE STERILE | CARDIOVASCULAR TENDER
8062 | 4229471501200 | TUBING SINGLE LINE COATED PVC ASSORTED SIZES AND CUSTOMIZED ACCORDING TO HOSPITAL REQUEST DISPOSABLE STERILE | CARDIOVASCULAR TENDER
8063 | 4229471700000 | FULL MAGNETICALLY LEVITATED LEFT VENTRICULAR ASSIST PUMP WITH BEARING LESS | CARDIOVASCULAR TENDER
8064 | 4229473000200 | "CUSTOMIZED PACK, FOR VENTRICULAR ASSIST DEVICE, WITHOUT OXYGENATORS WITHOUT PUMP HEADS, DISPOSABLE, STERILE" | CARDIOVASCULAR TENDER
8065 | 4229473100100 | "PERFUSION ADAPTER WITH MALE LUER LOCK 1/4, 2 INCH LONG, DISPOSABLE, STERILE" | CARDIOVASCULAR TENDER
8066 | 4229473100800 | "CHAMBER LUNG PERFUSION KIT FOR ADULT, COMPATIBLE WITH THE HOSPITAL MACHINE, DISPOSABLE, STERILE" | CARDIOVASCULAR TENDER
8067 | 4229473300100 | PERICARDIAL SUMP SUCTION ASSORTED SIZES ACCORDING TO HOSPITAL REQUEST DISPOSABLE STERILE | CARDIOVASCULAR TENDER
8068 | 4229473300700 | "INTRACARDIAC SUMP SUCTION, ASSORTED SIZES ACCORDING TO HOSPITAL REQUEST, DISPOSABLE, STERILE" | CARDIOVASCULAR TENDER
8069 | 4229473300800 | SUCTION METAL TIP FOR CARDIOPULMONARY BYPASS ASSORTED SIZES ACCORDING TO HOSPITAL REQUEST FLUID TIP DISPOSABLE STERILE | CARDIOVASCULAR TENDER
8070 | 4229473400400 | "CALIBRATION GAS FOR USE WITH CALIBRATOR 540 (GAS A OR GAS B) COMPATIBLE WITH CDI SYSTEM 500, DISPOSABLE, STERILE." | CARDIOVASCULAR TENDER
8071 | 4229473400500 | "ARTERIAL CDI SENSOR COMPATIBLE WITH HOSPITAL MACHINE, DISPOSABLE, STERILE" | CARDIOVASCULAR TENDER
8072 | 4229473600300 | "CENTRIFUGAL BLOOD PUMP, ADULT, DISPOSABLE, STERILE" | CARDIOVASCULAR TENDER
8073 | 4229474100400 | "CANNULA, VENOUS, ADULT, SINGLE STAGE, STRAIGHT WIRED REINFORCED, ASSORTED SIZES AS PER HOSPITAL REQUEST, DISPOSABLE, STERILE" | CARDIOVASCULAR TENDER
8074 | 4229474100500 | "CANNULA, VENOUS, PEDIATRIC, SINGLE STAGE, STRAIGHT WIRED REINFORCED, ASSORTED SIZES AS PER HOSPITAL REQUEST, DISPOSABLE, STERILE" | CARDIOVASCULAR TENDER
8075 | 4229474100600 | CANNULA VENOUS SINGLE STAGE ANGLED METAL TIP WIRED REINFORCED ASSORTED SIZES AS PER HOSPITAL REQUEST DISPOSABLE STERILE | CARDIOVASCULAR TENDER
8076 | 4229474100700 | "CANNULA, VENOUS, SOFT ANGLED, ASSORTED SIZES AS PER HOSPITAL REQUEST, DISPOSABLE, STERILE" | CARDIOVASCULAR TENDER
8077 | 4229474100800 | "CANNULA, VENOUS, THREE STAGE, COATED, WIRE REINFORCED, ASSORTED WITH/WITHOUT CONNECTOR AND ASSORTED SIZES AS PER HOSPITAL REQUEST, DISPOSABLE, STERILE" | CARDIOVASCULAR TENDER
8078 | 4229474100900 | "CANNULA, VENOUS, THREE STAGE, WIRE REINFORCED, ASSORTED WITH/WITHOUT CONNECTOR AND ASSORTED SIZES AS PER HOSPITAL REQUEST, DISPOSABLE, STERILE" | CARDIOVASCULAR TENDER
8079 | 4229474101000 | "CANNULA, VENOUS, TWO STAGE, COATED, WIRE REINFORCED, ASSORTED WITH/WITHOUT CONNECTOR AND ASSORTED SIZES ACCORDING TO HOSPITAL REQUEST, DISPOSABLE, STERILE" | CARDIOVASCULAR TENDER
8080 | 4229474101100 | CANNULA VENOUS TWO STAGE WIRE REINFORCED ASSORTED WITH/WITHOUT CONNECTOR AND ASSORTED SIZES ACCORDING TO HOSPITAL REQUEST DISPOSABLE STERILE | CARDIOVASCULAR TENDER
8081 | 4229474101200 | "CANNULA, VENOUS, FEMORAL, SET SINGLE STAGE CONTAINS : WIRE REINFORCED CANNULA ASSORTED SIZES ACCORDING TO HOSPITAL REQUEST WITH INSERTION KIT, DISPOSABLE, STERILE" | CARDIOVASCULAR TENDER
8082 | 4229474101300 | "CANNULA, VENOUS, FEMORAL, SINGLE STAGE, WIRE REINFORCED, ASSORTED SIZES ACCORDING TO HOSPITAL REQUEST, DISPOSABLE, STERILE" | CARDIOVASCULAR TENDER
8083 | 4229474101400 | "CANNULA, VENOUS, FEMORAL, SET DUAL STAGE CONTAINS : WIRE REINFORCED CANNULA, WITH INSERTION KIT, ASSORTED SIZES AS PER HOSPITAL REQUEST, DISPOSABLE, STERILE" | CARDIOVASCULAR TENDER
8084 | 4229474101500 | "CANNULA, VENOUS, FEMORAL, DUAL STAGE, WIRE REINFORCED, ASSORTED SIZES ACCORDING TO HOSPITAL REQUEST, DISPOSABLE, STERILE" | CARDIOVASCULAR TENDER
8085 | 4229474101600 | "CANNULA, VENOUS, FEMORAL, SET MULTI STAGE CONTAINS : WIRE REINFORCED CANNULA, WITH INSERTION KIT, ASSORTED SIZES AS PER HOSPITAL REQUEST, DISPOSABLE, STERILE" | CARDIOVASCULAR TENDER
8086 | 4229474101700 | "CANNULA, ADULT, DUAL LUMEN, COATED, DESIGNED SPECIALLY FOR VENOVENOUS VASCULAR ACCESS WITH INSERTION KIT. ASSORTED SIZES AS PER HOSPITAL REQUEST, DISPOSABLE, STERILE" | CARDIOVASCULAR TENDER
8087 | 4229514307200 | "ENDOSCOPIC VESSEL HARVESTING DEVICE, DISPOSABLE, STERILE" | CARDIOVASCULAR TENDER
8088 | 4229521416000 | "STERNAL SAW GUARD, RECIPROCATING, ASSORTED SIZES ACCORDING TO HOSPITAL REQUEST AND MUST BE COMPATIBLE WITH THE HOSPITAL SYSTEM, REUSABLE, STERILE" | CARDIOVASCULAR TENDER
8089 | 4229530100200 | "BLOWER/MISTER, DISPOSABLE, STERILE" | CARDIOVASCULAR TENDER
8090 | 4229530205300 | "MULTIPLE PERFUSION ADAPTER, FEMALE LUER ON SINGLE INLET LEG WITH MULTIPLE LEGS, ASSORTED SIZES AS PER HOSPITAL REQUEST, DISPOSABLE, STERILE" | CARDIOVASCULAR TENDER
8091 | 4229531000100 | INSERTION KIT FOR FEMORAL CANNULATION ADULT DISPOSABLE STERILE | CARDIOVASCULAR TENDER
8092 | 4229546101300 | "SURGICAL GLUE, PROTEIN HYDROGEL, PREFILLED 5ML SYRINGE, DISPOSABLE, STERILE" | CARDIOVASCULAR TENDER
8093 | 4229548021700 | "PERFUSION CUSTOM PACK FOR MINIMAL INVASIVE CARDIAC SURGERY, FOR ADULTS, DISPOSABLE, STERILE, CONSISTS OF: (TUBING SET, CUSTOM DESIGN, WITH ( (OXYGENATOR FOR ADULTS; COATED, OXYGENATOR WITH INTEGRATED ARTERIAL FILTER, HOLLOW FIBER, HIGH PERFORMANCE WITH INTEGRATED HARD SHELL VENOUS RESERVOIR, BLOOD FLOW RATE 1-7 LITER /MIN, CARDIOTOMY FLOW RATE LESS THAN 5 LITERS/MIN), CARDIOPLEGIA DELIVER SET 4:1+ 2PCS OF CARDIOPLEGIA TABLE LINE IN SEPARATE STERILE BAGS), HEMOCONCENTRATOR AND MUF (DESIGN MUST BE APPLICABLE IN EVERY HOSPITAL), (6 PCS OF CONNECTORS), (TUBE ORGANIZER), VACUUM LINE, (2PCS OF TUBING LINES PVC SIZE 1/4 AND 3/8 CUSTOM DESIGN), (ENOUGH HOLDERS AND TEMP. PROBES), DISPOSABLE, STERILE" | CARDIOVASCULAR TENDER
8094 | 4229548021800 | "PERFUSION CUSTOM PACK FOR NEONATES, COATED, DISPOSABLE, STERILE, CONSISTS OF: (TUBING SET AND CUVETTE, CUSTOM DESIGN, WITH (CARDIOPLEGIA DELIVER SET 4:1 + 2PCS OF CARDIOPLEGIA TABLE LINE IN SEPARATE STERILE BAGS), HEMOCONCENTRATOR AND MUF (DESIGN MUST BE APPLICABLE IN EVERY HOSPITAL), (4 PCS OF CONNECTORS), (TUBE ORGANIZER), VACUUM LINE, (2PCS OF TUBING LINES PVC SIZE 1/4 AND 3/8 CUSTOM DESIGN), (ENOUGH HOLDERS AND TEMP. PROBES), DISPOSABLE, STERILE" | CARDIOVASCULAR TENDER
8095 | 4229548021900 | "PERFUSION CUSTOM PACK FOR NEONATES, DISPOSABLE, STERILE, CONSISTS OF: (TUBING SET, CUSTOM DESIGN, WITH (CARDIOPLEGIA DELIVER SET 4:1 + 2PCS OF CARDIOPLEGIA TABLE LINE IN SEPARATE STERILE BAGS), HEMOCONCENTRATOR AND MUF (DESIGN MUST BE APPLICABLE IN EVERY HOSPITAL), (4 PCS OF CONNECTORS), (TUBE ORGANIZER), VACUUM LINE, (2PCS OF TUBING LINES PVC SIZE 1/4 AND 3/8 CUSTOM DESIGN), (ENOUGH HOLDERS AND TEMP. PROBES), DISPOSABLE, STERILE" | CARDIOVASCULAR TENDER
8096 | 4229548022000 | "PERFUSION CUSTOM PACK, FOR ADULTS, DISPOSABLE, STERILE, CONSISTS OF: (TUBING SET, CUSTOM DESIGN, WITH (CARDIOPLEGIA DELIVER SET 4:1 + 2PCS OF CARDIOPLEGIA TABLE LINE IN SEPARATE STERILE BAGS), HEMOCONCENTRATOR AND MUF (DESIGN MUST BE APPLICABLE IN EVERY HOSPITAL), (4 PCS OF CONNECTORS), (TUBE ORGANIZER), VACUUM LINE, (2PCS OF TUBING LINES PVC SIZE 1/4 AND 3/8 CUSTOM DESIGN), (ENOUGH HOLDERS AND TEMP. PROBES), DISPOSABLE, STERILE" | CARDIOVASCULAR TENDER
8097 | 4229548022100 | "PERFUSION CUSTOM PACK, FOR INFANTS, COATED, DISPOSABLE, STERILE, CONSISTS OF: (TUBING SET AND CUVETTE, CUSTOM DESIGN, WITH (CARDIOPLEGIA DELIVER SET 4:1 + 2PCS OF CARDIOPLEGIA TABLE LINE IN SEPARATE STERILE BAGS), HEMOCONCENTRATOR AND MUF (DESIGN MUST BE APPLICABLE IN EVERY HOSPITAL), (4 PCS OF CONNECTORS), (TUBE ORGANIZER), VACUUM LINE, (2PCS OF TUBING LINES PVC SIZE 1/4 AND 3/8 CUSTOM DESIGN), (ENOUGH HOLDERS AND TEMP. PROBES), DISPOSABLE, STERILE" | CARDIOVASCULAR TENDER
8098 | 4229548022200 | PERFUSION CUSTOM PACK FOR INFANTS DISPOSABLE STERILE CONSISTS OF: (TUBING SET CUSTOM DESIGN WITH (CARDIOPLEGIA DELIVER SET 4-1+ 2PCS OF CARDIOPLEGIA TABLE LINE IN SEPARATE STERILE BAGS) HEMOCONCENTRATOR AND MUF (DESIGN MUST BE APPLICABLE IN EVERY HOSPITAL) (4 PCS OF CONNECTORS) (TUBE ORGANIZER) VACUUM LINE (2PCS OF TUBING LINES PVC SIZE 1/4 AND 3/8 CUSTOM DESIGN) (ENOUGH HOLDERS AND TEMP. PROBES) DISPOSABLE STERILE | CARDIOVASCULAR TENDER
8099 | 4229548022300 | "PERFUSION CUSTOM PACK, FOR PEDIATRIC, COATED, DISPOSABLE, STERILE, CONSISTS OF: (TUBING SET AND CUVETTE, CUSTOM DESIGN, WITH (CARDIOPLEGIA DELIVER SET 4-1+ 2PCS OF CARDIOPLEGIA TABLE LINE IN SEPARATE STERILE BAGS), HEMOCONCENTRATOR AND MUF (DESIGN MUST BE APPLICABLE IN EVERY HOSPITAL), (4 PCS OF CONNECTORS), (TUBE ORGANIZER), VACUUM LINE, (2PCS OF TUBING LINES PVC SIZE 1/4 AND 3/8 CUSTOM DESIGN), (ENOUGH HOLDERS AND TEMP. PROBES), DISPOSABLE, STERILE" | CARDIOVASCULAR TENDER
8100 | 4229548022400 | PERFUSION CUSTOM PACK FOR PEDIATRIC DISPOSABLE STERILE CONSISTS OF: (TUBING SET CUSTOM DESIGN WITH (CARDIOPLEGIA DELIVER SET 4-1+ 2PCS OF CARDIOPLEGIA TABLE LINE IN SEPARATE STERILE BAGS) HEMOCONCENTRATOR AND MUF (DESIGN MUST BE APPLICABLE IN EVERY HOSPITAL) (4 PCS OF CONNECTORS) (TUBE ORGANIZER) VACUUM LINE (2PCS OF TUBING LINES PVC SIZE 1/4 AND 3/8 CUSTOM DESIGN) (ENOUGH HOLDERS AND TEMP. PROBES) DISPOSABLE STERILE | CARDIOVASCULAR TENDER
8101 | 4229548022500 | "PERFUSION CUSTOM PACK, FOR SMALL ADULTS, COATED, DISPOSABLE, STERILE, CONSISTS OF: (TUBING SET AND CUVETTE, CUSTOM DESIGN, WITH (CARDIOPLEGIA DELIVER SET 4-1+ 2PCS OF CARDIOPLEGIA TABLE LINE IN SEPARATE STERILE BAGS), HEMOCONCENTRATOR AND MUF (DESIGN MUST BE APPLICABLE IN EVERY HOSPITAL), (4 PCS OF CONNECTORS), (TUBE ORGANIZER), VACUUM LINE, (CONNECTOR, EXTENSION, 1/2X3/8IN, STRAIGHT, LUER LOCK, ) (2PCS OF TUBING LINES PVC SIZE 1/4 AND 3/8 CUSTOM DESIGN), (ENOUGH HOLDERS AND TEMP. PROBES), DISPOSABLE, STERILE" | CARDIOVASCULAR TENDER
8102 | 4229548022600 | "PERFUSION CUSTOM PACK, FOR SMALL ADULTS, DISPOSABLE, STERILE, CONSISTS OF: (TUBING SET, CUSTOM DESIGN, WITH (CARDIOPLEGIA DELIVER SET 4-1+ 2PCS OF CARDIOPLEGIA TABLE LINE IN SEPARATE STERILE BAGS), HEMOCONCENTRATOR AND MUF (DESIGN MUST BE APPLICABLE IN EVERY HOSPITAL), (4 PCS OF CONNECTORS), (TUBE ORGANIZER), VACUUM LINE, (CONNECTOR, EXTENSION, 1/2X3/8IN, STRAIGHT, LUER LOCK, ) (2PCS OF TUBING LINES PVC SIZE 1/4 AND 3/8 CUSTOM DESIGN), (ENOUGH HOLDERS AND TEMP. PROBES), DISPOSABLE, STERILE" | CARDIOVASCULAR TENDER
8103 | 4229555200300 | "VENT, FOR LEFT VENTRICLE, ADULT, ASSORTED SIZES ACCORDING TO HOSPITAL REQUEST, DISPOSABLE, STERILE" | CARDIOVASCULAR TENDER
8104 | 4229555200400 | "VENT, FOR LEFT VENTRICLE, PEDIATRIC, ASSORTED SIZES ACCORDING TO HOSPITAL REQUEST, DISPOSABLE, STERILE" | CARDIOVASCULAR TENDER
8105 | 4229580901700 | "SURGICAL ABLATION MONOPOLAR PEN, DISPOSABLE, STERILE" | CARDIOVASCULAR TENDER
8106 | 4229581002100 | "SURGICAL ABLATION CRYO PROBE WITH ACTIVE THAW FEATURE ALLOWING FOR QUICK REMOVAL FROM FROZEN TISSUE WITHOUT THE NEED FOR EXTERNAL IRRIGATION, MACHINE PROVIDED FOC TO THE REQUESTING HOSPITAL, DISPOSABLE, STERILE" | CARDIOVASCULAR TENDER
8107 | 4229600307000 | "TISSUE VALVE IMPLANT, MITRAL, MOUNTED, ASSORTED SIZES AS PER HOSPITAL REQUEST" | CARDIOVASCULAR TENDER
8108 | 4229600506500 | "RING, MITRAL VALVE, HYBRID, ASSORTED SIZES AS PER HOSPITAL REQUEST, STERILE" | CARDIOVASCULAR TENDER
8109 | 4229600601800 | "VASCULAR GRAFT, EARLY ACCESS, 6 MM X 40-50 CM, STERILE" | CARDIOVASCULAR TENDER
8110 | 4229600602300 | "VASCULAR GRAFT, PTFE, ANTI-THROMBOTIC AGENT COATED, SIZE 4 -7 MM X 45 - 50 CM, STERILE" | CARDIOVASCULAR TENDER
8111 | 4229600607200 | PATCH PET KNITTED DOUBLE VELOUR SIZE 1 CM X 7.5 CM (+/- 0.5 CM) THICKNESS 0.4 MM STERILE | CARDIOVASCULAR TENDER
8112 | 4229600645100 | "GRAFT, EARLY ACCESS EPTFE, TAPERED, HEPARIN-BONDED, SIZE 4-7 MM X 45-50 CM, STERILE" | CARDIOVASCULAR TENDER
8113 | 4229600645200 | "GRAFT, TAPERED, HEPARIN-BONDED, SIZE 4-7 MM X 45-50 CM, STERILE" | CARDIOVASCULAR TENDER
8114 | 4229600645700 | "GRAFT, VASCULAR, HEPARIN-BONDED, EPTFE, THIN WALLED 6 MM X 40 CM, STERILE" | CARDIOVASCULAR TENDER
8115 | 4229600645800 | "GRAFT, VASCULAR, HEPARIN-BONDED, EPTFE, THIN WALLED 8 MM X 40 CM, STERILE" | CARDIOVASCULAR TENDER
8116 | 4229600645900 | "GRAFT, VASCULAR, HEPARIN-BONDED, EPTFE, THIN WALLED REMOVABLE RINGS 8 MM X 80 CM, STERILE" | CARDIOVASCULAR TENDER
8117 | 4229600646000 | "GRAFT, VASCULAR, EPTFE, HEPARIN-BONDED, THIN WALLED REMOVABLE RINGS 6MM X 80 CM, STERILE" | CARDIOVASCULAR TENDER
8118 | 4229600646300 | GRAFT AORTIC WOVEN MULTIBRANCHED IMPREGNATED ASSORTED SIZES AS PER HOSPITAL REQUEST STERILE | CARDIOVASCULAR TENDER
8119 | 4229600800300 | "PATCH, PET, KNITTED DOUBLE VELOUR, SIZE 2.5 CM X 10 CM (+/- 0.5 CM), THICKNESS 0.4 MM - 0.5 MM, STERILE" | CARDIOVASCULAR TENDER
8120 | 4229610103300 | LAA EXCLUSION CLIP, FOR MINIMALLY INVASIVE SURGERY, ASSORTED SIZES AS PER HOSPITAL REQUEST, STERILE | CARDIOVASCULAR TENDER
8121 | 4229530222700 | CANNULA, BIDIRECTIONAL FEMORAL ARTERIAL, FOR MINIMAL INVASIVE SURGERY, COATED, ASSORTED SIZES AS PER HOSPITAL REQUEST, DISPOSABLE, STERILE. | CARDIOVASCULAR TENDER
8122 | 4216160002200 | ABSORBER, NON PYROGENIC, FOR EXTRACORPOREAL CYTOKINE ABSORPTION, WITH PRIMING SET AND INTEGRATION ADAPTER, DISPOSABLE, STERILE | CARDIOVASCULAR TENDER
8123 | 4229555200500 | MINI APICAL CUFF, FOR LEFT VENTRICULAR ASSIST DEVICE (LVAD), WITH APICAL CUFF HOLDER, DISPOSABLE, STERILE | CARDIOVASCULAR TENDER
8124 | 4229421102700 | PERFUSION CUSTOM PACK, FOR NEONATE, COATED, CONSISTS OF: (TUBING SET, CUSTOM DESIGN, WITH (CARDIOPLEGIA DELIVER SET 4:1 + 2PCS OF CARDIOPLEGIA TABLE LINE IN SEPARATE STERILE BAGS), HEMOCONCENTRATOR AND MUF (DESIGN MUST BE APPLICABLE IN EVERY HOSPITAL), (4 PCS OF CONNECTORS), (TUBE ORGANIZER), (VACUUM LINE), (2PCS OF TUBING LINES PVC SIZE 1/4 AND 3/8 CUSTOM DESIGN), (ENOUGH HOLDERS AND TEMP. PROBES), DISPOSABLE, STERILE. | CARDIOVASCULAR TENDER
8125 | 4229421102600 | PERFUSION CUSTOM PACK, FOR INFANT, COATED, CONSISTS OF: (TUBING SET, CUSTOM DESIGN, WITH (CARDIOPLEGIA DELIVER SET 4:1 + 2PCS OF CARDIOPLEGIA TABLE LINE IN SEPARATE STERILE BAGS), HEMOCONCENTRATOR AND MUF (DESIGN MUST BE APPLICABLE IN EVERY HOSPITAL), (4 PCS OF CONNECTORS), (TUBE ORGANIZER), (VACUUM LINE), (2PCS OF TUBING LINES PVC SIZE 1/4 AND 3/8 CUSTOM DESIGN), (ENOUGH HOLDERS AND TEMP. PROBES), DISPOSABLE, STERILE. | CARDIOVASCULAR TENDER
8126 | 4229421102800 | PERFUSION CUSTOM PACK, FOR PEDIATRIC, COATED, CONSISTS OF: (TUBING SET, CUSTOM DESIGN, WITH (CARDIOPLEGIA DELIVER SET 4:1 + 2PCS OF CARDIOPLEGIA TABLE LINE IN SEPARATE STERILE BAGS), HEMOCONCENTRATOR AND MUF (DESIGN MUST BE APPLICABLE IN EVERY HOSPITAL), (4 PCS OF CONNECTORS), (TUBE ORGANIZER), (VACUUM LINE), (2PCS OF TUBING LINES PVC SIZE 1/4 AND 3/8 CUSTOM DESIGN), (ENOUGH HOLDERS AND TEMP. PROBES), DISPOSABLE, STERILE. | CARDIOVASCULAR TENDER
8127 | 4229421102900 | PERFUSION CUSTOM PACK, FOR SMALL ADULT, COATED, CONSISTS OF: (TUBING SET, CUSTOM DESIGN, WITH (CARDIOPLEGIA DELIVER SET 4:1 + 2PCS OF CARDIOPLEGIA TABLE LINE IN SEPARATE STERILE BAGS), HEMOCONCENTRATOR AND MUF (DESIGN MUST BE APPLICABLE IN EVERY HOSPITAL), (4 PCS OF CONNECTORS), (TUBE ORGANIZER), (VACUUM LINE), (2PCS OF TUBING LINES PVC SIZE 1/4 AND 3/8 CUSTOM DESIGN), (ENOUGH HOLDERS AND TEMP. PROBES), DISPOSABLE, STERILE. | CARDIOVASCULAR TENDER
8128 | 4229421102400 | CUSTOMIZED EFFICIENCY PEDIATRIC CARDIAC KIT: OP SHEET 175X150CM OP SHEET 150X240CM ADHESIVE OP TOWEL 75X73CM HAND TOWEL 47X38CM TABLE COVER REINFORCED 150X190CM ABS.75X190CM INCISE DRAPE 44X35CM BNS LAPAROTOMY DRAPE 200X315CM KIDNEY BOWL 800ML IV CANNULA 14G 45MM ORANGE NEEDLE HYPODERMIC 25G 16MM ORANGE DIATH. ELECTRODE BLADE INSULATED COATED SKIN MARKER TAPER TIP VIOLET IV CANNULA 16G 45MM GREY NEEDLE HYPODERMIC 22G 40MM BLACK SYRINGE 20ML L/L SYRINGE 65ML BULB MAYO STAND COVER 58X137CM BOWL 1000ML GRADUATED BOWL 500ML GRADUATED BOWL 250ML GRADUATED SA LABEL WHITE N/SALINE SA LABEL WHITE BLANK SA LABEL WHITE PAPAVERINE SA LABEL WHITE HEPARIN 1000 IE/ML SA LABEL WHITE WATER SA LABEL WHITE RINGER-LACTAT SUTURE SILK 2 NO NEEDLE 2X150CM BLACK SCALPEL BLADE CS N°15 BOWL 6000ML GRADUATED SCALPEL BLADE CS N°11 MEPILEX LITE 6X85 CM SUTURE BOOTS MOSQUITO YELLOW 5PR 10/1 MEPILEX BORDER LITE 5X12.5CM BONE WAX WHITE 2.5G SUTURE SILK 0 NO NEEDLE 12X60CM BLACK FLUID COLLECTION POUCH 40X35CM SUCTION TUBE OD 30CH 30M DIATHERMY PENCIL HAND ROCKER BLADE COATED 300CM JUG 1200ML GRADUATED NEEDLE COUNTER 60CT MAGNET/MAGNET BR GAUZE SWAB 5X5CM 16P XRD WHITE GAUZE LAP 30X30CM 4P XRD WHITE 5PC GAUZE TOWEL 61X43CM XRD SURGICAL GOWN XL SURGICAL GOWN XXL HAND TOWEL 47X38CM SURGICAL GOWN L REINFORCED TABLE COVER 190 X210 WRAPPING HAND TOWEL 47X38CM CREPE PAPER 60X60CM SURGICAL GOWN L / | CARDIOVASCULAR TENDER
8129 | 4229421102500 | CUSTOMIZED EFFICIENCY ROBOTIC CARDIAC KIT: REINFORCED TABLE COVER 190 X 210 CM WRAPPING CARDIOVASCULAR SPLIT SHEET 205/280X340CM TABLE COVER 150X190CM FOLDED PAPER BAG SUTURE DRAPE 150X175CM OP TOWEL 100X100CM BNS MAYO STAND COVER 79X145 CM SCALPEL BLADE N°10 SCALPEL BLADE N°15 INCISE DRAPE 60X85CM INCISE DRAPE 60X45CM HAEMOCLIP MEDIUM SUTURE POLYSORB 2-0 1/2 CIRCLE 37 MM TAPER POINT NEEDLE 75CM SUTURE POLYSORB 2-0 1/2 CIRCLE 26 MM TAPER POINT NEEDLE 75CM INFUSION SET SINGLE 320CM SCALPEL BLADE CS N°E11 SKIN MARKER REGULAR GAUZE LAP 45X45CM 4P XRD SUTURE BOOTS MOSQUITO YELLOW 5PR 10/1 KIDNEY BOWL 700ML JUG 1200ML GRADUATED BOWL 6000ML INSUFF TUBE 310 CM HEPA FILTER 22 MM ANTI FOG SOLUTION SUTURE SILK 0 3/8 CIRCLE 39 MM REVERSE CUTTING NEEDLE 75CM BONEWAX WHITE 2.5G NEEDLE CNTR 30-CNT FOAM/MAG BLD REM YELLOW SUTURE POLYSORB 1 1/2 CIRCLE 37 MM TAPER POINT NEEDLE 75CM INSTRUMENT CLEANER 5X5CM DIATHERMY PENCIL HAND BUTTONS DIATH. ELECTRODE BLADE 16 5 CM GAUZE SWAB 10X10CM 32P XRD GAUZE LAP 20X30CM 4P XRD NEEDLE HYPODERMIC 21G 40MM GREEN STOPCOCK 3-WAY BOWL 250 ML GRADUATED BOWL 500ML GRADUATED SYRINGE 20ML L/L SURGICAL GOWN L SURGICAL GOWN XL SYRINGE 60 ML BULB GAUZE TOWEL 61X43CM XRD BOWL 1000ML / | CARDIOVASCULAR TENDER
8130 | 4229421102300 | CUSTOMIZED EFFICIENCY CARDIAC PACK (CARDIOVASCULAR HARVEST ): MAYO STAND COVER 58X137 CM TABLE COVER 150X190CM REINF SURGICAL GOWN XL SURGICAL GOWN XL DRAPE 150X240CM BNS THORACIC DRAPE 175/300X350CM INCISE AREA 32X40CM DRAPE 150X240 CM FLUID COLLECTION POUCH 40X35CM SCALPEL BLADE N°10 SCALPEL BLADE N°11 SCALPEL BLADE N°15 INCISE DRAPE 60X85CM SUTURE SILK NO NEEDLE 2 2X150CM SUTURE SILK 0 3/8 CIRCLE 39 MM REVERSE CUTTING NEEDLE 75CM SUTURE PROLENE 5-0 3/8 CIRCLE 13 MM PRIME REVERSE CUTTING NEEDLE 45CM NEEDLE BLUNT 18G 40MM WITH FILTER HAND TOWEL 47X38CM GAUZE SWAB 10X10CM 16P XRD BOWL 1500ML BOWL 6000ML BONE WAX WHITE 2.5G NEEDLE CNTER 10-CNT FOAM BLOCK/MAG YELL SUTURE PROLENE 4-0 3/8 CIRCLE 17 MM TAPER POINT NEEDLE 75CM BLUE DRAWSTRING BAG 46X47CM SPIKE CONNECTION LINE DIATHERMY PENCIL FOOT PEDAL SUCTION TUBE 30CH 3 0M GAUZE LAP 20X30CM 4P XRD GAUZE LAP 45X45CM 4P XRD UROMATIC EASY FLOW MULTI SET NEEDLE HYPODERMIC 24G 25MM PURPLE SUCTION CANNULA YANKAUER 12CH DIATH. ELECTRODE BLADE 10CM INSULATED STOPCOCK 3-WAY YANKAUER SUCTION CANNULA 22CH BULB TIP CREPE PAPER 60X60CM SYRINGE 3ML L/L SYRINGE 20ML L/L SURGICAL CLIP APPLIER MEDIUM TITANIUM / | CARDIOVASCULAR TENDER
8131 | 4231270101600 | ANTIMICROBIAL POLYESTER LAYER IN SHAPE OF MATRIX EMBEDDED BY MICROCELL BATTERIES COMPOSED OF SILVER AND ZINC THAT GENERATE ELECTRIC CURRENT HELP ON KILLING BIOFILMS AND ENHANCE AFTER SURGICAL DONOR (HEART), CABG 20X20CM | CARDIOVASCULAR TENDER
8132 | 4231270101700 | ANTIMICROBIAL POLYESTER COMPOSITE DRESSING IN SHAPE OF MATRIX EMBEDDED BY MICROCELL BATTERIES COMPOSED OF SILVER AND ZINC THAT GENERATE ELECTRIC CURRENT HELP ON KILLING BIOFILMS AND ENHANCE HEALING OF ACUTE AND CHRONIC WOUNDS HEALING WILL BE MATCHED WITH HUMAN BODY CONTOUR SPECIFIC TO MAIN SURGICAL AS OPEN-HEART PROCEDURES SIZE 11X25 CM | CARDIOVASCULAR TENDER
8133 | 4214180803500 | CAUTERY TIP INSULATED BLADE ELECTRODE SIZE RANGE 7CM TO 15 CM ASSORTED AS PER HOSPITAL REQUEST DISPOSABLE STERILE | CARDIOVASCULAR TENDER
8134 | 4214253603600 | CATHETER THORACIC RIGHT ANGLED OR STRAIGHT (ASSORTED) FOR ADULT AND PEDIATRIC PVC COATED FOR LOW CLOT FORMATION WITH RADIO-OPAQUE STRIPE MULTIPLE SPIRAL EYELETS AND DEPTH MARKING ASSORTED SIZES AS PER HOSPITAL REQUEST DISPOSABLE STERILE | CARDIOVASCULAR TENDER
8135 | 4216160001800 | EXTRACORPOREAL MEMBRANE OXYGENATION (ECMO) SET NEONATE APPROVED TO BE USED FOR NOT LESS THAN 29 DAYS CONSISTS OF: CENTRIFUGAL PUMP HEAD AND OXYGENATOR AND TUBING LINES AND HEMOCONCENTRATOR COATED COMPATIBLE WITH THE EXISTING ECMO MACHINE FOR THE REQUESTED HOSPITAL DISPOSABLE STERILE | CARDIOVASCULAR TENDER
8136 | 4220341035200 | T-SHAPE VASCULAR PTFE GRAFT NITINOL REINFORCED USED FOR HEMODIALYSIS ACCESS PROVIDED WITH DEPLOYMENT SYSTEM. SIZE 4 - 7 MM LENGTH 35 CM STERILE | CARDIOVASCULAR TENDER
8137 | 4220341075300 | EXTRACORPOREAL MEMBRANE OXYGENATION (ECMO) SET PEDIATRIC APPROVED TO BE USED FOR NOT MORE THAN 16 DAYS CONSISTS OF: CENTRIFUGAL PUMP HEAD AND OXYGENATOR AND TUBING LINES AND HEMOCONCENTRATOR COATED COMPATIBLE WITH THE EXISTING ECMO MACHINE FOR THE REQUESTED HOSPITAL DISPOSABLE STERILE | CARDIOVASCULAR TENDER
8138 | 4220344713100 | TISSUE VALVE IMPLANT AORTIC MOUNTED ASSORTED SIZES AS PER HOSPITAL REQUEST STERILE | CARDIOVASCULAR TENDER
8139 | 4220344713400 | PATCH BOVINE BIO-SCAFFOLD SIZE 8 CM X 14 CM STERILE | CARDIOVASCULAR TENDER
8140 | 4220344719600 | VASCULAR TUNNELER SHEATH AND BULLET TIP LARGE FOR GRAFTS UP TO 10 MM DISPOSABLE STERILE (EACH CENTER MUST BE PROVIDED WITH COMPLETE SET OF TUNNELER SYSTEM IN STORAGE AND STERILIZATION TRAY FREE OF CHARGE TO USE WITH THE TUNNELERS SHEATHS AND BULLET TIPS) | CARDIOVASCULAR TENDER
8141 | 4222150900100 | PERCUTANEOUS ARTERIAL/JUGULAR CANNULA KIT FOR ADULT ASSORTED SIZES ACCORDING TO HOSPITAL REQUEST. INTRODUCER NEEDLE STEPPED DILATORS GUIDEWIRE DISPOSABLE STERILE | CARDIOVASCULAR TENDER
8142 | 4222230201100 | BLOOD TRANSFUSION BLUE FILTER REINFUSION FOR SALVAGED BLOOD DISPOSABLE STERILE | CARDIOVASCULAR TENDER
8143 | 4229470702200 | MICROPLEGIA DELIVERY SET (4:1) ASSORTED SIZES ACCORDING TO HOSPITAL REQUEST DISPOSABLE STERILE | CARDIOVASCULAR TENDER
8144 | 4229471100400 | HEMOCONCENTRATOR HIGH PERFORMANCE COATED WITH OPTIONAL TUBE AND DOUBLE BAG SET ASSORTED SIZES ACCORDING TO HOSPITAL REQUEST (ONE HOLDER MUST BE SUPPLIED FOC) DISPOSABLE STERILE | CARDIOVASCULAR TENDER
8145 | 4229471400000 | CENTRIMAG ADULT PUMP HEAD SIZE 3/8 X 3/8 INCH DISPOSABLE STERILE | CARDIOVASCULAR TENDER
8146 | 4229471400100 | CENTRIMAG PEDIATRIC PUMP HEAD SIZE 1/4 X 1/4 INCH DISPOSABLE STERILE | CARDIOVASCULAR TENDER
8147 | 4229471400200 | CENTRIFUGAL BLOOD PUMP PEDIATRIC DISPOSABLE STERILE | CARDIOVASCULAR TENDER
8148 | 4229474101800 | VENO VENOUS DUAL LUMEN WIRE REINFORCED CANNULA FOR RIGHT VENTRICLE SUPPORT WITH RADIOPAQUE TIP MARKERS AND ONE 13FR INTRODUCER DI = SPOSABLE STERILE | CARDIOVASCULAR TENDER
8149 | 4229514311400 | BLADE ELECTROSURGICAL PLASMA PTFE COATED LESS HEAT MINIMAL TRAUMA SAFE DOES NOT AFFECT THE HEADS OF PACING DEVICE THE COMPANY SHOULD PROVIDE A CONSOLE TO EACH CENTER | CARDIOVASCULAR TENDER
8150 | 4229600306900 | RING MITRAL VALVE FULLY-RIGID ASSORTED SIZES AS PER HOSPITAL REQUEST STERILE | CARDIOVASCULAR TENDER
8151 | 4229600645400 | GRAFT VASCULAR EPTFE HEPARIN-BONDED SIZE 4 -7 MM X 45 - 50 CM STERILE | CARDIOVASCULAR TENDER
8152 | 4229310733300 | WOUND RETRACTOR SOFT SELF EXPANDABLE FOR MINIMAL INVASIVE CARDIOTHORACIC SURGERIES ASSORTED SIZES AS PER HOSPITAL REQUEST | CARDIOVASCULAR TENDER
8153 | 4229474200100 | IMPLANTABLE ARTIFICIAL HEART BI-VENTRICULAR 70 CC | CARDIOVASCULAR TENDER
8154 | 4229474200000 | IMPLANTABLE ARTIFICIAL HEART BI-VENTRICULAR 50 CC | CARDIOVASCULAR TENDER
8155 | 4229600646500 | PATCH CARDIOVASCULAR SYNTHETIC HIGH STRENGTH MATERIAL SIZE 1 X 7 CM (+/- 0.5 CM) THICKNESS 0.4 - 0.5 MM STERILE | CARDIOVASCULAR TENDER
8156 | 4229600607600 | PATCH CARDIOVASCULAR SYNTHETIC HIGH STRENGTH MATERIAL SIZE 2 X 15 CM (+/- 0.5 CM) THICKNESS 0.4 - 0.5 MM STERILE | CARDIOVASCULAR TENDER
8157 | 4229600607700 | PATCH CARDIOVASCULAR MADE OF EPTFE OVAL SHAPE SIZE 3 X 8 CM (+/- 1 CM) 0.4MM THICKNESS STERILE | CARDIOVASCULAR TENDER
8158 | 4229621800300 | "ARM DRAPE, COMPATIBLE WITH DA VINCI XI" | GENERAL CONSUMABLES FOR: SURGICAL SUTURES, LAPRASCOPIC AND ROBOTIC SURGEONS SUPPLEMENTARY
8159 | 4227250008700 | "TUBE, GASTRIC FLEXIBLE CALIBRATION, MULTI HOLES, APPROXIMATELY 750-900MM LONG SILICONE SHAFT, ASSORTED TUBE SIZE, DISPOSABLE" | GENERAL CONSUMABLES FOR: SURGICAL SUTURES, LAPRASCOPIC AND ROBOTIC SURGEONS SUPPLEMENTARY
8160 | 4214410300200 | "KIT, CHOLECYSTECTOMY: 1 DILATING TIP TROCAR 11MM (WITH LINER KNIFE BLADE) AND TWO CANNULAS 11 MM, 1 DILATING TIP TROCAR 5MM (WITH LINEAR KNIFE BLADE) AND TWO CANNULAS 5MM, 1 VERRES NEEDLE 120 MM, 1 ENDOSCOPIC CLIP ML 10MM MULTIPLE CLIP APPLIER, DISPOSABLE, STERILE" | GENERAL CONSUMABLES FOR: SURGICAL SUTURES, LAPRASCOPIC AND ROBOTIC SURGEONS SUPPLEMENTARY
8161 | 4231155208300 | TAPE, NYLON, NON-ABSORBABLE, WOVEN, 3 MM X 70 CM, WHITE, STERILE | GENERAL CONSUMABLES FOR: SURGICAL SUTURES, LAPRASCOPIC AND ROBOTIC SURGEONS SUPPLEMENTARY
8162 | 4231220218400 | TAPE, NYLON, NON-ABSORBABLE, WOVEN, 6 MM X 70 CM, WHITE, STERILE | GENERAL CONSUMABLES FOR: SURGICAL SUTURES, LAPRASCOPIC AND ROBOTIC SURGEONS SUPPLEMENTARY
8163 | 4231220305200 | "SUTURE, POLYGLACTIN 910, ANTIBACTERIAL (COATED TRICLOSAN), MULTIFILAMENT, ABSORBABLE, SIZE 0, 25-26 MM, 1/2 CIRCLE, TAPER POINT NEEDLE, 70-75 CM, VIOLET, STERILE" | GENERAL CONSUMABLES FOR: SURGICAL SUTURES, LAPRASCOPIC AND ROBOTIC SURGEONS SUPPLEMENTARY
8164 | 4229290001100 | "SUTURE, POLYGLACTIN 910, ANTIBACTERIAL (COATED TRICLOSAN), MULTIFILAMENT, ABSORBABLE, SIZE 0, 27-28 MM, 5/8 CIRCLE, TAPER POINT NEEDLE, 70-75 CM, VIOLET, STERILE" | GENERAL CONSUMABLES FOR: SURGICAL SUTURES, LAPRASCOPIC AND ROBOTIC SURGEONS SUPPLEMENTARY
8165 | 4231220110200 | "SUTURE, POLYGLACTIN 910, ANTIBACTERIAL (COATED TRICLOSAN), MULTIFILAMENT, ABSORBABLE, SIZE 0, 30 MM ( +/- 1 MM), 1/2 CIRCLE, ROUND BODY NEEDLE, 70-75 CM, VIOLET, STERILE" | GENERAL CONSUMABLES FOR: SURGICAL SUTURES, LAPRASCOPIC AND ROBOTIC SURGEONS SUPPLEMENTARY
8166 | 4231220305600 | "SUTURE, POLYGLACTIN 910, ANTIBACTERIAL (COATED TRICLOSAN), MULTIFILAMENT, ABSORBABLE, SIZE 0, 31 MM ( +/- 1 MM), 1/2 CIRCLE, ROUND BODY NEEDLE, HEAVY WIRE, 70-75 CM, VIOLET, STERILE" | GENERAL CONSUMABLES FOR: SURGICAL SUTURES, LAPRASCOPIC AND ROBOTIC SURGEONS SUPPLEMENTARY
8167 | 4229540017000 | "SUTURE, POLYGLACTIN 910, ANTIBACTERIAL (COATED TRICLOSAN), MULTIFILAMENT, ABSORBABLE, SIZE 0, 36 MM ( +/- 1 MM ), 1/2 CIRCLE, ROUND BODY DETACHABLE NEEDLE, 8 X 45-50 CM, VIOLET, STERILE" | GENERAL CONSUMABLES FOR: SURGICAL SUTURES, LAPRASCOPIC AND ROBOTIC SURGEONS SUPPLEMENTARY
8168 | 4231220014500 | "SUTURE, POLYGLACTIN 910, ANTIBACTERIAL (COATED TRICLOSAN), MULTIFILAMENT, ABSORBABLE, SIZE 0, 36 MM ( +/- 1 MM ), 1/2 CIRCLE, TAPER CUT NEEDLE, 90-95 CM, VIOLET, STERILE" | GENERAL CONSUMABLES FOR: SURGICAL SUTURES, LAPRASCOPIC AND ROBOTIC SURGEONS SUPPLEMENTARY
8169 | 4229290002700 | "SUTURE, POLYGLACTIN 910, ANTIBACTERIAL (COATED TRICLOSAN), MULTIFILAMENT, ABSORBABLE, SIZE 0, 36 MM ( +/- 1 MM), J-NEEDLE, TAPER POINT NEEDLE, 70-75 CM, VIOLET, STERILE" | GENERAL CONSUMABLES FOR: SURGICAL SUTURES, LAPRASCOPIC AND ROBOTIC SURGEONS SUPPLEMENTARY
8170 | 4231220304200 | "SUTURE, POLYGLACTIN 910, ANTIBACTERIAL (COATED TRICLOSAN), MULTIFILAMENT, ABSORBABLE, SIZE 0, 37 MM ( +/- 1 MM ), 1/2 CIRCLE, TAPER POINT NEEDLE, 90-95 CM, VIOLET, STERILE" | GENERAL CONSUMABLES FOR: SURGICAL SUTURES, LAPRASCOPIC AND ROBOTIC SURGEONS SUPPLEMENTARY
8171 | 4229290404600 | "SUTURE, POLYGLACTIN 910, ANTIBACTERIAL (COATED TRICLOSAN), MULTIFILAMENT, ABSORBABLE, SIZE 0, 40 MM ( +/- 1 MM ), 1/2 CIRCLE, ROUND BODY HEAVY NEEDLE, 90-95 CM, VIOLET, STERILE" | GENERAL CONSUMABLES FOR: SURGICAL SUTURES, LAPRASCOPIC AND ROBOTIC SURGEONS SUPPLEMENTARY
8172 | 4229290001200 | "SUTURE, POLYGLACTIN 910, ANTIBACTERIAL (COATED TRICLOSAN), MULTIFILAMENT, ABSORBABLE, SIZE 0, 40 MM ( +/- 1 MM ), 1/2 CIRCLE, TAPER POINT NEEDLE, 70-75 CM, VIOLET, STERILE" | GENERAL CONSUMABLES FOR: SURGICAL SUTURES, LAPRASCOPIC AND ROBOTIC SURGEONS SUPPLEMENTARY
8173 | 4229290002800 | "SUTURE, POLYGLACTIN 910, ANTIBACTERIAL (COATED TRICLOSAN), MULTIFILAMENT, ABSORBABLE, SIZE 0, 48 MM ( +/- 1 MM ), 1/2 CIRCLE, ROUND BODY NEEDLE, 70-75 CM, VIOLET, STERILE" | GENERAL CONSUMABLES FOR: SURGICAL SUTURES, LAPRASCOPIC AND ROBOTIC SURGEONS SUPPLEMENTARY
8174 | 4231220306800 | "SUTURE, POLYGLACTIN 910, ANTIBACTERIAL (COATED TRICLOSAN), MULTIFILAMENT, ABSORBABLE, SIZE 0, 48 MM ( +/- 1 MM ), 1/2 CIRCLE, TAPER POINT NEEDLE, 90-95 CM, VIOLET, STERILE" | GENERAL CONSUMABLES FOR: SURGICAL SUTURES, LAPRASCOPIC AND ROBOTIC SURGEONS SUPPLEMENTARY
8175 | 4231220304300 | "SUTURE, POLYGLACTIN 910, ANTIBACTERIAL (COATED TRICLOSAN), MULTIFILAMENT, ABSORBABLE, SIZE 1, 25-26 MM, 1/2 CIRCLE, TAPER POINT NEEDLE, 90-95 CM, VIOLET, STERILE" | GENERAL CONSUMABLES FOR: SURGICAL SUTURES, LAPRASCOPIC AND ROBOTIC SURGEONS SUPPLEMENTARY
8176 | 4229290404900 | "SUTURE, POLYGLACTIN 910, ANTIBACTERIAL (COATED TRICLOSAN), MULTIFILAMENT, ABSORBABLE, SIZE 1, 31 MM ( +/- 1 MM ), 1/2 CIRCLE, ROUND BODY NEEDLE, 5 X 70-75 CM, VIOLET, STERILE" | GENERAL CONSUMABLES FOR: SURGICAL SUTURES, LAPRASCOPIC AND ROBOTIC SURGEONS SUPPLEMENTARY
8177 | 4231220212500 | "SUTURE, POLYGLACTIN 910, ANTIBACTERIAL (COATED TRICLOSAN), MULTIFILAMENT, ABSORBABLE, SIZE 1, 31 MM ( +/- 1 MM ), J-NEEDLE, TAPER CUT NEEDLE, 70-75 CM, VIOLET, STERILE" | GENERAL CONSUMABLES FOR: SURGICAL SUTURES, LAPRASCOPIC AND ROBOTIC SURGEONS SUPPLEMENTARY
8178 | 4229540017100 | "SUTURE, POLYGLACTIN 910, ANTIBACTERIAL (COATED TRICLOSAN), MULTIFILAMENT, ABSORBABLE, SIZE 1, 36 MM ( +/- 1 MM ), 1/2 CIRCLE, ROUND BODY NEEDLE, 70-75 CM, VIOLET, STERILE" | GENERAL CONSUMABLES FOR: SURGICAL SUTURES, LAPRASCOPIC AND ROBOTIC SURGEONS SUPPLEMENTARY
8179 | 4229290006800 | "SUTURE, POLYGLACTIN 910, ANTIBACTERIAL (COATED TRICLOSAN), MULTIFILAMENT, ABSORBABLE, SIZE 1, 36 MM ( +/- 1 MM ), 1/2 CIRCLE, TAPER CUT NEEDLE, 90-95 CM, VIOLET, STERILE" | GENERAL CONSUMABLES FOR: SURGICAL SUTURES, LAPRASCOPIC AND ROBOTIC SURGEONS SUPPLEMENTARY
8180 | 4231220212000 | "SUTURE, POLYGLACTIN 910, ANTIBACTERIAL (COATED TRICLOSAN), MULTIFILAMENT, ABSORBABLE, SIZE 1, 40 MM ( +/- 1 MM ), 1/2 CIRCLE, REVERSE CUTTING NEEDLE, 70-75 CM, VIOLET, STERILE" | GENERAL CONSUMABLES FOR: SURGICAL SUTURES, LAPRASCOPIC AND ROBOTIC SURGEONS SUPPLEMENTARY
8181 | 4231220307000 | "SUTURE, POLYGLACTIN 910, ANTIBACTERIAL (COATED TRICLOSAN), MULTIFILAMENT, ABSORBABLE, SIZE 1, 40 MM ( +/- 1 MM ), 1/2 CIRCLE, REVERSE CUTTING NEEDLE, 90-95 CM, VIOLET, STERILE" | GENERAL CONSUMABLES FOR: SURGICAL SUTURES, LAPRASCOPIC AND ROBOTIC SURGEONS SUPPLEMENTARY
8182 | 4229290405100 | "SUTURE, POLYGLACTIN 910, ANTIBACTERIAL (COATED TRICLOSAN), MULTIFILAMENT, ABSORBABLE, SIZE 1, 40 MM ( +/- 1 MM ), 1/2 CIRCLE, ROUND BODY HEAVY NEEDLE, 90-95 CM, VIOLET, STERILE" | GENERAL CONSUMABLES FOR: SURGICAL SUTURES, LAPRASCOPIC AND ROBOTIC SURGEONS SUPPLEMENTARY
8183 | 4231220108500 | "SUTURE, POLYGLACTIN 910, ANTIBACTERIAL (COATED TRICLOSAN), MULTIFILAMENT, ABSORBABLE, SIZE 1, 40 MM ( +/- 1 MM ), 1/2 CIRCLE, ROUND BODY NEEDLE, 70-75 CM, VIOLET, STERILE" | GENERAL CONSUMABLES FOR: SURGICAL SUTURES, LAPRASCOPIC AND ROBOTIC SURGEONS SUPPLEMENTARY
8184 | 4231220212300 | "SUTURE, POLYGLACTIN 910, ANTIBACTERIAL (COATED TRICLOSAN), MULTIFILAMENT, ABSORBABLE, SIZE 1, 40 MM ( +/- 1 MM ), 1/2 CIRCLE, TAPER CUT HEAVY NEEDLE, 70-75 CM, VIOLET, STERILE" | GENERAL CONSUMABLES FOR: SURGICAL SUTURES, LAPRASCOPIC AND ROBOTIC SURGEONS SUPPLEMENTARY
8185 | 4231220306900 | "SUTURE, POLYGLACTIN 910, ANTIBACTERIAL (COATED TRICLOSAN), MULTIFILAMENT, ABSORBABLE, SIZE 1, 40 MM ( +/- 1 MM ), 1/2 CIRCLE, TAPER CUT NEEDLE, 70-75 CM, VIOLET, STERILE" | GENERAL CONSUMABLES FOR: SURGICAL SUTURES, LAPRASCOPIC AND ROBOTIC SURGEONS SUPPLEMENTARY
8186 | 4231220304400 | "SUTURE, POLYGLACTIN 910, ANTIBACTERIAL (COATED TRICLOSAN), MULTIFILAMENT, ABSORBABLE, SIZE 1, 48 MM ( +/- 1 MM ), 1/2 CIRCLE, REVERSE CUTTING NEEDLE, 90-95 CM, VIOLET, STERILE" | GENERAL CONSUMABLES FOR: SURGICAL SUTURES, LAPRASCOPIC AND ROBOTIC SURGEONS SUPPLEMENTARY
8187 | 4229290001700 | "SUTURE, POLYGLACTIN 910, ANTIBACTERIAL (COATED TRICLOSAN), MULTIFILAMENT, ABSORBABLE, SIZE 1, 48 MM ( +/- 1 MM), 1/2 CIRCLE, ROUND BODY NEEDLE, 70-75 CM, VIOLET, STERILE" | GENERAL CONSUMABLES FOR: SURGICAL SUTURES, LAPRASCOPIC AND ROBOTIC SURGEONS SUPPLEMENTARY
8188 | 4231220203700 | "SUTURE, POLYGLACTIN 910, ANTIBACTERIAL (COATED TRICLOSAN), MULTIFILAMENT, ABSORBABLE, SIZE 1, 48 MM ( +/- 1 MM), 1/2 CIRCLE, ROUND BODY NEEDLE, 90-95 CM, VIOLET, STERILE" | GENERAL CONSUMABLES FOR: SURGICAL SUTURES, LAPRASCOPIC AND ROBOTIC SURGEONS SUPPLEMENTARY
8189 | 4231220212400 | "SUTURE, POLYGLACTIN 910, ANTIBACTERIAL (COATED TRICLOSAN), MULTIFILAMENT, ABSORBABLE, SIZE 1, NEEDLE FREE, 6 X 45-50 CM, VIOLET, STERILE" | GENERAL CONSUMABLES FOR: SURGICAL SUTURES, LAPRASCOPIC AND ROBOTIC SURGEONS SUPPLEMENTARY
8190 | 4229290001800 | "SUTURE, POLYGLACTIN 910, ANTIBACTERIAL (COATED TRICLOSAN), MULTIFILAMENT, ABSORBABLE, SIZE 2, 25-26 MM, 1/2 CIRCLE, ROUND BODY NEEDLE, 70-75 CM, VIOLET, STERILE" | GENERAL CONSUMABLES FOR: SURGICAL SUTURES, LAPRASCOPIC AND ROBOTIC SURGEONS SUPPLEMENTARY
8191 | 4229540017200 | "SUTURE, POLYGLACTIN 910, ANTIBACTERIAL (COATED TRICLOSAN), MULTIFILAMENT, ABSORBABLE, SIZE 2, 36 MM ( +/- 1 MM ), 1/2 CIRCLE, TAPER CUT NEEDLE, 70-75 CM, VIOLET, STERILE" | GENERAL CONSUMABLES FOR: SURGICAL SUTURES, LAPRASCOPIC AND ROBOTIC SURGEONS SUPPLEMENTARY
8192 | 4231220014600 | "SUTURE, POLYGLACTIN 910, ANTIBACTERIAL (COATED TRICLOSAN), MULTIFILAMENT, ABSORBABLE, SIZE 2, 40 MM ( +/- 1 MM ), 1/2 CIRCLE, ROUND BODY NEEDLE, 70-75 CM, VIOLET, STERILE" | GENERAL CONSUMABLES FOR: SURGICAL SUTURES, LAPRASCOPIC AND ROBOTIC SURGEONS SUPPLEMENTARY
8193 | 4229290405300 | "SUTURE, POLYGLACTIN 910, ANTIBACTERIAL (COATED TRICLOSAN), MULTIFILAMENT, ABSORBABLE, SIZE 2, 45 MM ( +/- 1 MM ), 1/2 CIRCLE, ROUND BODY BLUNT NEEDLE, 90-95 CM, VIOLET, STERILE" | GENERAL CONSUMABLES FOR: SURGICAL SUTURES, LAPRASCOPIC AND ROBOTIC SURGEONS SUPPLEMENTARY
8194 | 4231220305800 | "SUTURE, POLYGLACTIN 910, ANTIBACTERIAL (COATED TRICLOSAN), MULTIFILAMENT, ABSORBABLE, SIZE 2, 45 MM ( +/- 1 MM), 1/2 CIRCLE, ROUND BODY NEEDLE, 70-75 CM, VIOLET, STERILE" | GENERAL CONSUMABLES FOR: SURGICAL SUTURES, LAPRASCOPIC AND ROBOTIC SURGEONS SUPPLEMENTARY
8195 | 4229290003400 | "SUTURE, POLYGLACTIN 910, ANTIBACTERIAL (COATED TRICLOSAN), MULTIFILAMENT, ABSORBABLE, SIZE 2, 45 MM ( +/- 1 MM), 1/2 CIRCLE, TAPER CUT NEEDLE, 70-75 CM, VIOLET, STERILE" | GENERAL CONSUMABLES FOR: SURGICAL SUTURES, LAPRASCOPIC AND ROBOTIC SURGEONS SUPPLEMENTARY
8196 | 4231220307100 | "SUTURE, POLYGLACTIN 910, ANTIBACTERIAL (COATED TRICLOSAN), MULTIFILAMENT, ABSORBABLE, SIZE 2, 48 MM ( +/- 1 MM), 1/2 CIRCLE, TAPER POINT NEEDLE, 90-95 CM, VIOLET, STERILE" | GENERAL CONSUMABLES FOR: SURGICAL SUTURES, LAPRASCOPIC AND ROBOTIC SURGEONS SUPPLEMENTARY
8197 | 4229290007800 | "SUTURE, POLYGLACTIN 910, ANTIBACTERIAL (COATED TRICLOSAN), MULTIFILAMENT, ABSORBABLE, SIZE 2/0, 21-22 MM, 1/2 CIRCLE, ROUND BODY BLACK NEEDLE, 70-75 CM, VIOLET, STERILE" | GENERAL CONSUMABLES FOR: SURGICAL SUTURES, LAPRASCOPIC AND ROBOTIC SURGEONS SUPPLEMENTARY
8198 | 4231220157600 | "SUTURE, POLYGLACTIN 910, ANTIBACTERIAL (COATED TRICLOSAN), MULTIFILAMENT, ABSORBABLE, SIZE 2/0, 21-22 MM, 1/2 CIRCLE, TAPER CUT NEEDLE, 70-75 CM, VIOLET, STERILE" | GENERAL CONSUMABLES FOR: SURGICAL SUTURES, LAPRASCOPIC AND ROBOTIC SURGEONS SUPPLEMENTARY
8199 | 4231220305900 | "SUTURE, POLYGLACTIN 910, ANTIBACTERIAL (COATED TRICLOSAN), MULTIFILAMENT, ABSORBABLE, SIZE 2/0, 23-24 MM, 3/8 CIRCLE, REVERSE CUTTING NEEDLE, 45-50 CM, UNDYED, STERILE" | GENERAL CONSUMABLES FOR: SURGICAL SUTURES, LAPRASCOPIC AND ROBOTIC SURGEONS SUPPLEMENTARY
8200 | 4229290405400 | "SUTURE, POLYGLACTIN 910, ANTIBACTERIAL (COATED TRICLOSAN), MULTIFILAMENT, ABSORBABLE, SIZE 2/0, 25-26 MM, 1/2 CIRCLE, ROUND BODY NEEDLE, 70-75 CM, UNDYED, STERILE" | GENERAL CONSUMABLES FOR: SURGICAL SUTURES, LAPRASCOPIC AND ROBOTIC SURGEONS SUPPLEMENTARY
8201 | 4231220212900 | "SUTURE, POLYGLACTIN 910, ANTIBACTERIAL (COATED TRICLOSAN), MULTIFILAMENT, ABSORBABLE, SIZE 2/0, 25-26 MM, 1/2 CIRCLE, TAPER POINT BLACK NEEDLE, 70-75 CM, VIOLET, STERILE" | GENERAL CONSUMABLES FOR: SURGICAL SUTURES, LAPRASCOPIC AND ROBOTIC SURGEONS SUPPLEMENTARY
8202 | 4231220211800 | "SUTURE, POLYGLACTIN 910, ANTIBACTERIAL (COATED TRICLOSAN), MULTIFILAMENT, ABSORBABLE, SIZE 2/0, 25-26 MM, 1/2 CIRCLE, TAPER POINT DETACHABLE NEEDLE, 8 X 45-50 CM, VIOLET, STERILE" | GENERAL CONSUMABLES FOR: SURGICAL SUTURES, LAPRASCOPIC AND ROBOTIC SURGEONS SUPPLEMENTARY
8203 | 4229290405500 | "SUTURE, POLYGLACTIN 910, ANTIBACTERIAL (COATED TRICLOSAN), MULTIFILAMENT, ABSORBABLE, SIZE 2/0, 25-26 MM, 3/8 CIRCLE, ROUND BODY BLACK NEEDLE, 70-75 CM, VIOLET, STERILE" | GENERAL CONSUMABLES FOR: SURGICAL SUTURES, LAPRASCOPIC AND ROBOTIC SURGEONS SUPPLEMENTARY
8204 | 4231220304600 | "SUTURE, POLYGLACTIN 910, ANTIBACTERIAL (COATED TRICLOSAN), MULTIFILAMENT, ABSORBABLE, SIZE 2/0, 27-28 MM, 5/8 CIRCLE, TAPER POINT NEEDLE, 70-75 CM, VIOLET, STERILE" | GENERAL CONSUMABLES FOR: SURGICAL SUTURES, LAPRASCOPIC AND ROBOTIC SURGEONS SUPPLEMENTARY
8205 | 4231220212600 | "SUTURE, POLYGLACTIN 910, ANTIBACTERIAL (COATED TRICLOSAN), MULTIFILAMENT, ABSORBABLE, SIZE 2/0, 31 MM ( +/- 1 MM), 1/2 CIRCLE, TAPER POINT NEEDLE, 70-75 CM, VIOLET, STERILE" | GENERAL CONSUMABLES FOR: SURGICAL SUTURES, LAPRASCOPIC AND ROBOTIC SURGEONS SUPPLEMENTARY
8206 | 4231220304700 | "SUTURE, POLYGLACTIN 910, ANTIBACTERIAL (COATED TRICLOSAN), MULTIFILAMENT, ABSORBABLE, SIZE 2/0, 35 MM ( +/- 1 MM ), 1/2 CIRCLE, TAPER POINT NEEDLE, 90-95 CM, VIOLET, STERILE" | GENERAL CONSUMABLES FOR: SURGICAL SUTURES, LAPRASCOPIC AND ROBOTIC SURGEONS SUPPLEMENTARY
8207 | 4229540017700 | "SUTURE, POLYGLACTIN 910, ANTIBACTERIAL (COATED TRICLOSAN), MULTIFILAMENT, ABSORBABLE, SIZE 2/0, 36 MM ( +/- 1 MM ), 1/2 CIRCLE, REVERSE CUTTING NEEDLE, 70-75 CM, VIOLET, STERILE" | GENERAL CONSUMABLES FOR: SURGICAL SUTURES, LAPRASCOPIC AND ROBOTIC SURGEONS SUPPLEMENTARY
8208 | 4231220212700 | "SUTURE, POLYGLACTIN 910, ANTIBACTERIAL (COATED TRICLOSAN), MULTIFILAMENT, ABSORBABLE, SIZE 2/0, 40 MM ( +/- 1 MM), 1/2 CIRCLE, ROUND BODY NEEDLE, 70-75 CM, VIOLET, STERILE" | GENERAL CONSUMABLES FOR: SURGICAL SUTURES, LAPRASCOPIC AND ROBOTIC SURGEONS SUPPLEMENTARY
8209 | 4229290003500 | "SUTURE, POLYGLACTIN 910, ANTIBACTERIAL (COATED TRICLOSAN), MULTIFILAMENT, ABSORBABLE, SIZE 2/0, 60 MM ( +/- 1 MM), STRAIGHT REVERSE CUTTING NEEDLE, 70-75 CM, UNDYED, STERILE" | GENERAL CONSUMABLES FOR: SURGICAL SUTURES, LAPRASCOPIC AND ROBOTIC SURGEONS SUPPLEMENTARY
8210 | 4229290405700 | "SUTURE, POLYGLACTIN 910, ANTIBACTERIAL (COATED TRICLOSAN), MULTIFILAMENT, ABSORBABLE, SIZE 2/0, NEEDLE FREE, 5 X 70-75 CM, VIOLET, STERILE" | GENERAL CONSUMABLES FOR: SURGICAL SUTURES, LAPRASCOPIC AND ROBOTIC SURGEONS SUPPLEMENTARY
8211 | 4231220212800 | "SUTURE, POLYGLACTIN 910, ANTIBACTERIAL (COATED TRICLOSAN), MULTIFILAMENT, ABSORBABLE, SIZE 2/0, NEEDLE FREE, 6 X 45-50 CM, VIOLET, STERILE" | GENERAL CONSUMABLES FOR: SURGICAL SUTURES, LAPRASCOPIC AND ROBOTIC SURGEONS SUPPLEMENTARY
8212 | 4231220306300 | "SUTURE, POLYGLACTIN 910, ANTIBACTERIAL (COATED TRICLOSAN), MULTIFILAMENT, ABSORBABLE, SIZE 5/0, 13-14 MM, 1/2 CIRCLE, ROUND BODY NEEDLE, 45-50 CM, UNDYED, STERILE" | GENERAL CONSUMABLES FOR: SURGICAL SUTURES, LAPRASCOPIC AND ROBOTIC SURGEONS SUPPLEMENTARY
8213 | 4229540018100 | "SUTURE, POLYGLACTIN 910, ANTIBACTERIAL (COATED TRICLOSAN), MULTIFILAMENT, ABSORBABLE, SIZE 3/0, 17-18 MM, 1/2 CIRCLE, ROUND BODY NEEDLE, 70-75 CM, UNDYED, STERILE" | GENERAL CONSUMABLES FOR: SURGICAL SUTURES, LAPRASCOPIC AND ROBOTIC SURGEONS SUPPLEMENTARY
8214 | 4229290002400 | "SUTURE, POLYGLACTIN 910, ANTIBACTERIAL (COATED TRICLOSAN), MULTIFILAMENT, ABSORBABLE, SIZE 3/0, 17-18 MM, 1/2 CIRCLE, TAPER POINT DETACHABLE NEEDLE, 45-50 CM, VIOLET, STERILE" | GENERAL CONSUMABLES FOR: SURGICAL SUTURES, LAPRASCOPIC AND ROBOTIC SURGEONS SUPPLEMENTARY
8215 | 4229290001900 | "SUTURE, POLYGLACTIN 910, ANTIBACTERIAL (COATED TRICLOSAN), MULTIFILAMENT, ABSORBABLE, SIZE 3/0, 19-20 MM, 3/8 CIRCLE, REVERSE CUTTING NEEDLE, 45-50 CM, UNDYED, STERILE" | GENERAL CONSUMABLES FOR: SURGICAL SUTURES, LAPRASCOPIC AND ROBOTIC SURGEONS SUPPLEMENTARY
8216 | 4229290007400 | "SUTURE, POLYGLACTIN 910, ANTIBACTERIAL (COATED TRICLOSAN), MULTIFILAMENT, ABSORBABLE, SIZE 3/0, 21-22 MM, 1/2 CIRCLE, ROUND BODY DETACHABLE NEEDLE, 8 X 45-50 CM, VIOLET, STERILE" | GENERAL CONSUMABLES FOR: SURGICAL SUTURES, LAPRASCOPIC AND ROBOTIC SURGEONS SUPPLEMENTARY
8217 | 4231220211700 | "SUTURE, POLYGLACTIN 910, ANTIBACTERIAL (COATED TRICLOSAN), MULTIFILAMENT, ABSORBABLE, SIZE 3/0, 21-22 MM, 1/2 CIRCLE, ROUND BODY NEEDLE, 70-75 CM, UNDYED, STERILE" | GENERAL CONSUMABLES FOR: SURGICAL SUTURES, LAPRASCOPIC AND ROBOTIC SURGEONS SUPPLEMENTARY
8218 | 4231220307300 | "SUTURE, POLYGLACTIN 910, ANTIBACTERIAL (COATED TRICLOSAN), MULTIFILAMENT, ABSORBABLE, SIZE 3/0, 23-24 MM, 3/8 CIRCLE, REVERSE CUTTING NEEDLE, 70-75 CM, VIOLET, STERILE" | GENERAL CONSUMABLES FOR: SURGICAL SUTURES, LAPRASCOPIC AND ROBOTIC SURGEONS SUPPLEMENTARY
8219 | 4229290003800 | "SUTURE, POLYGLACTIN 910, ANTIBACTERIAL (COATED TRICLOSAN), MULTIFILAMENT, ABSORBABLE, SIZE 3/0, 25-26 MM, 1/2 CIRCLE, ROUND BODY NEEDLE, 70-75 CM, VIOLET, STERILE" | GENERAL CONSUMABLES FOR: SURGICAL SUTURES, LAPRASCOPIC AND ROBOTIC SURGEONS SUPPLEMENTARY
8220 | 4229290405900 | "SUTURE, POLYGLACTIN 910, ANTIBACTERIAL (COATED TRICLOSAN), MULTIFILAMENT, ABSORBABLE, SIZE 3/0, 25-26 MM, 1/2 CIRCLE, ROUND BODY NEEDLE, 90-95 CM, VIOLET, STERILE" | GENERAL CONSUMABLES FOR: SURGICAL SUTURES, LAPRASCOPIC AND ROBOTIC SURGEONS SUPPLEMENTARY
8221 | 4229290002600 | "SUTURE, POLYGLACTIN 910, ANTIBACTERIAL (COATED TRICLOSAN), MULTIFILAMENT, ABSORBABLE, SIZE 3/0, 25-26 MM, 1/2 CIRCLE, TAPER POINT BLACK NEEDLE, 70-75 CM, VIOLET, STERILE" | GENERAL CONSUMABLES FOR: SURGICAL SUTURES, LAPRASCOPIC AND ROBOTIC SURGEONS SUPPLEMENTARY
8222 | 4231220307400 | "SUTURE, POLYGLACTIN 910, ANTIBACTERIAL (COATED TRICLOSAN), MULTIFILAMENT, ABSORBABLE, SIZE 3/0, 31 MM ( +/- 1 MM ), 1/2 CIRCLE, TAPER POINT NEEDLE, 70-75 CM, VIOLET, STERILE" | GENERAL CONSUMABLES FOR: SURGICAL SUTURES, LAPRASCOPIC AND ROBOTIC SURGEONS SUPPLEMENTARY
8223 | 4229290002500 | "SUTURE, POLYGLACTIN 910, ANTIBACTERIAL (COATED TRICLOSAN), MULTIFILAMENT, ABSORBABLE, SIZE 3/0, 60 MM ( +/- 1 MM ), STRAIGHT, REVERSE CUTTING NEEDLE, 70-75 CM, UNDYED, STERILE" | GENERAL CONSUMABLES FOR: SURGICAL SUTURES, LAPRASCOPIC AND ROBOTIC SURGEONS SUPPLEMENTARY
8224 | 4231220213100 | "SUTURE, POLYGLACTIN 910, ANTIBACTERIAL (COATED TRICLOSAN), MULTIFILAMENT, ABSORBABLE, SIZE 3/0, NEEDLE FREE, 6 X 45-50 CM, VIOLET, STERILE" | GENERAL CONSUMABLES FOR: SURGICAL SUTURES, LAPRASCOPIC AND ROBOTIC SURGEONS SUPPLEMENTARY
8225 | 4231220304800 | "SUTURE, POLYGLACTIN 910, ANTIBACTERIAL (COATED TRICLOSAN), MULTIFILAMENT, ABSORBABLE, SIZE 4/0, 13-14 MM, 3/8 CIRCLE, REVERSE CUTTING NEEDLE, 45-50 CM, UNDYED, STERILE" | GENERAL CONSUMABLES FOR: SURGICAL SUTURES, LAPRASCOPIC AND ROBOTIC SURGEONS SUPPLEMENTARY
8226 | 4229290006900 | "SUTURE, POLYGLACTIN 910, ANTIBACTERIAL (COATED TRICLOSAN), MULTIFILAMENT, ABSORBABLE, SIZE 4/0, 17-18 MM, 1/2 CIRCLE, ROUND BODY BLACK NEEDLE, 70-75 CM, VIOLET, STERILE" | GENERAL CONSUMABLES FOR: SURGICAL SUTURES, LAPRASCOPIC AND ROBOTIC SURGEONS SUPPLEMENTARY
8227 | 4229290406300 | "SUTURE, POLYGLACTIN 910, ANTIBACTERIAL (COATED TRICLOSAN), MULTIFILAMENT, ABSORBABLE, SIZE 4/0, 17-18 MM, 1/2 CIRCLE, ROUND BODY NEEDLE, 70-75 CM, VIOLET, STERILE" | GENERAL CONSUMABLES FOR: SURGICAL SUTURES, LAPRASCOPIC AND ROBOTIC SURGEONS SUPPLEMENTARY
8228 | 4229290406400 | "SUTURE, POLYGLACTIN 910, ANTIBACTERIAL (COATED TRICLOSAN), MULTIFILAMENT, ABSORBABLE, SIZE 4/0, 19-20 MM, 3/8 CIRCLE, MULTIPASS REVERSE CUTTING NEEDLE, 45-50 CM, UNDYED, STERILE" | GENERAL CONSUMABLES FOR: SURGICAL SUTURES, LAPRASCOPIC AND ROBOTIC SURGEONS SUPPLEMENTARY
8229 | 4231220213200 | "SUTURE, POLYGLACTIN 910, ANTIBACTERIAL (COATED TRICLOSAN), MULTIFILAMENT, ABSORBABLE, SIZE 4/0, 23-24 MM, 3/8 CIRCLE, PRIME CUTTING NEEDLE, 70-75 CM, UNDYED, STERILE" | GENERAL CONSUMABLES FOR: SURGICAL SUTURES, LAPRASCOPIC AND ROBOTIC SURGEONS SUPPLEMENTARY
8230 | 4231220022000 | "SUTURE, POLYGLACTIN 910, ANTIBACTERIAL (COATED TRICLOSAN), MULTIFILAMENT, ABSORBABLE, SIZE 4/0, 19-20 MM, 3/8 CIRCLE, REVERSE CUTTING NEEDLE, 45-50 CM, VIOLET, STERILE" | GENERAL CONSUMABLES FOR: SURGICAL SUTURES, LAPRASCOPIC AND ROBOTIC SURGEONS SUPPLEMENTARY
8231 | 4231220304100 | "SUTURE, POLYGLACTIN 910, ANTIBACTERIAL (COATED TRICLOSAN), MULTIFILAMENT, ABSORBABLE, SIZE 4/0, 25-26 MM, 1/2 CIRCLE, TAPER POINT NEEDLE, 70-75 CM, VIOLET, STERILE" | GENERAL CONSUMABLES FOR: SURGICAL SUTURES, LAPRASCOPIC AND ROBOTIC SURGEONS SUPPLEMENTARY
8232 | 4229290406600 | "SUTURE, POLYGLACTIN 910, ANTIBACTERIAL (COATED TRICLOSAN), MULTIFILAMENT, ABSORBABLE, SIZE 5/0, 13-14 MM, 3/8 CIRCLE, PRIME REVERSE CUTTING NEEDLE, 45-50 CM, UNDYED, STERILE" | GENERAL CONSUMABLES FOR: SURGICAL SUTURES, LAPRASCOPIC AND ROBOTIC SURGEONS SUPPLEMENTARY
8233 | 4229290002000 | "SUTURE, POLYGLACTIN 910, ANTIBACTERIAL (COATED TRICLOSAN), MULTIFILAMENT, ABSORBABLE, SIZE 5/0, 15-16 MM, 3/8 CIRCLE, REVERSE CUTTING NEEDLE, 45-50 CM, UNDYED, STERILE" | GENERAL CONSUMABLES FOR: SURGICAL SUTURES, LAPRASCOPIC AND ROBOTIC SURGEONS SUPPLEMENTARY
8234 | 4231220304900 | "SUTURE, POLYGLACTIN 910, ANTIBACTERIAL (COATED TRICLOSAN), MULTIFILAMENT, ABSORBABLE, SIZE 5/0, 17-18 MM, 1/2 CIRCLE, ROUND BODY NEEDLE, 70-75 CM, VIOLET, STERILE" | GENERAL CONSUMABLES FOR: SURGICAL SUTURES, LAPRASCOPIC AND ROBOTIC SURGEONS SUPPLEMENTARY
8235 | 4229290406900 | SUTURE, POLYGLACTIN 910, MONOFILAMENT, ABSORBABLE, SIZE 10/0, 5.5 MM, 1/2 CIRCLE, SPATULATED DOUBLE ARM NEEDLE, 30 CM, VIOLET, STERILE | GENERAL CONSUMABLES FOR: SURGICAL SUTURES, LAPRASCOPIC AND ROBOTIC SURGEONS SUPPLEMENTARY
8236 | 4231220214200 | SUTURE, POLYGLACTIN 910, MONOFILAMENT, ABSORBABLE, SIZE 10/0, 6.5 MM, 3/8 CIRCLE, SPATULATED NEEDLE, 10 CM, VIOLET, STERILE | GENERAL CONSUMABLES FOR: SURGICAL SUTURES, LAPRASCOPIC AND ROBOTIC SURGEONS SUPPLEMENTARY
8237 | 4231220305100 | SUTURE, POLYGLACTIN 910, MONOFILAMENT, ABSORBABLE, SIZE 9/0, 3.8 MM, 3/8 CIRCLE, TAPER POINT NEEDLE, 13 CM, VIOLET, STERILE | GENERAL CONSUMABLES FOR: SURGICAL SUTURES, LAPRASCOPIC AND ROBOTIC SURGEONS SUPPLEMENTARY
8238 | 4229290430100 | "SUTURE, POLYGLACTIN 910, MONOFILAMENT, ABSORBABLE, SIZE 9/0, 5 MM, 3/8 CIRCLE, REVERSE CUTTING NEEDLE, 13-15 CM, VIOLET, STERILE" | GENERAL CONSUMABLES FOR: SURGICAL SUTURES, LAPRASCOPIC AND ROBOTIC SURGEONS SUPPLEMENTARY
8239 | 4229290430200 | SUTURE, POLYGLACTIN 910, MONOFILAMENT, ABSORBABLE, SIZE 10/0, 3.8 MM, 3/8 CIRCLE, TAPER POINT NEEDLE, 13-15 CM, VIOLET, STERILE | GENERAL CONSUMABLES FOR: SURGICAL SUTURES, LAPRASCOPIC AND ROBOTIC SURGEONS SUPPLEMENTARY
8240 | 4229540017500 | SUTURE, POLYGLACTIN 910, MULTIFILAMENT, ABSORBABLE, DISPENSER REEL, RADIOPAQUE, SIZE 2/0, NEEDLE FREE, 250 CM, VIOLET, STERILE | GENERAL CONSUMABLES FOR: SURGICAL SUTURES, LAPRASCOPIC AND ROBOTIC SURGEONS SUPPLEMENTARY
8241 | 4229540018200 | SUTURE, POLYGLACTIN 910, MULTIFILAMENT, ABSORBABLE, DISPENSER REEL, RADIOPAQUE, SIZE 3/0, NEEDLE FREE, 250 CM, VIOLET, STERILE | GENERAL CONSUMABLES FOR: SURGICAL SUTURES, LAPRASCOPIC AND ROBOTIC SURGEONS SUPPLEMENTARY
8242 | 4231220109600 | "SUTURE, POLYGLACTIN 910, MULTIFILAMENT, ABSORBABLE, SIZE 0, 25-26 MM, 5/8 CIRCLE, ROUND BODY HEAVY NEEDLE, 70-75 CM, VIOLET, STERILE" | GENERAL CONSUMABLES FOR: SURGICAL SUTURES, LAPRASCOPIC AND ROBOTIC SURGEONS SUPPLEMENTARY
8243 | 4229290407200 | SUTURE, POLYGLACTIN 910, MULTIFILAMENT, ABSORBABLE, SIZE 0, 30 MM ( +/- 1 MM), 1/2 CIRCLE, ROUND BODY NEEDLE, 70-75 CM, VIOLET, STERILE | GENERAL CONSUMABLES FOR: SURGICAL SUTURES, LAPRASCOPIC AND ROBOTIC SURGEONS SUPPLEMENTARY
8244 | 4229290407300 | SUTURE, POLYGLACTIN 910, MULTIFILAMENT, ABSORBABLE, SIZE 0, 30 MM ( +/- 1 MM), 3/8 CIRCLE, ROUND BODY NEEDLE, 70-75 CM, VIOLET, STERILE | GENERAL CONSUMABLES FOR: SURGICAL SUTURES, LAPRASCOPIC AND ROBOTIC SURGEONS SUPPLEMENTARY
8245 | 4229290407400 | SUTURE, POLYGLACTIN 910, MULTIFILAMENT, ABSORBABLE, SIZE 0, 36 MM ( +/- 1 MM), J-NEEDLE, TAPER POINT NEEDLE, 70-75 CM, VIOLET, STERILE | GENERAL CONSUMABLES FOR: SURGICAL SUTURES, LAPRASCOPIC AND ROBOTIC SURGEONS SUPPLEMENTARY
8246 | 4231220317600 | SUTURE, POLYGLACTIN 910, MULTIFILAMENT, ABSORBABLE, SIZE 0, 37 MM ( +/- 1 MM ), 1/2 CIRCLE, TAPER POINT NEEDLE, 70-75 CM, UNDYED, STERILE | GENERAL CONSUMABLES FOR: SURGICAL SUTURES, LAPRASCOPIC AND ROBOTIC SURGEONS SUPPLEMENTARY
8247 | 4229290407500 | SUTURE, POLYGLACTIN 910, MULTIFILAMENT, ABSORBABLE, SIZE 0, 40 MM ( +/- 1 MM ), 1/2 CIRCLE, ROUND BODY HEAVY NEEDLE, 90-95, VIOLET, STERILE | GENERAL CONSUMABLES FOR: SURGICAL SUTURES, LAPRASCOPIC AND ROBOTIC SURGEONS SUPPLEMENTARY
8248 | 4231220108200 | SUTURE, POLYGLACTIN 910, MULTIFILAMENT, ABSORBABLE, SIZE 0, 40 MM ( +/- 1 MM ), 1/2 CIRCLE, ROUND BODY NEEDLE, 70-75 CM, VIOLET, STERILE | GENERAL CONSUMABLES FOR: SURGICAL SUTURES, LAPRASCOPIC AND ROBOTIC SURGEONS SUPPLEMENTARY
8249 | 4229290007000 | SUTURE, POLYGLACTIN 910, MULTIFILAMENT, ABSORBABLE, SIZE 0, 45 MM ( +/- 1 MM ), 1/2 CIRCLE, ROUND BODY NEEDLE, 70-75 CM, VIOLET, STERILE | GENERAL CONSUMABLES FOR: SURGICAL SUTURES, LAPRASCOPIC AND ROBOTIC SURGEONS SUPPLEMENTARY
8250 | 4229290407600 | "SUTURE, POLYGLACTIN 910, MULTIFILAMENT, ABSORBABLE, SIZE 0, 50 MM ( +/- 1 MM ), 1/2 CIRCLE, ROUND BODY NEEDLE, 70-75 CM, VIOLET, STERILE" | GENERAL CONSUMABLES FOR: SURGICAL SUTURES, LAPRASCOPIC AND ROBOTIC SURGEONS SUPPLEMENTARY
8251 | 4229290407700 | "SUTURE, POLYGLACTIN 910, MULTIFILAMENT, ABSORBABLE, SIZE 0, 65 MM ( +/- 2 MM ), 3/8 CIRCLE, ROUND BODY NEEDLE, 70-75 CM, VIOLET, STERILE" | GENERAL CONSUMABLES FOR: SURGICAL SUTURES, LAPRASCOPIC AND ROBOTIC SURGEONS SUPPLEMENTARY
8252 | 4231220106000 | "SUTURE, POLYGLACTIN 910, MULTIFILAMENT, ABSORBABLE, SIZE 0, NEEDLE FREE, 10 X 45-50 CM, VIOLET, STERILE" | GENERAL CONSUMABLES FOR: SURGICAL SUTURES, LAPRASCOPIC AND ROBOTIC SURGEONS SUPPLEMENTARY
8253 | 4231220210300 | SUTURE, POLYGLACTIN 910, MULTIFILAMENT, ABSORBABLE, SIZE 1, 30 MM ( +/- 1 MM ), 1/2 CIRCLE, TAPER POINT NEEDLE, 70-75 CM, VIOLET, STERILE | GENERAL CONSUMABLES FOR: SURGICAL SUTURES, LAPRASCOPIC AND ROBOTIC SURGEONS SUPPLEMENTARY
8254 | 4229290407800 | SUTURE, POLYGLACTIN 910, MULTIFILAMENT, ABSORBABLE, SIZE 1, 35 MM ( +/- 1 MM ), 1/2 CIRCLE, TAPER CUT HEAVY NEEDLE, 70-75 CM, VIOLET, STERILE | GENERAL CONSUMABLES FOR: SURGICAL SUTURES, LAPRASCOPIC AND ROBOTIC SURGEONS SUPPLEMENTARY
8255 | 4229290407900 | SUTURE, POLYGLACTIN 910, MULTIFILAMENT, ABSORBABLE, SIZE 1, 45 MM ( +/- 1 MM ), 1/2 CIRCLE, ROUND BODY NEEDLE, 70-75 CM, VIOLET, STERILE | GENERAL CONSUMABLES FOR: SURGICAL SUTURES, LAPRASCOPIC AND ROBOTIC SURGEONS SUPPLEMENTARY
8256 | 4229290408000 | SUTURE, POLYGLACTIN 910, MULTIFILAMENT, ABSORBABLE, SIZE 1, 48 MM ( +/- 1 MM ), 1/2 CIRCLE, TAPER POINT NEEDLE, 90-95 CM, UNDYED, STERILE | GENERAL CONSUMABLES FOR: SURGICAL SUTURES, LAPRASCOPIC AND ROBOTIC SURGEONS SUPPLEMENTARY
8257 | 4229290408100 | "SUTURE, POLYGLACTIN 910, MULTIFILAMENT, ABSORBABLE, SIZE 1, 50 MM ( +/- 1 MM ), 1/2 CIRCLE, ROUND BODY NEEDLE, 70-75 CM, VIOLET, STERILE" | GENERAL CONSUMABLES FOR: SURGICAL SUTURES, LAPRASCOPIC AND ROBOTIC SURGEONS SUPPLEMENTARY
8258 | 4229290408200 | "SUTURE, POLYGLACTIN 910, MULTIFILAMENT, ABSORBABLE, SIZE 1, 65 MM ( +/- 2 MM ), 1/2 CIRCLE, ROUND BODY BLUNT HEAVY NEEDLE, 70-75 CM, VIOLET, STERILE" | GENERAL CONSUMABLES FOR: SURGICAL SUTURES, LAPRASCOPIC AND ROBOTIC SURGEONS SUPPLEMENTARY
8259 | 4229290408300 | "SUTURE, POLYGLACTIN 910, MULTIFILAMENT, ABSORBABLE, SIZE 1, 65 MM ( +/- 2 MM ), 3/8 CIRCLE, BLUNT POINT NEEDLE, 100 CM, VIOLET, STERILE" | GENERAL CONSUMABLES FOR: SURGICAL SUTURES, LAPRASCOPIC AND ROBOTIC SURGEONS SUPPLEMENTARY
8260 | 4229290408500 | SUTURE, POLYGLACTIN 910, MULTIFILAMENT, ABSORBABLE, SIZE 2, 45 MM ( +/- 1 MM), 1/2 CIRCLE, ROUND BODY NEEDLE, 70-75 CM, VIOLET, STERILE | GENERAL CONSUMABLES FOR: SURGICAL SUTURES, LAPRASCOPIC AND ROBOTIC SURGEONS SUPPLEMENTARY
8261 | 4229540017300 | "SUTURE, POLYGLACTIN 910, MULTIFILAMENT, ABSORBABLE, SIZE 2, 65 MM ( +/- 2 MM ), 1/2 CIRCLE, ROUND BODY NEEDLE, 70-75 CM, VIOLET, STERILE" | GENERAL CONSUMABLES FOR: SURGICAL SUTURES, LAPRASCOPIC AND ROBOTIC SURGEONS SUPPLEMENTARY
8262 | 4229290408600 | "SUTURE, POLYGLACTIN 910, MULTIFILAMENT, ABSORBABLE, SIZE 2, 65 MM ( +/- 2 MM ), 3/8 CIRCLE, ROUND BODY NEEDLE, 70-75 CM, VIOLET, STERILE" | GENERAL CONSUMABLES FOR: SURGICAL SUTURES, LAPRASCOPIC AND ROBOTIC SURGEONS SUPPLEMENTARY
8263 | 4229290408700 | "SUTURE, POLYGLACTIN 910, MULTIFILAMENT, ABSORBABLE, SIZE 2, 75 MM ( +/- 2 MM ), 1/2 CIRCLE, ROUND BODY HEAVY NEEDLE, 70-75 CM, VIOLET, STERILE" | GENERAL CONSUMABLES FOR: SURGICAL SUTURES, LAPRASCOPIC AND ROBOTIC SURGEONS SUPPLEMENTARY
8264 | 4229290408800 | "SUTURE, POLYGLACTIN 910, MULTIFILAMENT, ABSORBABLE, SIZE 2/0, 25-26 MM, 1/2 CIRCLE, TAPER CUT HEAVY NEEDLE, 70-75 CM, VIOLET, STERILE" | GENERAL CONSUMABLES FOR: SURGICAL SUTURES, LAPRASCOPIC AND ROBOTIC SURGEONS SUPPLEMENTARY
8265 | 4229290408900 | "SUTURE, POLYGLACTIN 910, MULTIFILAMENT, ABSORBABLE, SIZE 2/0, 25-26 MM, 1/2 CIRCLE, TAPER CUT NEEDLE, 70-75 CM, VIOLET, STERILE" | GENERAL CONSUMABLES FOR: SURGICAL SUTURES, LAPRASCOPIC AND ROBOTIC SURGEONS SUPPLEMENTARY
8266 | 4231220107600 | "SUTURE, POLYGLACTIN 910, MULTIFILAMENT, ABSORBABLE, SIZE 2/0, 25-26 MM, 1/2 CIRCLE, TAPER POINT NEEDLE, 70-75 CM, VIOLET, STERILE" | GENERAL CONSUMABLES FOR: SURGICAL SUTURES, LAPRASCOPIC AND ROBOTIC SURGEONS SUPPLEMENTARY
8267 | 4231220106300 | "SUTURE, POLYGLACTIN 910, MULTIFILAMENT, ABSORBABLE, SIZE 2/0, 25-26 MM, 1/2 CIRCLE, TAPER POINT BLACK NEEDLE, 70-75 CM, VIOLET, STERILE" | GENERAL CONSUMABLES FOR: SURGICAL SUTURES, LAPRASCOPIC AND ROBOTIC SURGEONS SUPPLEMENTARY
8268 | 4229290409100 | "SUTURE, POLYGLACTIN 910, MULTIFILAMENT, ABSORBABLE, SIZE 2/0, 25-26 MM, 3/8 CIRCLE, PRIME REVERSE CUTTING NEEDLE, 70-75 CM, UNDYED, STERILE" | GENERAL CONSUMABLES FOR: SURGICAL SUTURES, LAPRASCOPIC AND ROBOTIC SURGEONS SUPPLEMENTARY
8269 | 4229290409200 | SUTURE, POLYGLACTIN 910, MULTIFILAMENT, ABSORBABLE, SIZE 2/0, 30 MM ( +/- 1 MM ), 1/2 CIRCLE, ROUND BODY DOUBLE ARM NEEDLE, 70-75 CM, VIOLET, STERILE | GENERAL CONSUMABLES FOR: SURGICAL SUTURES, LAPRASCOPIC AND ROBOTIC SURGEONS SUPPLEMENTARY
8270 | 4229290409300 | SUTURE, POLYGLACTIN 910, MULTIFILAMENT, ABSORBABLE, SIZE 2/0, 30 MM ( +/- 1 MM ), 1/2 CIRCLE, ROUND BODY NEEDLE, 70-75 CM, VIOLET, STERILE | GENERAL CONSUMABLES FOR: SURGICAL SUTURES, LAPRASCOPIC AND ROBOTIC SURGEONS SUPPLEMENTARY
8271 | 4231220110900 | SUTURE, POLYGLACTIN 910, MULTIFILAMENT, ABSORBABLE, SIZE 2/0, 30 MM ( +/- 1 MM ), 3/8 CIRCLE, ROUND BODY NEEDLE, 70-75 CM, VIOLET, STERILE | GENERAL CONSUMABLES FOR: SURGICAL SUTURES, LAPRASCOPIC AND ROBOTIC SURGEONS SUPPLEMENTARY
8272 | 4229290007300 | SUTURE, POLYGLACTIN 910, MULTIFILAMENT, ABSORBABLE, SIZE 2/0, 36 MM ( +/- 1 MM ), 1/2 CIRCLE, ROUND BODY NEEDLE, 70-75 CM, VIOLET, STERILE | GENERAL CONSUMABLES FOR: SURGICAL SUTURES, LAPRASCOPIC AND ROBOTIC SURGEONS SUPPLEMENTARY
8273 | 4229540017900 | SUTURE, POLYGLACTIN 910, MULTIFILAMENT, ABSORBABLE, SIZE 2/0, 36 MM ( +/- 1 MM ), 1/2 CIRCLE, TAPER CUT NEEDLE, 70-75 CM, VIOLET, STERILE | GENERAL CONSUMABLES FOR: SURGICAL SUTURES, LAPRASCOPIC AND ROBOTIC SURGEONS SUPPLEMENTARY
8274 | 4229290409400 | SUTURE, POLYGLACTIN 910, MULTIFILAMENT, ABSORBABLE, SIZE 2/0, 37 MM ( +/- 1 MM ), 1/2 CIRCLE, TAPER POINT NEEDLE, 90-95 CM, UNDYED, STERILE | GENERAL CONSUMABLES FOR: SURGICAL SUTURES, LAPRASCOPIC AND ROBOTIC SURGEONS SUPPLEMENTARY
8275 | 4231220111100 | SUTURE, POLYGLACTIN 910, MULTIFILAMENT, ABSORBABLE, SIZE 2/0, 40 MM ( +/- 1 MM ), 3/8 CIRCLE, ROUND BODY NEEDLE, 70-75 CM, VIOLET, STERILE | GENERAL CONSUMABLES FOR: SURGICAL SUTURES, LAPRASCOPIC AND ROBOTIC SURGEONS SUPPLEMENTARY
8276 | 4229290409500 | "SUTURE, POLYGLACTIN 910, MULTIFILAMENT, ABSORBABLE, SIZE 2/0, 60 MM ( +/- 2 MM), STRAIGHT, CUTTING NEEDLE, 70-75 CM, VIOLET, STERILE" | GENERAL CONSUMABLES FOR: SURGICAL SUTURES, LAPRASCOPIC AND ROBOTIC SURGEONS SUPPLEMENTARY
8277 | 4231220105600 | "SUTURE, POLYGLACTIN 910, MULTIFILAMENT, ABSORBABLE, SIZE 2/0, NEEDLE FREE, 10 X 45-50 CM, VIOLET, STERILE" | GENERAL CONSUMABLES FOR: SURGICAL SUTURES, LAPRASCOPIC AND ROBOTIC SURGEONS SUPPLEMENTARY
8278 | 4231220109500 | "SUTURE, POLYGLACTIN 910, MULTIFILAMENT, ABSORBABLE, SIZE 2/0, NEEDLE FREE, 150 CM ( +/- 20 CM), VIOLET, STERILE" | GENERAL CONSUMABLES FOR: SURGICAL SUTURES, LAPRASCOPIC AND ROBOTIC SURGEONS SUPPLEMENTARY
8279 | 4229290409600 | "SUTURE, POLYGLACTIN 910, MULTIFILAMENT, ABSORBABLE, SIZE 3/0, 13-14 MM, 3/8 CIRCLE, ROUND BODY NEEDLE, 45-50 CM, VIOLET, STERILE" | GENERAL CONSUMABLES FOR: SURGICAL SUTURES, LAPRASCOPIC AND ROBOTIC SURGEONS SUPPLEMENTARY
8280 | 4229290409700 | "SUTURE, POLYGLACTIN 910, MULTIFILAMENT, ABSORBABLE, SIZE 3/0, 15-16 MM, 3/8 CIRCLE, CUTTING NEEDLE, 70-75 CM, VIOLET, STERILE" | GENERAL CONSUMABLES FOR: SURGICAL SUTURES, LAPRASCOPIC AND ROBOTIC SURGEONS SUPPLEMENTARY
8281 | 4229290409800 | "SUTURE, POLYGLACTIN 910, MULTIFILAMENT, ABSORBABLE, SIZE 3/0, 19-20 MM, 1/2 CIRCLE, ROUND BODY NEEDLE, 70-75 CM, UNDYED, STERILE" | GENERAL CONSUMABLES FOR: SURGICAL SUTURES, LAPRASCOPIC AND ROBOTIC SURGEONS SUPPLEMENTARY
8282 | 4229290409900 | "SUTURE, POLYGLACTIN 910, MULTIFILAMENT, ABSORBABLE, SIZE 3/0, 19-20 MM, 1/2 CIRCLE, ROUND BODY NEEDLE, 70-75 CM, VIOLET, STERILE" | GENERAL CONSUMABLES FOR: SURGICAL SUTURES, LAPRASCOPIC AND ROBOTIC SURGEONS SUPPLEMENTARY
8283 | 4229290007700 | "SUTURE, POLYGLACTIN 910, MULTIFILAMENT, ABSORBABLE, SIZE 3/0, 21-22 MM, 1/2 CIRCLE, CUTTING NEEDLE, 45-50 CM, VIOLET, STERILE" | GENERAL CONSUMABLES FOR: SURGICAL SUTURES, LAPRASCOPIC AND ROBOTIC SURGEONS SUPPLEMENTARY
8284 | 4231220304000 | "SUTURE, POLYGLACTIN 910, MULTIFILAMENT, ABSORBABLE, SIZE 3/0, 23-24 MM, 3/8 CIRCLE, REVERSE CUTTING NEEDLE, 70-75 CM, UNDYED, STERILE" | GENERAL CONSUMABLES FOR: SURGICAL SUTURES, LAPRASCOPIC AND ROBOTIC SURGEONS SUPPLEMENTARY
8285 | 4229290410000 | "SUTURE, POLYGLACTIN 910, MULTIFILAMENT, ABSORBABLE, SIZE 3/0, 25-26 MM, 1/2 CIRCLE, ROUND BODY NEEDLE, 70-75 CM, VIOLET, STERILE" | GENERAL CONSUMABLES FOR: SURGICAL SUTURES, LAPRASCOPIC AND ROBOTIC SURGEONS SUPPLEMENTARY
8286 | 4229290004400 | SUTURE, POLYGLACTIN 910, MULTIFILAMENT, ABSORBABLE, SIZE 3/0, 31 MM ( +/- 1 MM), 1/2 CIRCLE, ROUND BODY NEEDLE, 70-75 CM, VIOLET, STERILE | GENERAL CONSUMABLES FOR: SURGICAL SUTURES, LAPRASCOPIC AND ROBOTIC SURGEONS SUPPLEMENTARY
8287 | 4229290410100 | SUTURE, POLYGLACTIN 910, MULTIFILAMENT, ABSORBABLE, SIZE 3/0, 36 MM ( +/- 1 MM ), 1/2 CIRCLE, ROUND BODY NEEDLE, 70-75 CM, VIOLET, STERILE | GENERAL CONSUMABLES FOR: SURGICAL SUTURES, LAPRASCOPIC AND ROBOTIC SURGEONS SUPPLEMENTARY
8288 | 4229290410200 | SUTURE, POLYGLACTIN 910, MULTIFILAMENT, ABSORBABLE, SIZE 3/0, 40 MM ( +/- 1 MM ), 1/2 CIRCLE, ROUND BODY NEEDLE, 90-95 CM, VIOLET, STERILE | GENERAL CONSUMABLES FOR: SURGICAL SUTURES, LAPRASCOPIC AND ROBOTIC SURGEONS SUPPLEMENTARY
8289 | 4229290001500 | "SUTURE, POLYGLACTIN 910, MULTIFILAMENT, ABSORBABLE, SIZE 3/0, 60 MM ( +/- 2 MM ), STRAIGHT, REVERSE CUTTING NEEDLE, 70-75 CM, VIOLET, STERILE" | GENERAL CONSUMABLES FOR: SURGICAL SUTURES, LAPRASCOPIC AND ROBOTIC SURGEONS SUPPLEMENTARY
8290 | 4231220105700 | "SUTURE, POLYGLACTIN 910, MULTIFILAMENT, ABSORBABLE, SIZE 3/0, NEEDLE FREE, 10 X 45-50 CM, VIOLET, STERILE" | GENERAL CONSUMABLES FOR: SURGICAL SUTURES, LAPRASCOPIC AND ROBOTIC SURGEONS SUPPLEMENTARY
8291 | 4231220108800 | "SUTURE, POLYGLACTIN 910, MULTIFILAMENT, ABSORBABLE, SIZE 4/0, 13-14 MM, 1/2 CIRCLE, REVERSE CUTTING NEEDLE, 45-50 CM, UNDYED, STERILE" | GENERAL CONSUMABLES FOR: SURGICAL SUTURES, LAPRASCOPIC AND ROBOTIC SURGEONS SUPPLEMENTARY
8292 | 4229290410300 | "SUTURE, POLYGLACTIN 910, MULTIFILAMENT, ABSORBABLE, SIZE 4/0, 13-14 MM, 3/8 CIRCLE, ROUND BODY NEEDLE, 45-50 CM, VIOLET, STERILE" | GENERAL CONSUMABLES FOR: SURGICAL SUTURES, LAPRASCOPIC AND ROBOTIC SURGEONS SUPPLEMENTARY
8293 | 4231220107900 | "SUTURE, POLYGLACTIN 910, MULTIFILAMENT, ABSORBABLE, SIZE 4/0, 15-16 MM, 3/8 CIRCLE, CUTTING NEEDLE, 70-75 CM, VIOLET, STERILE" | GENERAL CONSUMABLES FOR: SURGICAL SUTURES, LAPRASCOPIC AND ROBOTIC SURGEONS SUPPLEMENTARY
8294 | 4231220111500 | "SUTURE, POLYGLACTIN 910, MULTIFILAMENT, ABSORBABLE, SIZE 4/0, 15-16 MM, 3/8 CIRCLE, ROUND BODY NEEDLE, 70-75 CM, VIOLET, STERILE" | GENERAL CONSUMABLES FOR: SURGICAL SUTURES, LAPRASCOPIC AND ROBOTIC SURGEONS SUPPLEMENTARY
8295 | 4229290410400 | "SUTURE, POLYGLACTIN 910, MULTIFILAMENT, ABSORBABLE, SIZE 4/0, 17-18 MM, 1/2 CIRCLE, TAPER POINT NEEDLE, 70-75 CM, VIOLET, STERILE" | GENERAL CONSUMABLES FOR: SURGICAL SUTURES, LAPRASCOPIC AND ROBOTIC SURGEONS SUPPLEMENTARY
8296 | 4231220317800 | "SUTURE, POLYGLACTIN 910, MULTIFILAMENT, ABSORBABLE, SIZE 4/0, 19-20 MM, 3/8 CIRCLE, REVERSE CUTTING NEEDLE, 45-50 CM, UNDYED, STERILE" | GENERAL CONSUMABLES FOR: SURGICAL SUTURES, LAPRASCOPIC AND ROBOTIC SURGEONS SUPPLEMENTARY
8297 | 4229290410500 | "SUTURE, POLYGLACTIN 910, MULTIFILAMENT, ABSORBABLE, SIZE 4/0, 19-20 MM, 1/2 CIRCLE, ROUND BODY NEEDLE, 70-75 CM, VIOLET, STERILE" | GENERAL CONSUMABLES FOR: SURGICAL SUTURES, LAPRASCOPIC AND ROBOTIC SURGEONS SUPPLEMENTARY
8298 | 4229290410600 | "SUTURE, POLYGLACTIN 910, MULTIFILAMENT, ABSORBABLE, SIZE 4/0, 8 MM, 1/2 CIRCLE, REVERSE CUTTING PRIME NEEDLE, 45-50 CM, UNDYED, STERILE" | GENERAL CONSUMABLES FOR: SURGICAL SUTURES, LAPRASCOPIC AND ROBOTIC SURGEONS SUPPLEMENTARY
8299 | 4231220109800 | "SUTURE, POLYGLACTIN 910, MULTIFILAMENT, ABSORBABLE, SIZE 5/0, 11-12 MM, 3/8 CIRCLE, REVERSE CUTTING NEEDLE, 70-75 CM, UNDYED, STERILE" | GENERAL CONSUMABLES FOR: SURGICAL SUTURES, LAPRASCOPIC AND ROBOTIC SURGEONS SUPPLEMENTARY
8300 | 4231220108900 | "SUTURE, POLYGLACTIN 910, MULTIFILAMENT, ABSORBABLE, SIZE 5/0, 13-14 MM, 3/8 CIRCLE, ROUND BODY NEEDLE, 45-50 CM, VIOLET, STERILE" | GENERAL CONSUMABLES FOR: SURGICAL SUTURES, LAPRASCOPIC AND ROBOTIC SURGEONS SUPPLEMENTARY
8301 | 4229540018500 | "SUTURE, POLYGLACTIN 910, MULTIFILAMENT, ABSORBABLE, SIZE 6/0, 15-16 MM, 3/8 CIRCLE, REVERSE CUTTING PRIME NEEDLE, 45-50 CM, UNDYED, STERILE" | GENERAL CONSUMABLES FOR: SURGICAL SUTURES, LAPRASCOPIC AND ROBOTIC SURGEONS SUPPLEMENTARY
8302 | 4231220305300 | "SUTURE, POLYGLACTIN 910, MULTIFILAMENT, ABSORBABLE, SIZE 5/0, 17-18 MM, 1/2 CIRCLE, TAPER POINT NEEDLE, 70-75 CM, VIOLET, STERILE" | GENERAL CONSUMABLES FOR: SURGICAL SUTURES, LAPRASCOPIC AND ROBOTIC SURGEONS SUPPLEMENTARY
8303 | 4231220305000 | "SUTURE, POLYGLACTIN 910, MULTIFILAMENT, ABSORBABLE, SIZE 5/0, 19-20 MM, 3/8 CIRCLE, REVERSE CUTTING NEEDLE, 45-50 CM, UNDYED, STERILE" | GENERAL CONSUMABLES FOR: SURGICAL SUTURES, LAPRASCOPIC AND ROBOTIC SURGEONS SUPPLEMENTARY
8304 | 4229540018600 | "SUTURE, POLYGLACTIN 910, MULTIFILAMENT, ABSORBABLE, SIZE 5/0, 8 MM, 1/2 CIRCLE, SPATULATED DOUBLE ARM NEEDLE, 45-50 CM, VIOLET, STERILE" | GENERAL CONSUMABLES FOR: SURGICAL SUTURES, LAPRASCOPIC AND ROBOTIC SURGEONS SUPPLEMENTARY
8305 | 4229290410700 | "SUTURE, POLYGLACTIN 910, MULTIFILAMENT, ABSORBABLE, SIZE 5/0, 8 MM, 1/4 CIRCLE, SPATULATED DOUBLE ARM NEEDLE, 20-23 CM, VIOLET, STERILE" | GENERAL CONSUMABLES FOR: SURGICAL SUTURES, LAPRASCOPIC AND ROBOTIC SURGEONS SUPPLEMENTARY
8306 | 4229290410800 | "SUTURE, POLYGLACTIN 910, MULTIFILAMENT, ABSORBABLE, SIZE 5/0, 8 MM, 1/4 CIRCLE, SPATULATED DOUBLE ARM NEEDLE, 45-50 CM, UNDYED, STERILE" | GENERAL CONSUMABLES FOR: SURGICAL SUTURES, LAPRASCOPIC AND ROBOTIC SURGEONS SUPPLEMENTARY
8307 | 4231220600700 | "SUTURE, POLYGLACTIN 910, MULTIFILAMENT, ABSORBABLE, SIZE 5/0, 8 MM, 1/4 CIRCLE, SPATULATED DOUBLE ARM NEEDLE, 45-50 CM, VIOLET, STERILE" | GENERAL CONSUMABLES FOR: SURGICAL SUTURES, LAPRASCOPIC AND ROBOTIC SURGEONS SUPPLEMENTARY
8308 | 4229290410900 | "SUTURE, POLYGLACTIN 910, MULTIFILAMENT, ABSORBABLE, SIZE 6/0, 11-12 MM, 3/8 CIRCLE, REVERSE CUTTING PRIME NEEDLE, 45-50 CM, UNDYED, STERILE" | GENERAL CONSUMABLES FOR: SURGICAL SUTURES, LAPRASCOPIC AND ROBOTIC SURGEONS SUPPLEMENTARY
8309 | 4229290411000 | "SUTURE, POLYGLACTIN 910, MULTIFILAMENT, ABSORBABLE, SIZE 6/0, 11-12 MM, 3/8 CIRCLE, CUTTING NEEDLE, 45-50 CM, UNDYED, STERILE" | GENERAL CONSUMABLES FOR: SURGICAL SUTURES, LAPRASCOPIC AND ROBOTIC SURGEONS SUPPLEMENTARY
8310 | 4231220301100 | "SUTURE, POLYGLACTIN 910, MULTIFILAMENT, ABSORBABLE, SIZE 6/0, 13-14 MM, 1/2 CIRCLE, ROUND BODY NEEDLE, 45-50 CM, UNDYED, STERILE" | GENERAL CONSUMABLES FOR: SURGICAL SUTURES, LAPRASCOPIC AND ROBOTIC SURGEONS SUPPLEMENTARY
8311 | 4229290411100 | "SUTURE, POLYGLACTIN 910, MULTIFILAMENT, ABSORBABLE, SIZE 6/0, 13-14 MM, 1/2 CIRCLE, ROUND BODY NEEDLE, 45-50 CM, VIOLET, STERILE" | GENERAL CONSUMABLES FOR: SURGICAL SUTURES, LAPRASCOPIC AND ROBOTIC SURGEONS SUPPLEMENTARY
8312 | 4229290411200 | "SUTURE, POLYGLACTIN 910, MULTIFILAMENT, ABSORBABLE, SIZE 6/0, 8 MM, 1/2 CIRCLE, REVERSE CUTTING DOUBLE ARM NEEDLE, 45-50 CM, VIOLET, STERILE" | GENERAL CONSUMABLES FOR: SURGICAL SUTURES, LAPRASCOPIC AND ROBOTIC SURGEONS SUPPLEMENTARY
8313 | 4229540018700 | "SUTURE, POLYGLACTIN 910, MULTIFILAMENT, ABSORBABLE, SIZE 6/0, 8 MM, 1/2 CIRCLE, SPATULATED DOUBLE ARM NEEDLE, 20-23 CM, VIOLET, STERILE" | GENERAL CONSUMABLES FOR: SURGICAL SUTURES, LAPRASCOPIC AND ROBOTIC SURGEONS SUPPLEMENTARY
8314 | 4229540018800 | "SUTURE, POLYGLACTIN 910, MULTIFILAMENT, ABSORBABLE, SIZE 6/0, 8 MM, 1/2 CIRCLE, SPATULATED DOUBLE ARM NEEDLE, 45-50 CM, VIOLET, STERILE" | GENERAL CONSUMABLES FOR: SURGICAL SUTURES, LAPRASCOPIC AND ROBOTIC SURGEONS SUPPLEMENTARY
8315 | 4229290411300 | "SUTURE, POLYGLACTIN 910, MULTIFILAMENT, ABSORBABLE, SIZE 6/0, 8 MM, 1/4 CIRCLE, REVERSE SPATULATED DOUBLE ARM NEEDLE, 45-50 CM, VIOLET, STERILE" | GENERAL CONSUMABLES FOR: SURGICAL SUTURES, LAPRASCOPIC AND ROBOTIC SURGEONS SUPPLEMENTARY
8316 | 4231220107200 | "SUTURE, POLYGLACTIN 910, MULTIFILAMENT, ABSORBABLE, SIZE 6/0, 8 MM, 1/4 CIRCLE, SPATULATED DOUBLE ARM NEEDLE, 20-23 CM, VIOLET, STERILE" | GENERAL CONSUMABLES FOR: SURGICAL SUTURES, LAPRASCOPIC AND ROBOTIC SURGEONS SUPPLEMENTARY
8317 | 4229290411400 | "SUTURE, POLYGLACTIN 910, MULTIFILAMENT, ABSORBABLE, SIZE 6/0, 8 MM, 1/4 CIRCLE, SPATULATED DOUBLE ARM NEEDLE, 45-50 CM, VIOLET, STERILE" | GENERAL CONSUMABLES FOR: SURGICAL SUTURES, LAPRASCOPIC AND ROBOTIC SURGEONS SUPPLEMENTARY
8318 | 4229290411500 | SUTURE, POLYGLACTIN 910, MULTIFILAMENT, ABSORBABLE, SIZE 6/0, 8 MM, 3/8 CIRCLE, ROUND BODY NEEDLE, 30 CM, VIOLET, STERILE | GENERAL CONSUMABLES FOR: SURGICAL SUTURES, LAPRASCOPIC AND ROBOTIC SURGEONS SUPPLEMENTARY
8319 | 4231220021100 | SUTURE, POLYGLACTIN 910, MULTIFILAMENT, ABSORBABLE, SIZE 7/0, 6.5 MM, 3/8 CIRCLE, SPATULATED DOUBLE ARM NEEDLE, 30 CM, VIOLET, STERILE | GENERAL CONSUMABLES FOR: SURGICAL SUTURES, LAPRASCOPIC AND ROBOTIC SURGEONS SUPPLEMENTARY
8320 | 4231220306500 | SUTURE, POLYGLACTIN 910, MULTIFILAMENT, ABSORBABLE, SIZE 7/0, 6.5 MM, 3/8 CIRCLE, SPATULATED NEEDLE, 30 CM, VIOLET, STERILE | GENERAL CONSUMABLES FOR: SURGICAL SUTURES, LAPRASCOPIC AND ROBOTIC SURGEONS SUPPLEMENTARY
8321 | 4229290411700 | "SUTURE, POLYGLACTIN 910, MULTIFILAMENT, ABSORBABLE, SIZE 7/0, 7 MM, 1/2 CIRCLE, SPATULATED DOUBLE ARM NEEDLE, 45-50 CM, VIOLET, STERILE" | GENERAL CONSUMABLES FOR: SURGICAL SUTURES, LAPRASCOPIC AND ROBOTIC SURGEONS SUPPLEMENTARY
8322 | 4231220107500 | "SUTURE, POLYGLACTIN 910, MULTIFILAMENT, ABSORBABLE, SIZE 7/0, 8 MM, 1/2 CIRCLE, REVERSE CUTTING DOUBLE ARM NEEDLE, 45-50 CM, VIOLET, STERILE" | GENERAL CONSUMABLES FOR: SURGICAL SUTURES, LAPRASCOPIC AND ROBOTIC SURGEONS SUPPLEMENTARY
8323 | 4231220042900 | "SUTURE, POLYGLACTIN 910, MULTIFILAMENT, ABSORBABLE, SIZE 8/0, 6.5 MM, 3/8 CIRCLE, SPATULATED DOUBLE ARM NEEDLE, 45-50 CM, VIOLET, STERILE" | GENERAL CONSUMABLES FOR: SURGICAL SUTURES, LAPRASCOPIC AND ROBOTIC SURGEONS SUPPLEMENTARY
8324 | 4229290411800 | "SUTURE, POLYGLACTIN 910, MULTIFILAMENT, ABSORBABLE, SIZE 8/0, 6.5 MM, 3/8 CIRCLE, REVERSE SPATULATED DOUBLE ARM NEEDLE, 30 CM, VIOLET, STERILE" | GENERAL CONSUMABLES FOR: SURGICAL SUTURES, LAPRASCOPIC AND ROBOTIC SURGEONS SUPPLEMENTARY
8325 | 4231220107400 | "SUTURE, POLYGLACTIN 910, MULTIFILAMENT, ABSORBABLE, SIZE 8/0, 8 MM, 1/2 CIRCLE, REVERSE CUTTING DOUBLE ARM NEEDLE, 45-50 CM, VIOLET, STERILE" | GENERAL CONSUMABLES FOR: SURGICAL SUTURES, LAPRASCOPIC AND ROBOTIC SURGEONS SUPPLEMENTARY
8326 | 4231220109100 | SUTURE, POLYGLACTIN 910, MULTIFILAMENT, ABSORBABLE, SIZE 8/0, 8 MM, 3/8 CIRCLE, ROUND BODY NEEDLE, 30 CM, VIOLET, STERILE | GENERAL CONSUMABLES FOR: SURGICAL SUTURES, LAPRASCOPIC AND ROBOTIC SURGEONS SUPPLEMENTARY
8327 | 4229540019000 | SUTURE, POLYGLACTIN 910, MULTIFILAMENT, ABSORBABLE, SIZE 8/0, 9.3 MM, 3/8 CIRCLE, ROUND BODY NEEDLE, 30 CM, VIOLET, STERILE | GENERAL CONSUMABLES FOR: SURGICAL SUTURES, LAPRASCOPIC AND ROBOTIC SURGEONS SUPPLEMENTARY
8328 | 4231220307500 | "SUTURE, POLYGLACTIN 910, MULTIFILAMENT, ABSORBABLE, SIZE 9/0, 6.5 MM, 3/8 CIRCLE, REVERSE SPATULATED DOUBLE ARM NEEDLE, 30 CM, VIOLET, STERILE" | GENERAL CONSUMABLES FOR: SURGICAL SUTURES, LAPRASCOPIC AND ROBOTIC SURGEONS SUPPLEMENTARY
8329 | 4229290411900 | SUTURE, POLYGLACTIN 910, MULTIFILAMENT, ABSORBABLE, SIZE 10/0, 9.3 MM, 3/8 CIRCLE, ROUND BODY NEEDLE, 15 CM, VIOLET, STERILE | GENERAL CONSUMABLES FOR: SURGICAL SUTURES, LAPRASCOPIC AND ROBOTIC SURGEONS SUPPLEMENTARY
8330 | 4231220213400 | SUTURE, POLYGLACTIN 910, MULTIFILAMENT, RAPID ABSORPTION, SIZE 0, 40 MM ( +/- 1 MM ), 1/2 CIRCLE, ROUND BODY NEEDLE, 70-75 CM, UNDYED, STERILE | GENERAL CONSUMABLES FOR: SURGICAL SUTURES, LAPRASCOPIC AND ROBOTIC SURGEONS SUPPLEMENTARY
8331 | 4231220111800 | "SUTURE, POLYGLACTIN 910, MULTIFILAMENT, RAPID ABSORPTION, SIZE 2/0, 25-26 MM, 1/2 CIRCLE, REVERSE CUTTING NEEDLE, 70-75 CM, UNDYED, STERILE" | GENERAL CONSUMABLES FOR: SURGICAL SUTURES, LAPRASCOPIC AND ROBOTIC SURGEONS SUPPLEMENTARY
8332 | 4231150011800 | "SUTURE, POLYGLACTIN 910, MULTIFILAMENT, RAPID ABSORPTION, SIZE 2/0, 25-26 MM, 1/2 CIRCLE, ROUND BODY NEEDLE, 70-75 CM, UNDYED, STERILE" | GENERAL CONSUMABLES FOR: SURGICAL SUTURES, LAPRASCOPIC AND ROBOTIC SURGEONS SUPPLEMENTARY
8333 | 4229540017600 | "SUTURE, POLYGLACTIN 910, MULTIFILAMENT, RAPID ABSORPTION, SIZE 2/0, 25-26 MM, 1/2 CIRCLE, TAPER CUT NEEDLE, 90-95 CM, UNDYED, STERILE" | GENERAL CONSUMABLES FOR: SURGICAL SUTURES, LAPRASCOPIC AND ROBOTIC SURGEONS SUPPLEMENTARY
8334 | 4229290007200 | "SUTURE, POLYGLACTIN 910, MULTIFILAMENT, RAPID ABSORPTION, SIZE 2/0, 25-26 MM, 3/8 CIRCLE, REVERSE CUTTING NEEDLE, 70-75 CM, UNDYED, STERILE" | GENERAL CONSUMABLES FOR: SURGICAL SUTURES, LAPRASCOPIC AND ROBOTIC SURGEONS SUPPLEMENTARY
8335 | 4231220111900 | SUTURE, POLYGLACTIN 910, MULTIFILAMENT, RAPID ABSORPTION, SIZE 2/0, 30 MM ( +/- 1 MM ), 1/2 CIRCLE, ROUND BODY NEEDLE, 70-75 CM, UNDYED, STERILE | GENERAL CONSUMABLES FOR: SURGICAL SUTURES, LAPRASCOPIC AND ROBOTIC SURGEONS SUPPLEMENTARY
8336 | 4231220118700 | SUTURE, POLYGLACTIN 910, MULTIFILAMENT, RAPID ABSORPTION, SIZE 2/0, 36 MM ( +/- 1 MM ), 1/2 CIRCLE, ROUND BODY HEAVY NEEDLE, 90-95 CM, UNDYED, STERILE | GENERAL CONSUMABLES FOR: SURGICAL SUTURES, LAPRASCOPIC AND ROBOTIC SURGEONS SUPPLEMENTARY
8337 | 4231220213600 | SUTURE, POLYGLACTIN 910, MULTIFILAMENT, RAPID ABSORPTION, SIZE 2/0, 36 MM ( +/- 1 MM ), 1/2 CIRCLE, TAPER CUT NEEDLE, 90-95 CM, UNDYED, STERILE | GENERAL CONSUMABLES FOR: SURGICAL SUTURES, LAPRASCOPIC AND ROBOTIC SURGEONS SUPPLEMENTARY
8338 | 4231220111600 | SUTURE, POLYGLACTIN 910, MULTIFILAMENT, RAPID ABSORPTION, SIZE 2/0, 50 MM ( +/- 1 MM ), 1/2 CIRCLE, ROUND BODY HEAVY NEEDLE, 70-75 CM, UNDYED, STERILE | GENERAL CONSUMABLES FOR: SURGICAL SUTURES, LAPRASCOPIC AND ROBOTIC SURGEONS SUPPLEMENTARY
8339 | 4231220213700 | "SUTURE, POLYGLACTIN 910, MULTIFILAMENT, RAPID ABSORPTION, SIZE 3/0, 15-16 MM, 3/8 CIRCLE, CUTTING NEEDLE, 70-75 CM, UNDYED, STERILE" | GENERAL CONSUMABLES FOR: SURGICAL SUTURES, LAPRASCOPIC AND ROBOTIC SURGEONS SUPPLEMENTARY
8340 | 4231220022800 | "SUTURE, POLYGLACTIN 910, MULTIFILAMENT, RAPID ABSORPTION, SIZE 3/0, 19-20 MM, 3/8 CIRCLE, MULTIPASS REVERSE CUTTING NEEDLE, 70-75 CM, UNDYED, STERILE" | GENERAL CONSUMABLES FOR: SURGICAL SUTURES, LAPRASCOPIC AND ROBOTIC SURGEONS SUPPLEMENTARY
8341 | 4229290412300 | "SUTURE, POLYGLACTIN 910, MULTIFILAMENT, RAPID ABSORPTION, SIZE 3/0, 19-20 MM, 3/8 CIRCLE, PRIME REVERSE CUTTING NEEDLE, 70-75 CM, UNDYED, STERILE" | GENERAL CONSUMABLES FOR: SURGICAL SUTURES, LAPRASCOPIC AND ROBOTIC SURGEONS SUPPLEMENTARY
8342 | 4231220307800 | "SUTURE, POLYGLACTIN 910, MULTIFILAMENT, RAPID ABSORPTION, SIZE 3/0, 19-20 MM, 3/8 CIRCLE, REVERSE CUTTING NEEDLE, 70-75 CM, UNDYED, STERILE" | GENERAL CONSUMABLES FOR: SURGICAL SUTURES, LAPRASCOPIC AND ROBOTIC SURGEONS SUPPLEMENTARY
8343 | 4229290007500 | "SUTURE, POLYGLACTIN 910, MULTIFILAMENT, RAPID ABSORPTION, SIZE 3/0, 21-22 MM, 1/2 CIRCLE, CUTTING NEEDLE, 45-50 CM, UNDYED, STERILE" | GENERAL CONSUMABLES FOR: SURGICAL SUTURES, LAPRASCOPIC AND ROBOTIC SURGEONS SUPPLEMENTARY
8344 | 4229290412500 | "SUTURE, POLYGLACTIN 910, MULTIFILAMENT, RAPID ABSORPTION, SIZE 3/0, 21-22 MM, 1/2 CIRCLE, TAPER POINT PLUS NEEDLE, 70-75 CM, UNDYED, STERILE" | GENERAL CONSUMABLES FOR: SURGICAL SUTURES, LAPRASCOPIC AND ROBOTIC SURGEONS SUPPLEMENTARY
8345 | 4222150114000 | "SUTURE, POLYGLACTIN 910, MULTIFILAMENT, RAPID ABSORPTION, SIZE 3/0, 25-26 MM, 3/8 CIRCLE, REVERSE CUTTING NEEDLE, 70-75 CM, UNDYED, STERILE" | GENERAL CONSUMABLES FOR: SURGICAL SUTURES, LAPRASCOPIC AND ROBOTIC SURGEONS SUPPLEMENTARY
8346 | 4231220118800 | SUTURE, POLYGLACTIN 910, MULTIFILAMENT, RAPID ABSORPTION, SIZE 3/0, 36 MM ( +/- 1 MM ), 1/2 CIRCLE, ROUND BODY HEAVY NEEDLE, 90-95 CM, UNDYED, STERILE | GENERAL CONSUMABLES FOR: SURGICAL SUTURES, LAPRASCOPIC AND ROBOTIC SURGEONS SUPPLEMENTARY
8347 | 4231220213800 | "SUTURE, POLYGLACTIN 910, MULTIFILAMENT, RAPID ABSORPTION, SIZE 4/0, 13-14 MM, 3/8 CIRCLE, CUTTING NEEDLE, 45-50 CM, UNDYED, STERILE" | GENERAL CONSUMABLES FOR: SURGICAL SUTURES, LAPRASCOPIC AND ROBOTIC SURGEONS SUPPLEMENTARY
8348 | 4229290412600 | "SUTURE, POLYGLACTIN 910, MULTIFILAMENT, RAPID ABSORPTION, SIZE 4/0, 15-16 MM, 1/2 CIRCLE, ROUND BODY NEEDLE, 70-75 CM, UNDYED, STERILE" | GENERAL CONSUMABLES FOR: SURGICAL SUTURES, LAPRASCOPIC AND ROBOTIC SURGEONS SUPPLEMENTARY
8349 | 4229540018400 | "SUTURE, POLYGLACTIN 910, MULTIFILAMENT, RAPID ABSORPTION, SIZE 4/0, 15-16 MM, 3/8 CIRCLE, MULTIPASS CUTTING NEEDLE, 70-75 CM, UNDYED, STERILE" | GENERAL CONSUMABLES FOR: SURGICAL SUTURES, LAPRASCOPIC AND ROBOTIC SURGEONS SUPPLEMENTARY
8350 | 4231220213500 | "SUTURE, POLYGLACTIN 910, MULTIFILAMENT, RAPID ABSORPTION, SIZE 4/0, 15-16 MM, 3/8 CIRCLE, REVERSE CUTTING NEEDLE, 70-75 CM, UNDYED, STERILE" | GENERAL CONSUMABLES FOR: SURGICAL SUTURES, LAPRASCOPIC AND ROBOTIC SURGEONS SUPPLEMENTARY
8351 | 4231220022700 | "SUTURE, POLYGLACTIN 910, MULTIFILAMENT, RAPID ABSORPTION, SIZE 4/0, 19-20 MM, 3/8 CIRCLE, MULTIPASS REVERSE CUTTING NEEDLE, 70-75 CM, UNDYED, STERILE" | GENERAL CONSUMABLES FOR: SURGICAL SUTURES, LAPRASCOPIC AND ROBOTIC SURGEONS SUPPLEMENTARY
8352 | 4229290412700 | "SUTURE, POLYGLACTIN 910, MULTIFILAMENT, RAPID ABSORPTION, SIZE 4/0, 19-20 MM, 3/8 CIRCLE, PRIME REVERSE CUTTING NEEDLE, 70-75 CM, UNDYED, STERILE" | GENERAL CONSUMABLES FOR: SURGICAL SUTURES, LAPRASCOPIC AND ROBOTIC SURGEONS SUPPLEMENTARY
8353 | 4231220217400 | "SUTURE, POLYGLACTIN 910, MULTIFILAMENT, RAPID ABSORPTION, SIZE 4/0, 21-22 MM, 1/2 CIRCLE, ROUND BODY NEEDLE, 70-75 CM, UNDYED, STERILE" | GENERAL CONSUMABLES FOR: SURGICAL SUTURES, LAPRASCOPIC AND ROBOTIC SURGEONS SUPPLEMENTARY
8354 | 4231220213900 | "SUTURE, POLYGLACTIN 910, MULTIFILAMENT, RAPID ABSORPTION, SIZE 5/0, 11-12 MM, 3/8 CIRCLE, REVERSE CUTTING NEEDLE, 45-50 CM, UNDYED, STERILE" | GENERAL CONSUMABLES FOR: SURGICAL SUTURES, LAPRASCOPIC AND ROBOTIC SURGEONS SUPPLEMENTARY
8355 | 4231220112200 | "SUTURE, POLYGLACTIN 910, MULTIFILAMENT, RAPID ABSORPTION, SIZE 5/0, 13-14 MM, 3/8 CIRCLE, REVERSE CUTTING NEEDLE, 45-50 CM, UNDYED, STERILE" | GENERAL CONSUMABLES FOR: SURGICAL SUTURES, LAPRASCOPIC AND ROBOTIC SURGEONS SUPPLEMENTARY
8356 | 4229290413000 | "SUTURE, POLYGLACTIN 910, MULTIFILAMENT, RAPID ABSORPTION, SIZE 6/0, 10 MM, 3/8 CIRCLE, REVERSE CUTTING NEEDLE, 45-50 CM, UNDYED, STERILE" | GENERAL CONSUMABLES FOR: SURGICAL SUTURES, LAPRASCOPIC AND ROBOTIC SURGEONS SUPPLEMENTARY
8357 | 4229290002200 | "SUTURE, POLYGLACTIN 910, MULTIFILAMENT, RAPID ABSORPTION, SIZE 6/0, 11-12 MM, 3/8 CIRCLE, CUTTING NEEDLE, 70-75 CM, UNDYED, STERILE" | GENERAL CONSUMABLES FOR: SURGICAL SUTURES, LAPRASCOPIC AND ROBOTIC SURGEONS SUPPLEMENTARY
8358 | 4231220214000 | "SUTURE, POLYGLACTIN 910, MULTIFILAMENT, RAPID ABSORPTION, SIZE 6/0, 11-12 MM, 3/8 CIRCLE, REVERSE CUTTING NEEDLE, 45-50 CM, UNDYED, STERILE" | GENERAL CONSUMABLES FOR: SURGICAL SUTURES, LAPRASCOPIC AND ROBOTIC SURGEONS SUPPLEMENTARY
8359 | 4229290006000 | "SUTURE, POLIGLECAPRONE 25, ANTIBACTERIAL (COATED TRICLOSAN), MONOFILAMENT, ABSORBABLE, SIZE 0, 40 MM ( +/-1 MM ), 1/2 CIRCLE, ROUND BODY NEEDLE, 70-75 CM, VIOLET, STERILE" | GENERAL CONSUMABLES FOR: SURGICAL SUTURES, LAPRASCOPIC AND ROBOTIC SURGEONS SUPPLEMENTARY
8360 | 4231220301400 | "SUTURE, POLIGLECAPRONE 25, ANTIBACTERIAL (COATED TRICLOSAN), MONOFILAMENT, ABSORBABLE, SIZE 1, 40 MM ( +/- 1 MM ), 1/2 CIRCLE, ROUND BODY NEEDLE, 70-75 CM, VIOLET, STERILE" | GENERAL CONSUMABLES FOR: SURGICAL SUTURES, LAPRASCOPIC AND ROBOTIC SURGEONS SUPPLEMENTARY
8361 | 4231220302200 | "SUTURE, POLIGLECAPRONE 25, ANTIBACTERIAL (COATED TRICLOSAN), MONOFILAMENT, ABSORBABLE, SIZE 2/0, 21-22 MM, 1/2 CIRCLE, ROUND BODY NEEDLE, 70-75 CM, VIOLET, STERILE" | GENERAL CONSUMABLES FOR: SURGICAL SUTURES, LAPRASCOPIC AND ROBOTIC SURGEONS SUPPLEMENTARY
8362 | 4231220019300 | "SUTURE, POLIGLECAPRONE 25, ANTIBACTERIAL (COATED TRICLOSAN), MONOFILAMENT, ABSORBABLE, SIZE 2/0, 31 MM ( +/-1 MM ), 1/2 CIRCLE, ROUND BODY NEEDLE, 70-75 CM, VIOLET, STERILE" | GENERAL CONSUMABLES FOR: SURGICAL SUTURES, LAPRASCOPIC AND ROBOTIC SURGEONS SUPPLEMENTARY
8363 | 4231220112400 | "SUTURE, POLIGLECAPRONE 25, ANTIBACTERIAL (COATED TRICLOSAN), MONOFILAMENT, ABSORBABLE, SIZE 2/0, 60 MM ( +/- MM ), STRAIGHT, REVERSE CUTTING NEEDLE, 70-75 CM, UNDYED, STERILE" | GENERAL CONSUMABLES FOR: SURGICAL SUTURES, LAPRASCOPIC AND ROBOTIC SURGEONS SUPPLEMENTARY
8364 | 4231220010600 | "SUTURE, POLIGLECAPRONE 25, ANTIBACTERIAL (COATED TRICLOSAN), MONOFILAMENT, ABSORBABLE, SIZE 3/0, 17-18 MM, 1/2 CIRCLE, ROUND BODY NEEDLE, 70-75 CM, VIOLET, STERILE" | GENERAL CONSUMABLES FOR: SURGICAL SUTURES, LAPRASCOPIC AND ROBOTIC SURGEONS SUPPLEMENTARY
8365 | 4231220228700 | "SUTURE, POLIGLECAPRONE 25, ANTIBACTERIAL (COATED TRICLOSAN), MONOFILAMENT, ABSORBABLE, SIZE 3/0, 19-20 MM, 3/8 CIRCLE, PRIME REVERSE CUTTING NEEDLE, 45-50 CM, UNDYED, STERILE" | GENERAL CONSUMABLES FOR: SURGICAL SUTURES, LAPRASCOPIC AND ROBOTIC SURGEONS SUPPLEMENTARY
8366 | 4231220210400 | "SUTURE, POLIGLECAPRONE 25, ANTIBACTERIAL (COATED TRICLOSAN), MONOFILAMENT, ABSORBABLE, SIZE 3/0, 19-20 MM, 3/8 CIRCLE, PRIME REVERSE CUTTING NEEDLE, 70-75 CM, UNDYED, STERILE" | GENERAL CONSUMABLES FOR: SURGICAL SUTURES, LAPRASCOPIC AND ROBOTIC SURGEONS SUPPLEMENTARY
8367 | 4231220113200 | "SUTURE, POLIGLECAPRONE 25, ANTIBACTERIAL (COATED TRICLOSAN), MONOFILAMENT, ABSORBABLE, SIZE 3/0, 21-22 MM, 1/2 CIRCLE, ROUND BODY NEEDLE, 70-75 CM, VIOLET, STERILE" | GENERAL CONSUMABLES FOR: SURGICAL SUTURES, LAPRASCOPIC AND ROBOTIC SURGEONS SUPPLEMENTARY
8368 | 4229290413100 | "SUTURE, POLIGLECAPRONE 25, ANTIBACTERIAL (COATED TRICLOSAN), MONOFILAMENT, ABSORBABLE, SIZE 3/0, 23-24 MM, 3/8 CIRCLE, REVERSE CUTTING NEEDLE, 70-75 CM, UNDYED, STERILE" | GENERAL CONSUMABLES FOR: SURGICAL SUTURES, LAPRASCOPIC AND ROBOTIC SURGEONS SUPPLEMENTARY
8369 | 4231220301500 | "SUTURE, POLIGLECAPRONE 25, ANTIBACTERIAL (COATED TRICLOSAN), MONOFILAMENT, ABSORBABLE, SIZE 3/0, 25-26 MM, 3/8 CIRCLE, REVERSE CUTTING NEEDLE, 70-75 CM, UNDYED, STERILE" | GENERAL CONSUMABLES FOR: SURGICAL SUTURES, LAPRASCOPIC AND ROBOTIC SURGEONS SUPPLEMENTARY
8370 | 4231220302300 | "SUTURE, POLIGLECAPRONE 25, ANTIBACTERIAL (COATED TRICLOSAN), MONOFILAMENT, ABSORBABLE, SIZE 3/0, 60 MM ( +/-2 MM ), STRAIGHT, REVERSE CUTTING NEEDLE, 70-75 CM, UNDYED, STERILE" | GENERAL CONSUMABLES FOR: SURGICAL SUTURES, LAPRASCOPIC AND ROBOTIC SURGEONS SUPPLEMENTARY
8371 | 4231220113300 | "SUTURE, POLIGLECAPRONE 25, ANTIBACTERIAL (COATED TRICLOSAN), MONOFILAMENT, ABSORBABLE, SIZE 4/0, 17-18 MM, 1/2 CIRCLE, ROUND BODY NEEDLE, 70-75 CM, VIOLET, STERILE" | GENERAL CONSUMABLES FOR: SURGICAL SUTURES, LAPRASCOPIC AND ROBOTIC SURGEONS SUPPLEMENTARY
8372 | 4229540015500 | "SUTURE, POLIGLECAPRONE 25, ANTIBACTERIAL (COATED TRICLOSAN), MONOFILAMENT, ABSORBABLE, SIZE 4/0, 21-22 MM, 1/2 CIRCLE, ROUND BODY NEEDLE, 70-75 CM, VIOLET, STERILE" | GENERAL CONSUMABLES FOR: SURGICAL SUTURES, LAPRASCOPIC AND ROBOTIC SURGEONS SUPPLEMENTARY
8373 | 4231220301600 | "SUTURE, POLIGLECAPRONE 25, ANTIBACTERIAL (COATED TRICLOSAN), MONOFILAMENT, ABSORBABLE, SIZE 4/0, 25-26 MM, 3/8 CIRCLE, REVERSE CUTTING NEEDLE, 70-75 CM, UNDYED, STERILE" | GENERAL CONSUMABLES FOR: SURGICAL SUTURES, LAPRASCOPIC AND ROBOTIC SURGEONS SUPPLEMENTARY
8374 | 4229540015600 | "SUTURE, POLIGLECAPRONE 25, ANTIBACTERIAL (COATED TRICLOSAN), MONOFILAMENT, ABSORBABLE, SIZE 5/0, 11-12 MM, 3/8 CIRCLE, PRIME REVERSE CUTTING NEEDLE, 70-75 CM, UNDYED, STERILE" | GENERAL CONSUMABLES FOR: SURGICAL SUTURES, LAPRASCOPIC AND ROBOTIC SURGEONS SUPPLEMENTARY
8375 | 4231220301700 | "SUTURE, POLIGLECAPRONE 25, ANTIBACTERIAL (COATED TRICLOSAN), MONOFILAMENT, ABSORBABLE, SIZE 5/0, 13-14 MM, 3/8 CIRCLE, REVERSE CUTTING NEEDLE, 70-75 CM, UNDYED, STERILE" | GENERAL CONSUMABLES FOR: SURGICAL SUTURES, LAPRASCOPIC AND ROBOTIC SURGEONS SUPPLEMENTARY
8376 | 4231220301800 | "SUTURE, POLIGLECAPRONE 25, ANTIBACTERIAL (COATED TRICLOSAN), MONOFILAMENT, ABSORBABLE, SIZE 5/0, 15-16 MM, 3/8 CIRCLE, REVERSE CUTTING NEEDLE, 70-75 CM, UNDYED, STERILE" | GENERAL CONSUMABLES FOR: SURGICAL SUTURES, LAPRASCOPIC AND ROBOTIC SURGEONS SUPPLEMENTARY
8377 | 4231220301900 | "SUTURE, POLIGLECAPRONE 25, ANTIBACTERIAL (COATED TRICLOSAN), MONOFILAMENT, ABSORBABLE, SIZE 6/0, 11-12 MM, 3/8 CIRCLE, REVERSE CUTTING NEEDLE, 70-75 CM, UNDYED, STERILE" | GENERAL CONSUMABLES FOR: SURGICAL SUTURES, LAPRASCOPIC AND ROBOTIC SURGEONS SUPPLEMENTARY
8378 | 4231220302000 | "SUTURE, POLIGLECAPRONE 25, ANTIBACTERIAL (COATED TRICLOSAN), MONOFILAMENT, ABSORBABLE, SIZE 6/0, 13-14 MM, 3/8 CIRCLE, REVERSE CUTTING NEEDLE, 70-75 CM, UNDYED, STERILE" | GENERAL CONSUMABLES FOR: SURGICAL SUTURES, LAPRASCOPIC AND ROBOTIC SURGEONS SUPPLEMENTARY
8379 | 4229290005900 | SUTURE, POLIGLECAPRONE 25, MONOFILAMENT, ABSORBABLE, SIZE 0, 36 MM ( +/-1 MM ), 1/2 CIRCLE, ROUND BODY NEEDLE, 70-75 CM, VIOLET, STERILE | GENERAL CONSUMABLES FOR: SURGICAL SUTURES, LAPRASCOPIC AND ROBOTIC SURGEONS SUPPLEMENTARY
8380 | 4231220113100 | "SUTURE, POLIGLECAPRONE 25, MONOFILAMENT, ABSORBABLE, SIZE 2/0, 25-26 MM, 1/2 CIRCLE, ROUND BODY NEEDLE, 70-75 CM, VIOLET, STERILE" | GENERAL CONSUMABLES FOR: SURGICAL SUTURES, LAPRASCOPIC AND ROBOTIC SURGEONS SUPPLEMENTARY
8381 | 4229290413200 | "SUTURE, POLIGLECAPRONE 25, MONOFILAMENT, ABSORBABLE, SIZE 2/0, 25-26 MM, 3/8 CIRCLE, REVERSE CUTTING NEEDLE, 70-75 CM, UNDYED, STERILE" | GENERAL CONSUMABLES FOR: SURGICAL SUTURES, LAPRASCOPIC AND ROBOTIC SURGEONS SUPPLEMENTARY
8382 | 4229290413300 | SUTURE, POLIGLECAPRONE 25, MONOFILAMENT, ABSORBABLE, SIZE 2/0, 30 MM ( +/- 1 MM ), 1/2 CIRCLE, ROUND BODY NEEDLE, 70-75 CM, VIOLET, STERILE | GENERAL CONSUMABLES FOR: SURGICAL SUTURES, LAPRASCOPIC AND ROBOTIC SURGEONS SUPPLEMENTARY
8383 | 4229290413400 | SUTURE, POLIGLECAPRONE 25, MONOFILAMENT, ABSORBABLE, SIZE 2/0, 36 MM ( +/-1 MM ), 1/2 CIRCLE, ROUND BODY NEEDLE, 90-95 CM, UNDYED, STERILE | GENERAL CONSUMABLES FOR: SURGICAL SUTURES, LAPRASCOPIC AND ROBOTIC SURGEONS SUPPLEMENTARY
8384 | 4229290413500 | "SUTURE, POLIGLECAPRONE 25, MONOFILAMENT, ABSORBABLE, SIZE 2/0, 60 MM ( +/- 2 MM ), STRAIGHT, CUTTING NEEDLE, 70-75 CM, UNDYED, STERILE" | GENERAL CONSUMABLES FOR: SURGICAL SUTURES, LAPRASCOPIC AND ROBOTIC SURGEONS SUPPLEMENTARY
8385 | 4229290413600 | "SUTURE, POLIGLECAPRONE 25, MONOFILAMENT, ABSORBABLE, SIZE 2/0, NEEDLE FREE, 150 CM ( +/- 20 CM ), VIOLET, STERILE" | GENERAL CONSUMABLES FOR: SURGICAL SUTURES, LAPRASCOPIC AND ROBOTIC SURGEONS SUPPLEMENTARY
8386 | 4229290413700 | "SUTURE, POLIGLECAPRONE 25, MONOFILAMENT, ABSORBABLE, SIZE 3/0, 19-20 MM, 3/8 CIRCLE, REVERSE CUTTING NEEDLE, 45-50 CM, UNDYED, STERILE" | GENERAL CONSUMABLES FOR: SURGICAL SUTURES, LAPRASCOPIC AND ROBOTIC SURGEONS SUPPLEMENTARY
8387 | 4229290413800 | "SUTURE, POLIGLECAPRONE 25, MONOFILAMENT, ABSORBABLE, SIZE 3/0, 21-22 MM, 1/2 CIRCLE, ROUND BODY NEEDLE, 70-75 CM, VIOLET, STERILE" | GENERAL CONSUMABLES FOR: SURGICAL SUTURES, LAPRASCOPIC AND ROBOTIC SURGEONS SUPPLEMENTARY
8388 | 4229290413900 | "SUTURE, POLIGLECAPRONE 25, MONOFILAMENT, ABSORBABLE, SIZE 4/0, 15-16 MM, 1/2 CIRCLE, ROUND BODY NEEDLE, 70-75 CM, VIOLET, STERILE" | GENERAL CONSUMABLES FOR: SURGICAL SUTURES, LAPRASCOPIC AND ROBOTIC SURGEONS SUPPLEMENTARY
8389 | 4229290414000 | "SUTURE, POLIGLECAPRONE 25, MONOFILAMENT, ABSORBABLE, SIZE 4/0, 19-20 MM, 3/8 CIRCLE, REVERSE CUTTING NEEDLE, 45-50 CM, UNDYED, STERILE" | GENERAL CONSUMABLES FOR: SURGICAL SUTURES, LAPRASCOPIC AND ROBOTIC SURGEONS SUPPLEMENTARY
8390 | 4231220302400 | "SUTURE, POLIGLECAPRONE 25, MONOFILAMENT, ABSORBABLE, SIZE 4/0, 25-26 MM, 3/8 CIRCLE, CUTTING NEEDLE, 70-75 CM, UNDYED, STERILE" | GENERAL CONSUMABLES FOR: SURGICAL SUTURES, LAPRASCOPIC AND ROBOTIC SURGEONS SUPPLEMENTARY
8391 | 4229290414100 | "SUTURE, POLIGLECAPRONE 25, MONOFILAMENT, ABSORBABLE, SIZE 5/0, 13-14 MM, 3/8 CIRCLE, REVERSE CUTTING, 70-75 CM, UNDYED, STERILE" | GENERAL CONSUMABLES FOR: SURGICAL SUTURES, LAPRASCOPIC AND ROBOTIC SURGEONS SUPPLEMENTARY
8392 | 4231220302100 | "SUTURE, POLIGLECAPRONE 25, MONOFILAMENT, ABSORBABLE, SIZE 6/0, 13-14 MM, 3/8 CIRCLE, CUTTING NEEDLE, 45-50 CM, UNDYED, STERILE" | GENERAL CONSUMABLES FOR: SURGICAL SUTURES, LAPRASCOPIC AND ROBOTIC SURGEONS SUPPLEMENTARY
8393 | 4229290414200 | "SUTURE, POLYDIOXANONE, ANTIBACTERIAL (COATED TRICLOSAN), MONOFILAMENT, ABSORBABLE, LOOP, SIZE 0, 40 MM ( +/- 1 MM ), 1/2 CIRCLE, ROUND BODY NEEDLE, 150 CM ( +/- 20 CM ), VIOLET, STERILE" | GENERAL CONSUMABLES FOR: SURGICAL SUTURES, LAPRASCOPIC AND ROBOTIC SURGEONS SUPPLEMENTARY
8394 | 4231220118100 | "SUTURE, POLYDIOXANONE, ANTIBACTERIAL (COATED TRICLOSAN), MONOFILAMENT, ABSORBABLE, LOOP, SIZE 0, 65 MM ( +/- 2 MM), 1/2 CIRCLE, ROUND BODY NEEDLE, 150 CM ( +/- 20 CM ), VIOLET, STERILE" | GENERAL CONSUMABLES FOR: SURGICAL SUTURES, LAPRASCOPIC AND ROBOTIC SURGEONS SUPPLEMENTARY
8395 | 4231220210800 | "SUTURE, POLYDIOXANONE, ANTIBACTERIAL (COATED TRICLOSAN), MONOFILAMENT, ABSORBABLE, LOOP, SIZE 1, 40 MM ( +/- 1 MM ), 1/2 CIRCLE, TAPER CUT HEAVY NEEDLE, 240-250 CM, VIOLET, STERILE" | GENERAL CONSUMABLES FOR: SURGICAL SUTURES, LAPRASCOPIC AND ROBOTIC SURGEONS SUPPLEMENTARY
8396 | 4231220303400 | "SUTURE, POLYDIOXANONE, ANTIBACTERIAL (COATED TRICLOSAN), MONOFILAMENT, ABSORBABLE, LOOP, SIZE 1, 48 MM ( +/- 1 MM ), 1/2 CIRCLE, ROUND BODY NEEDLE, 150 CM ( +/- 20 CM ), VIOLET, STERILE" | GENERAL CONSUMABLES FOR: SURGICAL SUTURES, LAPRASCOPIC AND ROBOTIC SURGEONS SUPPLEMENTARY
8397 | 4229290414300 | "SUTURE, POLYDIOXANONE, ANTIBACTERIAL (COATED TRICLOSAN), MONOFILAMENT, ABSORBABLE, LOOP, SIZE 1, 65 MM ( +/- 2 MM), 1/2 CIRCLE, ROUND BODY NEEDLE, 150 CM ( +/- 20 CM ), VIOLET, STERILE" | GENERAL CONSUMABLES FOR: SURGICAL SUTURES, LAPRASCOPIC AND ROBOTIC SURGEONS SUPPLEMENTARY
8398 | 4229290414400 | "SUTURE, POLYDIOXANONE, ANTIBACTERIAL (COATED TRICLOSAN), MONOFILAMENT, ABSORBABLE, SIZE 0, 25-26 MM, 1/2 CIRCLE, ROUND BODY NEEDLE, 70-75 CM, VIOLET, STERILE" | GENERAL CONSUMABLES FOR: SURGICAL SUTURES, LAPRASCOPIC AND ROBOTIC SURGEONS SUPPLEMENTARY
8399 | 4229540016200 | "SUTURE, POLYDIOXANONE, ANTIBACTERIAL (COATED TRICLOSAN), MONOFILAMENT, ABSORBABLE, SIZE 0, 25-26 MM, 3/8 CIRCLE, PRIME REVERSE CUTTING NEEDLE, 70-75 CM, UNDYED, STERILE" | GENERAL CONSUMABLES FOR: SURGICAL SUTURES, LAPRASCOPIC AND ROBOTIC SURGEONS SUPPLEMENTARY
8400 | 4229290000600 | "SUTURE, POLYDIOXANONE, ANTIBACTERIAL (COATED TRICLOSAN), MONOFILAMENT, ABSORBABLE, SIZE 0, 31 MM ( +/- 1 MM ), 1/2 CIRCLE, ROUND BODY, 70 CM, VIOLET, STERILE" | GENERAL CONSUMABLES FOR: SURGICAL SUTURES, LAPRASCOPIC AND ROBOTIC SURGEONS SUPPLEMENTARY
8401 | 4229290002300 | "SUTURE, POLYDIOXANONE, ANTIBACTERIAL (COATED TRICLOSAN), MONOFILAMENT, ABSORBABLE, SIZE 0, 36 MM ( +/- 1 MM ), 1/2 CIRCLE, ROUND BODY, 90-95 CM, VIOLET, STERILE" | GENERAL CONSUMABLES FOR: SURGICAL SUTURES, LAPRASCOPIC AND ROBOTIC SURGEONS SUPPLEMENTARY
8402 | 4229290000700 | "SUTURE, POLYDIOXANONE, ANTIBACTERIAL (COATED TRICLOSAN), MONOFILAMENT, ABSORBABLE, SIZE 0, 36 MM ( +/- 1 MM ), 1/2 CIRCLE, TAPER CUT, 90 CM, VIOLET, STERILE" | GENERAL CONSUMABLES FOR: SURGICAL SUTURES, LAPRASCOPIC AND ROBOTIC SURGEONS SUPPLEMENTARY
8403 | 4231220020000 | "SUTURE, POLYDIOXANONE, ANTIBACTERIAL (COATED TRICLOSAN), MONOFILAMENT, ABSORBABLE, SIZE 0, 40 MM ( +/- 1 MM ), 1/2 CIRCLE, TAPER CUT NEEDLE, 90-95 CM, VIOLET, STERILE" | GENERAL CONSUMABLES FOR: SURGICAL SUTURES, LAPRASCOPIC AND ROBOTIC SURGEONS SUPPLEMENTARY
8404 | 4231220302700 | "SUTURE, POLYDIOXANONE, ANTIBACTERIAL (COATED TRICLOSAN), MONOFILAMENT, ABSORBABLE, SIZE 0, 40 MM ( +/- 1 MM), 1/2 CIRCLE, TAPER POINT NEEDLE, 70 CM, VIOLET, STERILE" | GENERAL CONSUMABLES FOR: SURGICAL SUTURES, LAPRASCOPIC AND ROBOTIC SURGEONS SUPPLEMENTARY
8405 | 4231220211200 | "SUTURE, POLYDIOXANONE, ANTIBACTERIAL (COATED TRICLOSAN), MONOFILAMENT, ABSORBABLE, SIZE 0, 48 MM ( +/- 1 MM), 1/2 CIRCLE, TAPER POINT NEEDLE, 90 CM, VIOLET, STERILE" | GENERAL CONSUMABLES FOR: SURGICAL SUTURES, LAPRASCOPIC AND ROBOTIC SURGEONS SUPPLEMENTARY
8406 | 4231220210700 | "SUTURE, POLYDIOXANONE, ANTIBACTERIAL (COATED TRICLOSAN), MONOFILAMENT, ABSORBABLE, SIZE 1, 31 MM ( +/- 1 MM ), 1/2 CIRCLE, ROUND BODY, 70 CM, VIOLET, STERILE" | GENERAL CONSUMABLES FOR: SURGICAL SUTURES, LAPRASCOPIC AND ROBOTIC SURGEONS SUPPLEMENTARY
8407 | 4111620004700 | "SUTURE, POLYDIOXANONE, ANTIBACTERIAL (COATED TRICLOSAN), MONOFILAMENT, ABSORBABLE, SIZE 2/0, 21-22 MM, 1/2 CIRCLE, ROUND BODY NEEDLE, 70-75 CM, VIOLET, STERILE" | GENERAL CONSUMABLES FOR: SURGICAL SUTURES, LAPRASCOPIC AND ROBOTIC SURGEONS SUPPLEMENTARY
8408 | 4231220204000 | "SUTURE, POLYDIOXANONE, ANTIBACTERIAL (COATED TRICLOSAN), MONOFILAMENT, ABSORBABLE, SIZE 2/0, 25-26 MM, 1/2 CIRCLE, ROUND BODY NEEDLE, 70-75 CM, VIOLET, STERILE" | GENERAL CONSUMABLES FOR: SURGICAL SUTURES, LAPRASCOPIC AND ROBOTIC SURGEONS SUPPLEMENTARY
8409 | 4231220104900 | "SUTURE, POLYDIOXANONE, ANTIBACTERIAL (COATED TRICLOSAN), MONOFILAMENT, ABSORBABLE, SIZE 2/0, 30 MM ( +/- 1 MM), 1/2 CIRCLE, ROUND BODY, 70-75 CM, VIOLET, STERILE" | GENERAL CONSUMABLES FOR: SURGICAL SUTURES, LAPRASCOPIC AND ROBOTIC SURGEONS SUPPLEMENTARY
8410 | 4229540016300 | "SUTURE, POLYDIOXANONE, ANTIBACTERIAL (COATED TRICLOSAN), MONOFILAMENT, ABSORBABLE, SIZE 2/0, 36 MM ( +/- 1 MM ), 1/2 CIRCLE, ROUND BODY NEEDLE, 70-75 CM, VIOLET, STERILE" | GENERAL CONSUMABLES FOR: SURGICAL SUTURES, LAPRASCOPIC AND ROBOTIC SURGEONS SUPPLEMENTARY
8411 | 4229540016400 | "SUTURE, POLYDIOXANONE, ANTIBACTERIAL (COATED TRICLOSAN), MONOFILAMENT, ABSORBABLE, SIZE 3/0, 17-18 MM, 1/2 CIRCLE, ROUND BODY NEEDLE, 70-75 CM, VIOLET, STERILE" | GENERAL CONSUMABLES FOR: SURGICAL SUTURES, LAPRASCOPIC AND ROBOTIC SURGEONS SUPPLEMENTARY
8412 | 4231220302500 | "SUTURE, POLYDIOXANONE, ANTIBACTERIAL (COATED TRICLOSAN), MONOFILAMENT, ABSORBABLE, SIZE 3/0, 19-20 MM, 1/2 CIRCLE, ROUND BODY, 70 CM, VIOLET, STERILE" | GENERAL CONSUMABLES FOR: SURGICAL SUTURES, LAPRASCOPIC AND ROBOTIC SURGEONS SUPPLEMENTARY
8413 | 4229540016500 | "SUTURE, POLYDIOXANONE, ANTIBACTERIAL (COATED TRICLOSAN), MONOFILAMENT, ABSORBABLE, SIZE 3/0, 21-22 MM, 1/2 CIRCLE, ROUND BODY NEEDLE, 70-75 CM, VIOLET, STERILE" | GENERAL CONSUMABLES FOR: SURGICAL SUTURES, LAPRASCOPIC AND ROBOTIC SURGEONS SUPPLEMENTARY
8414 | 4229290000900 | "SUTURE, POLYDIOXANONE, ANTIBACTERIAL (COATED TRICLOSAN), MONOFILAMENT, ABSORBABLE, SIZE 3/0, 25-26 MM, 1/2 CIRCLE, TAPER POINT NEEDLE, 70 CM, VIOLET, STERILE" | GENERAL CONSUMABLES FOR: SURGICAL SUTURES, LAPRASCOPIC AND ROBOTIC SURGEONS SUPPLEMENTARY
8415 | 4231220211300 | "SUTURE, POLYDIOXANONE, ANTIBACTERIAL (COATED TRICLOSAN), MONOFILAMENT, ABSORBABLE, SIZE 3/0, 31 MM ( +/- 1 MM), 1/2 CIRCLE, ROUND BODY NEEDLE, 70 CM, VIOLET, STERILE" | GENERAL CONSUMABLES FOR: SURGICAL SUTURES, LAPRASCOPIC AND ROBOTIC SURGEONS SUPPLEMENTARY
8416 | 4229290000800 | "SUTURE, POLYDIOXANONE, ANTIBACTERIAL (COATED TRICLOSAN), MONOFILAMENT, ABSORBABLE, SIZE 4/0, 13-14 MM, 1/2 CIRCLE, ROUND BODY, 45-50 CM, VIOLET, STERILE" | GENERAL CONSUMABLES FOR: SURGICAL SUTURES, LAPRASCOPIC AND ROBOTIC SURGEONS SUPPLEMENTARY
8417 | 4229493401200 | "SUTURE, POLYDIOXANONE, ANTIBACTERIAL (COATED TRICLOSAN), MONOFILAMENT, ABSORBABLE, SIZE 4/0, 17-18 MM, 1/2 CIRCLE, ROUND BODY DOUBLE ARM NEEDLE, 70-75 CM, STERILE" | GENERAL CONSUMABLES FOR: SURGICAL SUTURES, LAPRASCOPIC AND ROBOTIC SURGEONS SUPPLEMENTARY
8418 | 4229290414500 | "SUTURE, POLYDIOXANONE, ANTIBACTERIAL (COATED TRICLOSAN), MONOFILAMENT, ABSORBABLE, SIZE 4/0, 17-18 MM, 1/2 CIRCLE, ROUND BODY DOUBLE ARM NEEDLE, 90-95 CM, STERILE" | GENERAL CONSUMABLES FOR: SURGICAL SUTURES, LAPRASCOPIC AND ROBOTIC SURGEONS SUPPLEMENTARY
8419 | 4229290414600 | "SUTURE, POLYDIOXANONE, ANTIBACTERIAL (COATED TRICLOSAN), MONOFILAMENT, ABSORBABLE, SIZE 4/0, 17-18 MM, 1/2 CIRCLE, ROUND BODY NEEDLE, 70-75 CM, STERILE" | GENERAL CONSUMABLES FOR: SURGICAL SUTURES, LAPRASCOPIC AND ROBOTIC SURGEONS SUPPLEMENTARY
8420 | 4231220303600 | "SUTURE, POLYDIOXANONE, ANTIBACTERIAL (COATED TRICLOSAN), MONOFILAMENT, ABSORBABLE, SIZE 4/0, 19-20 MM, 3/8 CIRCLE, REVERSE CUTTING NEEDLE, 45-50 CM, UNDYED, STERILE" | GENERAL CONSUMABLES FOR: SURGICAL SUTURES, LAPRASCOPIC AND ROBOTIC SURGEONS SUPPLEMENTARY
8421 | 4231220302900 | "SUTURE, POLYDIOXANONE, ANTIBACTERIAL (COATED TRICLOSAN), MONOFILAMENT, ABSORBABLE, SIZE 4/0, 19-20 MM, 1/2 CIRCLE, TAPER POINT NEEDLE, 70 CM, VIOLET, STERILE" | GENERAL CONSUMABLES FOR: SURGICAL SUTURES, LAPRASCOPIC AND ROBOTIC SURGEONS SUPPLEMENTARY
8422 | 4231220113400 | "SUTURE, POLYDIOXANONE, ANTIBACTERIAL (COATED TRICLOSAN), MONOFILAMENT, ABSORBABLE, SIZE 4/0, 25-26 MM, 1/2 CIRCLE, ROUND BODY NEEDLE, 70 CM, VIOLET, STERILE" | GENERAL CONSUMABLES FOR: SURGICAL SUTURES, LAPRASCOPIC AND ROBOTIC SURGEONS SUPPLEMENTARY
8423 | 4231220149400 | "SUTURE, POLYDIOXANONE, ANTIBACTERIAL (COATED TRICLOSAN), MONOFILAMENT, ABSORBABLE, SIZE 5/0, 13-14 MM, 1/2 CIRCLE, ROUND BODY NEEDLE, 70-75 CM, VIOLET, STERILE" | GENERAL CONSUMABLES FOR: SURGICAL SUTURES, LAPRASCOPIC AND ROBOTIC SURGEONS SUPPLEMENTARY
8424 | 4231220211400 | "SUTURE, POLYDIOXANONE, ANTIBACTERIAL (COATED TRICLOSAN), MONOFILAMENT, ABSORBABLE, SIZE 5/0, 13-14 MM, 1/2 CIRCLE, TAPER POINT DOUBLE ARM NEEDLE, 70-75 CM, VIOLET, STERILE" | GENERAL CONSUMABLES FOR: SURGICAL SUTURES, LAPRASCOPIC AND ROBOTIC SURGEONS SUPPLEMENTARY
8425 | 4231220303100 | "SUTURE, POLYDIOXANONE, ANTIBACTERIAL (COATED TRICLOSAN), MONOFILAMENT, ABSORBABLE, SIZE 5/0, 13-14 MM, 1/2 CIRCLE, TAPER POINT NEEDLE, 45-50 CM, VIOLET, STERILE" | GENERAL CONSUMABLES FOR: SURGICAL SUTURES, LAPRASCOPIC AND ROBOTIC SURGEONS SUPPLEMENTARY
8426 | 4231220211100 | "SUTURE, POLYDIOXANONE, ANTIBACTERIAL (COATED TRICLOSAN), MONOFILAMENT, ABSORBABLE, SIZE 5/0, 13-14 MM, 3/8 CIRCLE, PRIME CUTTING NEEDLE, 45-50 CM, UNDYED, STERILE" | GENERAL CONSUMABLES FOR: SURGICAL SUTURES, LAPRASCOPIC AND ROBOTIC SURGEONS SUPPLEMENTARY
8427 | 4231220303700 | "SUTURE, POLYDIOXANONE, ANTIBACTERIAL (COATED TRICLOSAN), MONOFILAMENT, ABSORBABLE, SIZE 5/0, 13-14 MM, 3/8 CIRCLE, ROUND BODY NEEDLE, 70 CM, VIOLET, STERILE" | GENERAL CONSUMABLES FOR: SURGICAL SUTURES, LAPRASCOPIC AND ROBOTIC SURGEONS SUPPLEMENTARY
8428 | 4231220210900 | "SUTURE, POLYDIOXANONE, ANTIBACTERIAL (COATED TRICLOSAN), MONOFILAMENT, ABSORBABLE, SIZE 5/0, 15-16 MM, 3/8 CIRCLE, ROUND BODY, 70 CM, VIOLET, STERILE" | GENERAL CONSUMABLES FOR: SURGICAL SUTURES, LAPRASCOPIC AND ROBOTIC SURGEONS SUPPLEMENTARY
8429 | 4231220100400 | "SUTURE, POLYDIOXANONE, ANTIBACTERIAL (COATED TRICLOSAN), MONOFILAMENT, ABSORBABLE, SIZE 5/0, 17-18 MM, 1/2 CIRCLE, TAPER POINT NEEDLE, DOUBLE ARMED, 90 CM, VIOLET, STERILE" | GENERAL CONSUMABLES FOR: SURGICAL SUTURES, LAPRASCOPIC AND ROBOTIC SURGEONS SUPPLEMENTARY
8430 | 4231220302600 | "SUTURE, POLYDIOXANONE, ANTIBACTERIAL (COATED TRICLOSAN), MONOFILAMENT, ABSORBABLE, SIZE 5/0, 17-18 MM, 1/2 CIRCLE, TAPER POINT, 70 CM, VIOLET, STERILE" | GENERAL CONSUMABLES FOR: SURGICAL SUTURES, LAPRASCOPIC AND ROBOTIC SURGEONS SUPPLEMENTARY
8431 | 4231220113500 | "SUTURE, POLYDIOXANONE, ANTIBACTERIAL (COATED TRICLOSAN), MONOFILAMENT, ABSORBABLE, SIZE 5/0, 25-26 MM, 1/2 CIRCLE, ROUND BODY NEEDLE, 70-75 CM, VIOLET, STERILE" | GENERAL CONSUMABLES FOR: SURGICAL SUTURES, LAPRASCOPIC AND ROBOTIC SURGEONS SUPPLEMENTARY
8432 | 4231220303300 | "SUTURE, POLYDIOXANONE, ANTIBACTERIAL (COATED TRICLOSAN), MONOFILAMENT, ABSORBABLE, SIZE 6/0, 11-12 MM, 3/8 CIRCLE, TAPER POINT NEEDLE, DOUBLE ARMED, 70 CM, VIOLET, STERILE" | GENERAL CONSUMABLES FOR: SURGICAL SUTURES, LAPRASCOPIC AND ROBOTIC SURGEONS SUPPLEMENTARY
8433 | 4229540016800 | "SUTURE, POLYDIOXANONE, ANTIBACTERIAL (COATED TRICLOSAN), MONOFILAMENT, ABSORBABLE, SIZE 6/0, 13-14 MM, 1/2 CIRCLE, ROUND BODY DOUBLE ARM NEEDLE, 70-75 CM, VIOLET, STERILE" | GENERAL CONSUMABLES FOR: SURGICAL SUTURES, LAPRASCOPIC AND ROBOTIC SURGEONS SUPPLEMENTARY
8434 | 4231220303800 | "SUTURE, POLYDIOXANONE, ANTIBACTERIAL (COATED TRICLOSAN), MONOFILAMENT, ABSORBABLE, SIZE 6/0, 13-14 MM, 3/8 CIRCLE, CUTTING NEEDLE, 45-50 CM, UNDYED, STERILE" | GENERAL CONSUMABLES FOR: SURGICAL SUTURES, LAPRASCOPIC AND ROBOTIC SURGEONS SUPPLEMENTARY
8435 | 4229290000100 | "SUTURE, POLYDIOXANONE, ANTIBACTERIAL (COATED TRICLOSAN), MONOFILAMENT, ABSORBABLE, SIZE 6/0, 13-14 MM, 3/8 CIRCLE, ROUND BODY, DOUBLE ARMED NEEDLE, 70-75 CM, VIOLET, STERILE" | GENERAL CONSUMABLES FOR: SURGICAL SUTURES, LAPRASCOPIC AND ROBOTIC SURGEONS SUPPLEMENTARY
8436 | 4231220201200 | "SUTURE, POLYDIOXANONE, ANTIBACTERIAL (COATED TRICLOSAN), MONOFILAMENT, ABSORBABLE, SIZE 6/0, 9.3 MM, 3/8 CIRCLE, ROUND BODY DOUBLE ARM NEEDLE, 70-75 CM, VIOLET, STERILE" | GENERAL CONSUMABLES FOR: SURGICAL SUTURES, LAPRASCOPIC AND ROBOTIC SURGEONS SUPPLEMENTARY
8437 | 4229290414800 | "SUTURE, POLYDIOXANONE, MONOFILAMENT, ABSORBABLE, LOOP, SIZE 0, 65 MM ( +/- 2 MM), 1/2 CIRCLE, ROUND BODY TAPERED NEEDLE, 150 CM ( +/- 20 CM ), VIOLET, STERILE" | GENERAL CONSUMABLES FOR: SURGICAL SUTURES, LAPRASCOPIC AND ROBOTIC SURGEONS SUPPLEMENTARY
8438 | 4229290415000 | SUTURE, POLYDIOXANONE, MONOFILAMENT, ABSORBABLE, LOOP, SIZE 1, 70 MM ( +/- 1 MM), 1/2 CIRCLE, ROUND BODY NEEDLE, 125 CM ( +/- 5 CM), VIOLET, STERILE | GENERAL CONSUMABLES FOR: SURGICAL SUTURES, LAPRASCOPIC AND ROBOTIC SURGEONS SUPPLEMENTARY
8439 | 4229290415100 | SUTURE, POLYDIOXANONE, MONOFILAMENT, ABSORBABLE, SIZE 0, 36 MM ( +/- 1 MM ), 1/2 CIRCLE, ROUND BODY NEEDLE, 90-95 CM, VIOLET, STERILE | GENERAL CONSUMABLES FOR: SURGICAL SUTURES, LAPRASCOPIC AND ROBOTIC SURGEONS SUPPLEMENTARY
8440 | 4229290415200 | SUTURE, POLYDIOXANONE, MONOFILAMENT, ABSORBABLE, SIZE 1, 36 MM ( +/- 1 MM), 1/2 CIRCLE, ROUND BODY NEEDLE, 90-95 CM, VIOLET, STERILE | GENERAL CONSUMABLES FOR: SURGICAL SUTURES, LAPRASCOPIC AND ROBOTIC SURGEONS SUPPLEMENTARY
8441 | 4229290415300 | SUTURE, POLYDIOXANONE, MONOFILAMENT, ABSORBABLE, SIZE 1, 50 MM ( +/- 1 MM), 1/2 CIRCLE, TAPER POINT NEEDLE, 90-95 CM, VIOLET, STERILE | GENERAL CONSUMABLES FOR: SURGICAL SUTURES, LAPRASCOPIC AND ROBOTIC SURGEONS SUPPLEMENTARY
8442 | 4231220118400 | "SUTURE, POLYDIOXANONE, MONOFILAMENT, ABSORBABLE, SIZE 1, 70 MM ( +/- 2 MM), 1/2 CIRCLE, ROUND BODY NEEDLE, 135 CM ( +/- 5 CM), VIOLET, STERILE" | GENERAL CONSUMABLES FOR: SURGICAL SUTURES, LAPRASCOPIC AND ROBOTIC SURGEONS SUPPLEMENTARY
8443 | 4229290415400 | "SUTURE, POLYDIOXANONE, MONOFILAMENT, ABSORBABLE, SIZE 2/0, 25-26 MM, 1/2 CIRCLE, TAPER POINT BLACK NEEDLE, 90-95 CM, VIOLET, STERILE" | GENERAL CONSUMABLES FOR: SURGICAL SUTURES, LAPRASCOPIC AND ROBOTIC SURGEONS SUPPLEMENTARY
8444 | 4229290415500 | SUTURE, POLYDIOXANONE, MONOFILAMENT, ABSORBABLE, SIZE 2/0, 30 MM ( +/- 1 MM), 1/2 CIRCLE, ROUND BODY NEEDLE, 70-75 CM, VIOLET, STERILE | GENERAL CONSUMABLES FOR: SURGICAL SUTURES, LAPRASCOPIC AND ROBOTIC SURGEONS SUPPLEMENTARY
8445 | 4231220105000 | "SUTURE, POLYDIOXANONE, MONOFILAMENT, ABSORBABLE, SIZE 3/0, 25-26 MM, 1/2 CIRCLE, ROUND BODY BLACK NEEDLE, 70-75 CM, VIOLET, STERILE" | GENERAL CONSUMABLES FOR: SURGICAL SUTURES, LAPRASCOPIC AND ROBOTIC SURGEONS SUPPLEMENTARY
8446 | 4229290415700 | "SUTURE, POLYDIOXANONE, MONOFILAMENT, ABSORBABLE, SIZE 3/0, 25-26 MM, 1/2 CIRCLE, ROUND BODY NEEDLE, 70-75 CM, VIOLET, STERILE" | GENERAL CONSUMABLES FOR: SURGICAL SUTURES, LAPRASCOPIC AND ROBOTIC SURGEONS SUPPLEMENTARY
8447 | 4229290415800 | SUTURE, POLYDIOXANONE, MONOFILAMENT, ABSORBABLE, SIZE 3/0, 30 MM ( +/- 1 MM), 1/2 CIRCLE, ROUND BODY NEEDLE, 70-75 CM, VIOLET, STERILE | GENERAL CONSUMABLES FOR: SURGICAL SUTURES, LAPRASCOPIC AND ROBOTIC SURGEONS SUPPLEMENTARY
8448 | 4231220105800 | "SUTURE, POLYDIOXANONE, MONOFILAMENT, ABSORBABLE, SIZE 4/0, 16-17 MM, 1/2 CIRCLE, ROUND BODY NEEDLE, 70 CM, VIOLET, STERILE" | GENERAL CONSUMABLES FOR: SURGICAL SUTURES, LAPRASCOPIC AND ROBOTIC SURGEONS SUPPLEMENTARY
8449 | 4229290415900 | "SUTURE, POLYDIOXANONE, MONOFILAMENT, ABSORBABLE, SIZE 4/0, 25-26 MM, 1/2 CIRCLE, ROUND BODY NEEDLE, 70-75 CM, VIOLET, STERILE" | GENERAL CONSUMABLES FOR: SURGICAL SUTURES, LAPRASCOPIC AND ROBOTIC SURGEONS SUPPLEMENTARY
8450 | 4229290416000 | "SUTURE, POLYDIOXANONE, MONOFILAMENT, ABSORBABLE, SIZE 5/0, 13-14 MM, 1/2 CIRCLE, ROUND BODY DOUBLE ARM NEEDLE, 70-75 CM, VIOLET, STERILE" | GENERAL CONSUMABLES FOR: SURGICAL SUTURES, LAPRASCOPIC AND ROBOTIC SURGEONS SUPPLEMENTARY
8451 | 4229290416100 | "SUTURE, POLYDIOXANONE, MONOFILAMENT, ABSORBABLE, SIZE 5/0, 13-14 MM, 3/8 CIRCLE, ROUND BODY DOUBLE ARM NEEDLE, 70-75 CM, VIOLET, STERILE" | GENERAL CONSUMABLES FOR: SURGICAL SUTURES, LAPRASCOPIC AND ROBOTIC SURGEONS SUPPLEMENTARY
8452 | 4229290416200 | "SUTURE, POLYDIOXANONE, MONOFILAMENT, ABSORBABLE, SIZE 5/0, 15-16 MM, 1/2 CIRCLE, ROUND BODY NEEDLE, 70-75 CM, VIOLET, STERILE" | GENERAL CONSUMABLES FOR: SURGICAL SUTURES, LAPRASCOPIC AND ROBOTIC SURGEONS SUPPLEMENTARY
8453 | 4229290416300 | "SUTURE, POLYDIOXANONE, MONOFILAMENT, ABSORBABLE, SIZE 5/0, 17-18 MM, 1/2 CIRCLE, TAPER POINT DOUBLE ARM NEEDLE, 90-95 CM, VIOLET, STERILE" | GENERAL CONSUMABLES FOR: SURGICAL SUTURES, LAPRASCOPIC AND ROBOTIC SURGEONS SUPPLEMENTARY
8454 | 4229290416400 | "SUTURE, POLYDIOXANONE, MONOFILAMENT, ABSORBABLE, SIZE 5/0, 19-20 MM, 3/8 CIRCLE, REVERSE CUTTING NEEDLE, 45-50 CM, VIOLET, STERILE" | GENERAL CONSUMABLES FOR: SURGICAL SUTURES, LAPRASCOPIC AND ROBOTIC SURGEONS SUPPLEMENTARY
8455 | 4229290416500 | "SUTURE, POLYDIOXANONE, MONOFILAMENT, ABSORBABLE, SIZE 5/0, 25-26 MM, 1/2 CIRCLE, ROUND BODY NEEDLE, 70-75 CM, VIOLET, STERILE" | GENERAL CONSUMABLES FOR: SURGICAL SUTURES, LAPRASCOPIC AND ROBOTIC SURGEONS SUPPLEMENTARY
8456 | 4231220119400 | "SUTURE, POLYDIOXANONE, MONOFILAMENT, ABSORBABLE, SIZE 6/0, 13-14 MM, 3/8 CIRCLE, PRIME REVERSE CUTTING NEEDLE, 45-50 CM, VIOLET, STERILE" | GENERAL CONSUMABLES FOR: SURGICAL SUTURES, LAPRASCOPIC AND ROBOTIC SURGEONS SUPPLEMENTARY
8457 | 4220341037800 | "SUTURE, POLYDIOXANONE, MONOFILAMENT, ABSORBABLE, SIZE 6/0, 13-14 MM, 3/8 CIRCLE, ROUND BODY DOUBLE ARM NEEDLE, 70-75 CM, VIOLET, STERILE" | GENERAL CONSUMABLES FOR: SURGICAL SUTURES, LAPRASCOPIC AND ROBOTIC SURGEONS SUPPLEMENTARY
8458 | 4229290416600 | "SUTURE, POLYDIOXANONE, MONOFILAMENT, ABSORBABLE, SIZE 6/0, 19-20 MM, 3/8 CIRCLE, REVERSE CUTTING NEEDLE, 45-50 CM, VIOLET, STERILE" | GENERAL CONSUMABLES FOR: SURGICAL SUTURES, LAPRASCOPIC AND ROBOTIC SURGEONS SUPPLEMENTARY
8459 | 4229540016900 | "SUTURE, POLYDIOXANONE, MONOFILAMENT, ABSORBABLE, SIZE 7/0, 13-14 MM, 3/8 CIRCLE, ROUND BODY DOUBLE ARM NEEDLE, 45-50 CM, VIOLET, STERILE" | GENERAL CONSUMABLES FOR: SURGICAL SUTURES, LAPRASCOPIC AND ROBOTIC SURGEONS SUPPLEMENTARY
8460 | 4231220211600 | SUTURE, POLYDIOXANONE, MONOFILAMENT, ABSORBABLE, SIZE 7/0, 9.3 MM, 3/8 CIRCLE, TAPER POINT, DOUBLE ARMED NEEDLE, 70 CM, VIOLET, STERILE | GENERAL CONSUMABLES FOR: SURGICAL SUTURES, LAPRASCOPIC AND ROBOTIC SURGEONS SUPPLEMENTARY
8461 | 4229290416700 | "SUTURE, POLYPROPYLENE, MONOFILAMENT, NON-ABSORBABLE, SIZE 0, 25-26 MM, 1/2 CIRCLE, TAPER POINT NEEDLE, 70-75 CM, BLUE, STERILE" | GENERAL CONSUMABLES FOR: SURGICAL SUTURES, LAPRASCOPIC AND ROBOTIC SURGEONS SUPPLEMENTARY
8462 | 4231220214800 | SUTURE, POLYPROPYLENE, MONOFILAMENT, NON-ABSORBABLE, SIZE 0, 31 MM ( +/- 1 MM ), 1/2 CIRCLE, TAPER POINT HEAVY NEEDLE, 100 CM, BLUE, STERILE | GENERAL CONSUMABLES FOR: SURGICAL SUTURES, LAPRASCOPIC AND ROBOTIC SURGEONS SUPPLEMENTARY
8463 | 4231220312200 | SUTURE, POLYPROPYLENE, MONOFILAMENT, NON-ABSORBABLE, SIZE 0, 35 MM ( +/- 1 MM ), 1/2 CIRCLE, TAPER CUT NEEDLE, 100 CM, BLUE, STERILE | GENERAL CONSUMABLES FOR: SURGICAL SUTURES, LAPRASCOPIC AND ROBOTIC SURGEONS SUPPLEMENTARY
8464 | 4231220112900 | SUTURE, POLYPROPYLENE, MONOFILAMENT, NON-ABSORBABLE, SIZE 0, 36 MM ( +/- 1 MM ), 1/2 CIRCLE, ROUND BODY NEEDLE, 70-75 CM, BLUE, STERILE | GENERAL CONSUMABLES FOR: SURGICAL SUTURES, LAPRASCOPIC AND ROBOTIC SURGEONS SUPPLEMENTARY
8465 | 4229290006200 | SUTURE, POLYPROPYLENE, MONOFILAMENT, NON-ABSORBABLE, SIZE 1, 40 MM ( +/- 1 MM ), 1/2 CIRCLE, BLUNT POINT NEEDLE, 100 CM, BLUE, STERILE | GENERAL CONSUMABLES FOR: SURGICAL SUTURES, LAPRASCOPIC AND ROBOTIC SURGEONS SUPPLEMENTARY
8466 | 4229290416800 | SUTURE, POLYPROPYLENE, MONOFILAMENT, NON-ABSORBABLE, SIZE 0, 40 MM ( +/- 1 MM ), 1/2 CIRCLE, CUTTING NEEDLE, 100 CM, BLUE, STERILE | GENERAL CONSUMABLES FOR: SURGICAL SUTURES, LAPRASCOPIC AND ROBOTIC SURGEONS SUPPLEMENTARY
8467 | 4231220100100 | SUTURE, POLYPROPYLENE, MONOFILAMENT, NON-ABSORBABLE, SIZE 0, 40 MM ( +/- 1 MM ), 1/2 CIRCLE, REVERSE CUTTING NEEDLE, 100 CM, BLUE, STERILE | GENERAL CONSUMABLES FOR: SURGICAL SUTURES, LAPRASCOPIC AND ROBOTIC SURGEONS SUPPLEMENTARY
8468 | 4229290006100 | SUTURE, POLYPROPYLENE, MONOFILAMENT, NON-ABSORBABLE, SIZE 0, 40 MM ( +/- 1 MM ), 1/2 CIRCLE, ROUND BODY NEEDLE, 100 CM, BLUE, STERILE | GENERAL CONSUMABLES FOR: SURGICAL SUTURES, LAPRASCOPIC AND ROBOTIC SURGEONS SUPPLEMENTARY
8469 | 4231220214900 | SUTURE, POLYPROPYLENE, MONOFILAMENT, NON-ABSORBABLE, SIZE 0, 40 MM ( +/- 1 MM ), 1/2 CIRCLE, ROUND BODY NEEDLE, 70-75 CM, BLUE, STERILE | GENERAL CONSUMABLES FOR: SURGICAL SUTURES, LAPRASCOPIC AND ROBOTIC SURGEONS SUPPLEMENTARY
8470 | 4231220119000 | SUTURE, POLYPROPYLENE, MONOFILAMENT, NON-ABSORBABLE, SIZE 0, 48 MM ( +/- 1 MM ), 3/8 CIRCLE, CUTTING NEEDLE, 70-75 CM, BLUE, STERILE | GENERAL CONSUMABLES FOR: SURGICAL SUTURES, LAPRASCOPIC AND ROBOTIC SURGEONS SUPPLEMENTARY
8471 | 4231220117200 | "SUTURE, POLYPROPYLENE, MONOFILAMENT, NON-ABSORBABLE, SIZE 0, 75 MM ( +/- 2 MM ), STRAIGHT CUTTING NEEDLE, 100 CM, BLUE, STERILE" | GENERAL CONSUMABLES FOR: SURGICAL SUTURES, LAPRASCOPIC AND ROBOTIC SURGEONS SUPPLEMENTARY
8472 | 4231220117300 | SUTURE, POLYPROPYLENE, MONOFILAMENT, NON-ABSORBABLE, SIZE 1, 30 MM ( +/- 1 MM ), 1/2 CIRCLE, TROCAR POINT HEAVY NEEDLE, 100 CM, BLUE, STERILE | GENERAL CONSUMABLES FOR: SURGICAL SUTURES, LAPRASCOPIC AND ROBOTIC SURGEONS SUPPLEMENTARY
8473 | 4231220117400 | SUTURE, POLYPROPYLENE, MONOFILAMENT, NON-ABSORBABLE, SIZE 1, 40 MM ( +/- 1 MM ), 1/2 CIRCLE, TAPER POINT HEAVY NEEDLE, 100 CM, BLUE, STERILE | GENERAL CONSUMABLES FOR: SURGICAL SUTURES, LAPRASCOPIC AND ROBOTIC SURGEONS SUPPLEMENTARY
8474 | 4231220100200 | SUTURE, POLYPROPYLENE, MONOFILAMENT, NON-ABSORBABLE, SIZE 1, 40 MM ( +/- 1 MM ), 3/8 CIRCLE, CUTTING NEEDLE, 100 CM, BLUE, STERILE | GENERAL CONSUMABLES FOR: SURGICAL SUTURES, LAPRASCOPIC AND ROBOTIC SURGEONS SUPPLEMENTARY
8475 | 4229290416900 | SUTURE, POLYPROPYLENE, MONOFILAMENT, NON-ABSORBABLE, SIZE 1, 48 MM ( +/- 1 MM ), 1/2 CIRCLE, ROUND BODY NEEDLE, 70-75 CM, BLUE, STERILE | GENERAL CONSUMABLES FOR: SURGICAL SUTURES, LAPRASCOPIC AND ROBOTIC SURGEONS SUPPLEMENTARY
8476 | 4231220119200 | SUTURE, POLYPROPYLENE, MONOFILAMENT, NON-ABSORBABLE, SIZE 1, 48 MM ( +/- 1 MM ), 3/8 CIRCLE, CUTTING NEEDLE, 70-75 CM, BLUE, STERILE | GENERAL CONSUMABLES FOR: SURGICAL SUTURES, LAPRASCOPIC AND ROBOTIC SURGEONS SUPPLEMENTARY
8477 | 4231220215000 | SUTURE, POLYPROPYLENE, MONOFILAMENT, NON-ABSORBABLE, SIZE 1, 50 MM ( +/- 1 MM ), 1/2 CIRCLE, REVERSE CUTTING NEEDLE, 100 CM, BLUE, STERILE | GENERAL CONSUMABLES FOR: SURGICAL SUTURES, LAPRASCOPIC AND ROBOTIC SURGEONS SUPPLEMENTARY
8478 | 4231220119100 | "SUTURE, POLYPROPYLENE, MONOFILAMENT, NON-ABSORBABLE, SIZE 1, 75 MM ( +/- 2 MM ), 3/8 CIRCLE, REVERSE CUTTING NEEDLE, 45-50 CM, BLUE, STERILE" | GENERAL CONSUMABLES FOR: SURGICAL SUTURES, LAPRASCOPIC AND ROBOTIC SURGEONS SUPPLEMENTARY
8479 | 4231220119300 | "SUTURE, POLYPROPYLENE, MONOFILAMENT, NON-ABSORBABLE, SIZE 2, 75 MM ( +/- 1 MM ), 3/8 CIRCLE, REVERSE CUTTING NEEDLE, 45-50 CM, BLUE, STERILE" | GENERAL CONSUMABLES FOR: SURGICAL SUTURES, LAPRASCOPIC AND ROBOTIC SURGEONS SUPPLEMENTARY
8480 | 4220341040500 | "SUTURE, POLYPROPYLENE, MONOFILAMENT, NON-ABSORBABLE, SIZE 2/0, 17-18 MM, 1/2 CIRCLE, TAPER POINT DOUBLE ARM NEEDLE, 90-95 CM, BLUE, STERILE" | GENERAL CONSUMABLES FOR: SURGICAL SUTURES, LAPRASCOPIC AND ROBOTIC SURGEONS SUPPLEMENTARY
8481 | 4220341104500 | "SUTURE, POLYPROPYLENE, MONOFILAMENT, NON-ABSORBABLE, SIZE 2/0, 17-18 MM, 3/8 CIRCLE, TAPER POINT DOUBLE ARM NEEDLE, 90-95 CM, BLUE, STERILE" | GENERAL CONSUMABLES FOR: SURGICAL SUTURES, LAPRASCOPIC AND ROBOTIC SURGEONS SUPPLEMENTARY
8482 | 4231220117000 | "SUTURE, POLYPROPYLENE, MONOFILAMENT, NON-ABSORBABLE, SIZE 2/0, 25-26 MM, 1/2 CIRCLE, TAPER CUT NEEDLE, 90-95 CM, BLUE, STERILE" | GENERAL CONSUMABLES FOR: SURGICAL SUTURES, LAPRASCOPIC AND ROBOTIC SURGEONS SUPPLEMENTARY
8483 | 4220341121100 | "SUTURE, POLYPROPYLENE, MONOFILAMENT, NON-ABSORBABLE, SIZE 2/0, 25-26 MM, 1/2 CIRCLE, ROUND BODY NEEDLE, 70-75 CM, BLUE, STERILE" | GENERAL CONSUMABLES FOR: SURGICAL SUTURES, LAPRASCOPIC AND ROBOTIC SURGEONS SUPPLEMENTARY
8484 | 4231220037000 | "SUTURE, POLYPROPYLENE, MONOFILAMENT, NON-ABSORBABLE, SIZE 2/0, 25-26 MM, 1/2 CIRCLE, ROUND BODY NEEDLE, 90-95 CM, BLUE, STERILE" | GENERAL CONSUMABLES FOR: SURGICAL SUTURES, LAPRASCOPIC AND ROBOTIC SURGEONS SUPPLEMENTARY
8485 | 4220341104400 | "SUTURE, POLYPROPYLENE, MONOFILAMENT, NON-ABSORBABLE, SIZE 2/0, 25-26 MM, 1/2 CIRCLE, TAPER CUT DOUBLE ARM NEEDLE, 90-95 CM, BLUE, STERILE" | GENERAL CONSUMABLES FOR: SURGICAL SUTURES, LAPRASCOPIC AND ROBOTIC SURGEONS SUPPLEMENTARY
8486 | 4229290417100 | "SUTURE, POLYPROPYLENE, MONOFILAMENT, NON-ABSORBABLE, SIZE 2/0, 25-26 MM, 1/2 CIRCLE, TAPER POINT DOUBLE ARM NEEDLE, 120 CM ( +/- 5 CM ), BLUE, STERILE" | GENERAL CONSUMABLES FOR: SURGICAL SUTURES, LAPRASCOPIC AND ROBOTIC SURGEONS SUPPLEMENTARY
8487 | 4231220216000 | "SUTURE, POLYPROPYLENE, MONOFILAMENT, NON-ABSORBABLE, SIZE 2/0, 25-26 MM, 3/8 CIRCLE, REVERSE CUTTING NEEDLE, 45-50 CM, BLUE, STERILE" | GENERAL CONSUMABLES FOR: SURGICAL SUTURES, LAPRASCOPIC AND ROBOTIC SURGEONS SUPPLEMENTARY
8488 | 4231220118900 | SUTURE, POLYPROPYLENE, MONOFILAMENT, NON-ABSORBABLE, SIZE 2/0, 31 MM ( +/- 1 MM ), 1/2 CIRCLE, TAPER CUT DOUBLE ARM NEEDLE, 90-95 CM, BLUE, STERILE | GENERAL CONSUMABLES FOR: SURGICAL SUTURES, LAPRASCOPIC AND ROBOTIC SURGEONS SUPPLEMENTARY
8489 | 4220341120500 | SUTURE, POLYPROPYLENE, MONOFILAMENT, NON-ABSORBABLE, SIZE 2/0, 31 MM ( +/- 1 MM ), 1/2 CIRCLE, TAPER POINT NEEDLE, 70-75 CM, BLUE, STERILE | GENERAL CONSUMABLES FOR: SURGICAL SUTURES, LAPRASCOPIC AND ROBOTIC SURGEONS SUPPLEMENTARY
8490 | 4220341120600 | "SUTURE, POLYPROPYLENE, MONOFILAMENT, NON-ABSORBABLE, SIZE 2/0, 36 MM ( +/- 1 MM ), 1/2 CIRCLE, TAPER POINT DOUBLE ARM NEEDLE, 120 CM ( +/- 5 CM ), BLUE, STERILE" | GENERAL CONSUMABLES FOR: SURGICAL SUTURES, LAPRASCOPIC AND ROBOTIC SURGEONS SUPPLEMENTARY
8491 | 4220341120700 | SUTURE, POLYPROPYLENE, MONOFILAMENT, NON-ABSORBABLE, SIZE 2/0, 37 MM ( +/- 1 MM ), 3/8 CIRCLE, REVERSE CUTTING NEEDLE, 70-75 CM, BLUE, STERILE | GENERAL CONSUMABLES FOR: SURGICAL SUTURES, LAPRASCOPIC AND ROBOTIC SURGEONS SUPPLEMENTARY
8492 | 4231220215200 | SUTURE, POLYPROPYLENE, MONOFILAMENT, NON-ABSORBABLE, SIZE 2/0, 40 MM ( +/- 1 MM ), 3/8 CIRCLE, CUTTING NEEDLE, 100 CM, BLUE, STERILE | GENERAL CONSUMABLES FOR: SURGICAL SUTURES, LAPRASCOPIC AND ROBOTIC SURGEONS SUPPLEMENTARY
8493 | 4231220215300 | SUTURE, POLYPROPYLENE, MONOFILAMENT, NON-ABSORBABLE, SIZE 2/0, 40 MM ( +/- 1 MM ), 3/8 CIRCLE, ROUND BODY NEEDLE, 70-75 CM, BLUE, STERILE | GENERAL CONSUMABLES FOR: SURGICAL SUTURES, LAPRASCOPIC AND ROBOTIC SURGEONS SUPPLEMENTARY
8494 | 4231220217300 | "SUTURE, POLYPROPYLENE, MONOFILAMENT, NON-ABSORBABLE, SIZE 2/0, 60 MM ( +/- 2 MM ), STRAIGHT CUTTING NEEDLE, 70-75 CM, BLUE, STERILE" | GENERAL CONSUMABLES FOR: SURGICAL SUTURES, LAPRASCOPIC AND ROBOTIC SURGEONS SUPPLEMENTARY
8495 | 4231220116800 | "SUTURE, POLYPROPYLENE, MONOFILAMENT, NON-ABSORBABLE, SIZE 3/0, 15-16 MM, 3/8 CIRCLE, CUTTING NEEDLE, 70-75 CM, BLUE, STERILE" | GENERAL CONSUMABLES FOR: SURGICAL SUTURES, LAPRASCOPIC AND ROBOTIC SURGEONS SUPPLEMENTARY
8496 | 4231220215500 | "SUTURE, POLYPROPYLENE, MONOFILAMENT, NON-ABSORBABLE, SIZE 3/0, 17-18 MM, 1/2 CIRCLE, TAPER POINT DOUBLE ARM NEEDLE, 90-95 CM, BLUE, STERILE" | GENERAL CONSUMABLES FOR: SURGICAL SUTURES, LAPRASCOPIC AND ROBOTIC SURGEONS SUPPLEMENTARY
8497 | 4231220215600 | "SUTURE, POLYPROPYLENE, MONOFILAMENT, NON-ABSORBABLE, SIZE 3/0, 21-22 MM, 1/2 CIRCLE, TAPER POINT NEEDLE, 70-75 CM, BLUE, STERILE" | GENERAL CONSUMABLES FOR: SURGICAL SUTURES, LAPRASCOPIC AND ROBOTIC SURGEONS SUPPLEMENTARY
8498 | 4229290417200 | "SUTURE, POLYPROPYLENE, MONOFILAMENT, NON-ABSORBABLE, SIZE 3/0, 25-26 MM, 1/2 CIRCLE, ROUND BODY NEEDLE, 70-75 CM, BLUE, STERILE" | GENERAL CONSUMABLES FOR: SURGICAL SUTURES, LAPRASCOPIC AND ROBOTIC SURGEONS SUPPLEMENTARY
8499 | 4229290417300 | "SUTURE, POLYPROPYLENE, MONOFILAMENT, NON-ABSORBABLE, SIZE 3/0, 25-26 MM, 3/8 CIRCLE, CUTTING NEEDLE, 70-75 CM, BLUE, STERILE" | GENERAL CONSUMABLES FOR: SURGICAL SUTURES, LAPRASCOPIC AND ROBOTIC SURGEONS SUPPLEMENTARY
8500 | 4229290004600 | "SUTURE, POLYPROPYLENE, MONOFILAMENT, NON-ABSORBABLE, SIZE 3/0, 25-26 MM, 1/2 CIRCLE, TAPER POINT DOUBLE ARM NEEDLE, 90-95 CM, BLUE, STERILE" | GENERAL CONSUMABLES FOR: SURGICAL SUTURES, LAPRASCOPIC AND ROBOTIC SURGEONS SUPPLEMENTARY
8501 | 4229290417500 | "SUTURE, POLYPROPYLENE, MONOFILAMENT, NON-ABSORBABLE, SIZE 3/0, 25-26 MM, 3/8 CIRCLE, PRIME CUTTING NEEDLE, 45-50 CM, BLUE, STERILE" | GENERAL CONSUMABLES FOR: SURGICAL SUTURES, LAPRASCOPIC AND ROBOTIC SURGEONS SUPPLEMENTARY
8502 | 4231220116900 | "SUTURE, POLYPROPYLENE, MONOFILAMENT, NON-ABSORBABLE, SIZE 3/0, 25-26 MM, 3/8 CIRCLE, REVERSE CUTTING NEEDLE, 45-50 CM, BLUE, STERILE" | GENERAL CONSUMABLES FOR: SURGICAL SUTURES, LAPRASCOPIC AND ROBOTIC SURGEONS SUPPLEMENTARY
8503 | 4231220104500 | SUTURE, POLYPROPYLENE, MONOFILAMENT, NON-ABSORBABLE, SIZE 3/0, 30 MM ( +/- 1 MM ), 1/2 CIRCLE, ROUND BODY NEEDLE, 60-65 CM, BLUE, STERILE | GENERAL CONSUMABLES FOR: SURGICAL SUTURES, LAPRASCOPIC AND ROBOTIC SURGEONS SUPPLEMENTARY
8504 | 4220341040400 | SUTURE, POLYPROPYLENE, MONOFILAMENT, NON-ABSORBABLE, SIZE 3/0, 36 MM ( +/- 1 MM ), 3/8 CIRCLE, ROUND BODY DOUBLE ARM NEEDLE, 90-95 CM, BLUE, STERILE | GENERAL CONSUMABLES FOR: SURGICAL SUTURES, LAPRASCOPIC AND ROBOTIC SURGEONS SUPPLEMENTARY
8505 | 4231220100000 | "SUTURE, POLYPROPYLENE, MONOFILAMENT, NON-ABSORBABLE, SIZE 3/0, 60 MM ( +/- 2 MM ), STRAIGHT CUTTING NEEDLE, 70-75 CM, BLUE, STERILE" | GENERAL CONSUMABLES FOR: SURGICAL SUTURES, LAPRASCOPIC AND ROBOTIC SURGEONS SUPPLEMENTARY
8506 | 4231220116700 | "SUTURE, POLYPROPYLENE, MONOFILAMENT, NON-ABSORBABLE, SIZE 4/0, 15-16 MM, 3/8 CIRCLE, SLIM CUTTING NEEDLE, 45-50 CM, BLUE, STERILE" | GENERAL CONSUMABLES FOR: SURGICAL SUTURES, LAPRASCOPIC AND ROBOTIC SURGEONS SUPPLEMENTARY
8507 | 4229290417600 | "SUTURE, POLYPROPYLENE, MONOFILAMENT, NON-ABSORBABLE, SIZE 4/0, 15-16 MM, 3/8 CIRCLE, ROUND BODY NEEDLE, 70-75 CM, BLUE, STERILE" | GENERAL CONSUMABLES FOR: SURGICAL SUTURES, LAPRASCOPIC AND ROBOTIC SURGEONS SUPPLEMENTARY
8508 | 4231220203800 | "SUTURE, POLYPROPYLENE, MONOFILAMENT, NON-ABSORBABLE, SIZE 4/0, 17-18 MM, 1/2 CIRCLE, TAPER CUTTING DOUBLE ARM NEEDLE, 90-95 CM, BLUE, STERILE" | GENERAL CONSUMABLES FOR: SURGICAL SUTURES, LAPRASCOPIC AND ROBOTIC SURGEONS SUPPLEMENTARY
8509 | 4220341122100 | "SUTURE, POLYPROPYLENE, MONOFILAMENT, NON-ABSORBABLE, SIZE 4/0, 17-18 MM, 1/2 CIRCLE, TAPER POINT DOUBLE ARM NEEDLE, 90-95 CM, BLUE, STERILE" | GENERAL CONSUMABLES FOR: SURGICAL SUTURES, LAPRASCOPIC AND ROBOTIC SURGEONS SUPPLEMENTARY
8510 | 4229290004700 | "SUTURE, POLYPROPYLENE, MONOFILAMENT, NON-ABSORBABLE, SIZE 4/0, 19-20 MM, 3/8 CIRCLE, PRIME CUTTING NEEDLE, 45-50 CM, BLUE, STERILE" | GENERAL CONSUMABLES FOR: SURGICAL SUTURES, LAPRASCOPIC AND ROBOTIC SURGEONS SUPPLEMENTARY
8511 | 4229290006700 | "SUTURE, POLYPROPYLENE, MONOFILAMENT, NON-ABSORBABLE, SIZE 4/0, 19-20 MM, 3/8 CIRCLE, PRIME REVERSE CUTTING NEEDLE, 45-50 CM, BLUE, STERILE" | GENERAL CONSUMABLES FOR: SURGICAL SUTURES, LAPRASCOPIC AND ROBOTIC SURGEONS SUPPLEMENTARY
8512 | 4231220104200 | "SUTURE, POLYPROPYLENE, MONOFILAMENT, NON-ABSORBABLE, SIZE 4/0, 19-20 MM, 3/8 CIRCLE, ROUND BODY NEEDLE, 45-50 CM, BLUE, STERILE" | GENERAL CONSUMABLES FOR: SURGICAL SUTURES, LAPRASCOPIC AND ROBOTIC SURGEONS SUPPLEMENTARY
8513 | 4229540006500 | "SUTURE, POLYPROPYLENE, MONOFILAMENT, NON-ABSORBABLE, SIZE 4/0, 19-20 MM, 1/2 CIRCLE, ROUND BODY DOUBLE ARM BLACK NEEDLE, 90-95 CM, BLUE, STERILE" | GENERAL CONSUMABLES FOR: SURGICAL SUTURES, LAPRASCOPIC AND ROBOTIC SURGEONS SUPPLEMENTARY
8514 | 4231221101300 | "SUTURE, POLYPROPYLENE, MONOFILAMENT, NON-ABSORBABLE, SIZE 4/0, 19-20 MM, 1/2 CIRCLE, ROUND BODY NEEDLE, 70-75 CM, BLUE, STERILE" | GENERAL CONSUMABLES FOR: SURGICAL SUTURES, LAPRASCOPIC AND ROBOTIC SURGEONS SUPPLEMENTARY
8515 | 4220341040200 | "SUTURE, POLYPROPYLENE, MONOFILAMENT, NON-ABSORBABLE, SIZE 4/0, 21-22 MM, 1/2 CIRCLE, ROUND BODY DOUBLE ARM NEEDLE, 90-95 CM, BLUE, STERILE" | GENERAL CONSUMABLES FOR: SURGICAL SUTURES, LAPRASCOPIC AND ROBOTIC SURGEONS SUPPLEMENTARY
8516 | 4220341122200 | "SUTURE, POLYPROPYLENE, MONOFILAMENT, NON-ABSORBABLE, SIZE 4/0, 25-26 MM, 1/2 CIRCLE, TAPER POINT DOUBLE ARM NEEDLE, 90-95 CM, BLUE, STERILE" | GENERAL CONSUMABLES FOR: SURGICAL SUTURES, LAPRASCOPIC AND ROBOTIC SURGEONS SUPPLEMENTARY
8517 | 4220341040000 | SUTURE, POLYPROPYLENE, MONOFILAMENT, NON-ABSORBABLE, SIZE 5/0, 10 MM, 1/2 CIRCLE, ROUND BODY DOUBLE ARM NEEDLE, 60-65 CM, BLUE, STERILE | GENERAL CONSUMABLES FOR: SURGICAL SUTURES, LAPRASCOPIC AND ROBOTIC SURGEONS SUPPLEMENTARY
8518 | 4231220312900 | SUTURE, POLYPROPYLENE, MONOFILAMENT, NON-ABSORBABLE, SIZE 5/0, 10 MM, 1/2 CIRCLE, ROUND BODY NEEDLE, 60-65 CM, BLUE, STERILE | GENERAL CONSUMABLES FOR: SURGICAL SUTURES, LAPRASCOPIC AND ROBOTIC SURGEONS SUPPLEMENTARY
8519 | 4220341043600 | SUTURE, POLYPROPYLENE, MONOFILAMENT, NON-ABSORBABLE, SIZE 5/0, 10 MM, 1/2 CIRCLE, TAPER POINT DOUBLE ARM NEEDLE, 70-75 CM, BLUE, STERILE | GENERAL CONSUMABLES FOR: SURGICAL SUTURES, LAPRASCOPIC AND ROBOTIC SURGEONS SUPPLEMENTARY
8520 | 4229290417700 | "SUTURE, POLYPROPYLENE, MONOFILAMENT, NON-ABSORBABLE, SIZE 5/0, 13-14 MM, 1/2 CIRCLE, TAPER POINT BLACK NEEDLE, 70-75 CM, BLUE, STERILE" | GENERAL CONSUMABLES FOR: SURGICAL SUTURES, LAPRASCOPIC AND ROBOTIC SURGEONS SUPPLEMENTARY
8521 | 4229290417800 | "SUTURE, POLYPROPYLENE, MONOFILAMENT, NON-ABSORBABLE, SIZE 5/0, 13-14 MM, 1/2 CIRCLE, TAPER POINT DOUBLE ARM NEEDLE, 70-75 CM, BLUE, STERILE" | GENERAL CONSUMABLES FOR: SURGICAL SUTURES, LAPRASCOPIC AND ROBOTIC SURGEONS SUPPLEMENTARY
8522 | 4231220216200 | "SUTURE, POLYPROPYLENE, MONOFILAMENT, NON-ABSORBABLE, SIZE 5/0, 13-14 MM, 1/2 CIRCLE, TAPER POINT NEEDLE, 70-75 CM, BLUE, STERILE" | GENERAL CONSUMABLES FOR: SURGICAL SUTURES, LAPRASCOPIC AND ROBOTIC SURGEONS SUPPLEMENTARY
8523 | 4220341104100 | "SUTURE, POLYPROPYLENE, MONOFILAMENT, NON-ABSORBABLE, SIZE 5/0, 13-14 MM, 3/8 CIRCLE, ROUND BODY DOUBLE ARM NEEDLE, 60-65 CM, BLUE, STERILE" | GENERAL CONSUMABLES FOR: SURGICAL SUTURES, LAPRASCOPIC AND ROBOTIC SURGEONS SUPPLEMENTARY
8524 | 4229290417900 | "SUTURE, POLYPROPYLENE, MONOFILAMENT, NON-ABSORBABLE, SIZE 5/0, 13-14 MM, 3/8 CIRCLE, ROUND BODY NEEDLE, 70-75 CM, BLUE, STERILE" | GENERAL CONSUMABLES FOR: SURGICAL SUTURES, LAPRASCOPIC AND ROBOTIC SURGEONS SUPPLEMENTARY
8525 | 4229290418000 | "SUTURE, POLYPROPYLENE, MONOFILAMENT, NON-ABSORBABLE, SIZE 5/0, 13-14 MM, 3/8 CIRCLE, TAPER POINT DOUBLE ARM NEEDLE, 45-50 CM, BLUE, STERILE" | GENERAL CONSUMABLES FOR: SURGICAL SUTURES, LAPRASCOPIC AND ROBOTIC SURGEONS SUPPLEMENTARY
8526 | 4231220116200 | "SUTURE, POLYPROPYLENE, MONOFILAMENT, NON-ABSORBABLE, SIZE 5/0, 13-14 MM, 3/8 CIRCLE, TUNGSTEN-RHENIUM ALLOY, TAPER POINT DOUBLE ARM NEEDLE, 70-75 CM, BLUE, STERILE" | GENERAL CONSUMABLES FOR: SURGICAL SUTURES, LAPRASCOPIC AND ROBOTIC SURGEONS SUPPLEMENTARY
8527 | 4229290418100 | "SUTURE, POLYPROPYLENE, MONOFILAMENT, NON-ABSORBABLE, SIZE 5/0, 15-16 MM, 3/8 CIRCLE, SLIM CUTTING NEEDLE, 45-50 CM, BLUE, STERILE" | GENERAL CONSUMABLES FOR: SURGICAL SUTURES, LAPRASCOPIC AND ROBOTIC SURGEONS SUPPLEMENTARY
8528 | 4231220033400 | "SUTURE, POLYPROPYLENE, MONOFILAMENT, NON-ABSORBABLE, SIZE 5/0, 15-16 MM, 3/8 CIRCLE, PRIME REVERSE CUTTING NEEDLE, 45-50 CM, BLUE, STERILE" | GENERAL CONSUMABLES FOR: SURGICAL SUTURES, LAPRASCOPIC AND ROBOTIC SURGEONS SUPPLEMENTARY
8529 | 4229290004800 | "SUTURE, POLYPROPYLENE, MONOFILAMENT, NON-ABSORBABLE, SIZE 5/0, 15-16 MM, 3/8 CIRCLE, REVERSE CUTTING NEEDLE, 45-50 CM, BLUE, STERILE" | GENERAL CONSUMABLES FOR: SURGICAL SUTURES, LAPRASCOPIC AND ROBOTIC SURGEONS SUPPLEMENTARY
8530 | 4229290418200 | "SUTURE, POLYPROPYLENE, MONOFILAMENT, NON-ABSORBABLE, SIZE 5/0, 17-18 MM, 1/2 CIRCLE, TAPER CUT DOUBLE ARM NEEDLE, 90-95 CM, BLUE, STERILE" | GENERAL CONSUMABLES FOR: SURGICAL SUTURES, LAPRASCOPIC AND ROBOTIC SURGEONS SUPPLEMENTARY
8531 | 4231220312800 | "SUTURE, POLYPROPYLENE, MONOFILAMENT, NON-ABSORBABLE, SIZE 5/0, 17-18 MM, 1/2 CIRCLE, TAPER POINT DOUBLE ARM NEEDLE, 90-95 CM, BLUE, STERILE" | GENERAL CONSUMABLES FOR: SURGICAL SUTURES, LAPRASCOPIC AND ROBOTIC SURGEONS SUPPLEMENTARY
8532 | 4229540019400 | "SUTURE, POLYPROPYLENE, MONOFILAMENT, NON-ABSORBABLE, SIZE 5/0, 25-26 MM, 1/2 CIRCLE, ROUND BODY DOUBLE ARM NEEDLE, 70-75 CM, BLUE, STERILE" | GENERAL CONSUMABLES FOR: SURGICAL SUTURES, LAPRASCOPIC AND ROBOTIC SURGEONS SUPPLEMENTARY
8533 | 4231220313400 | SUTURE, POLYPROPYLENE, MONOFILAMENT, NON-ABSORBABLE, SIZE 5/0, 9.3 MM, 3/8 CIRCLE, TUNGSTEN-RHENIUM ALLOY, TAPER POINT DOUBLE ARM NEEDLE, 60-65 CM, BLUE, STERILE | GENERAL CONSUMABLES FOR: SURGICAL SUTURES, LAPRASCOPIC AND ROBOTIC SURGEONS SUPPLEMENTARY
8534 | 4220341039800 | SUTURE, POLYPROPYLENE, MONOFILAMENT, NON-ABSORBABLE, SIZE 6/0, 8 MM, 3/8 CIRCLE, ROUND BODY DOUBLE ARM BLACK NEEDLE, 70-75 CM, BLUE, STERILE | GENERAL CONSUMABLES FOR: SURGICAL SUTURES, LAPRASCOPIC AND ROBOTIC SURGEONS SUPPLEMENTARY
8535 | 4231220115900 | "SUTURE, POLYPROPYLENE, MONOFILAMENT, NON-ABSORBABLE, SIZE 6/0, 8 MM, 3/8 CIRCLE, ROUND BODY DOUBLE ARM NEEDLE, 45-50 CM, BLUE, STERILE" | GENERAL CONSUMABLES FOR: SURGICAL SUTURES, LAPRASCOPIC AND ROBOTIC SURGEONS SUPPLEMENTARY
8536 | 4229290418300 | SUTURE, POLYPROPYLENE, MONOFILAMENT, NON-ABSORBABLE, SIZE 6/0, 9 MM, 3/8 CIRCLE, TAPER POINT DOUBLE ARM NEEDLE, 60-65 CM, BLUE, STERILE | GENERAL CONSUMABLES FOR: SURGICAL SUTURES, LAPRASCOPIC AND ROBOTIC SURGEONS SUPPLEMENTARY
8537 | 4229290006600 | SUTURE, POLYPROPYLENE, MONOFILAMENT, NON-ABSORBABLE, SIZE 6/0, 9.3 MM, 3/8 CIRCLE, ROUND BODY DOUBLE ARM NEEDLE, 60-65 CM, BLUE, STERILE | GENERAL CONSUMABLES FOR: SURGICAL SUTURES, LAPRASCOPIC AND ROBOTIC SURGEONS SUPPLEMENTARY
8538 | 4220341122300 | SUTURE, POLYPROPYLENE, MONOFILAMENT, NON-ABSORBABLE, SIZE 6/0, 9.3 MM, 3/8 CIRCLE, TUNGSTEN-RHENIUM ALLOY, ROUND BODY NEEDLE, 60-65 CM, BLUE, STERILE | GENERAL CONSUMABLES FOR: SURGICAL SUTURES, LAPRASCOPIC AND ROBOTIC SURGEONS SUPPLEMENTARY
8539 | 4231220215800 | SUTURE, POLYPROPYLENE, MONOFILAMENT, NON-ABSORBABLE, SIZE 6/0, 10 MM, 3/8 CIRCLE, TAPER POINT DOUBLE ARM NEEDLE, 60-65 CM, BLUE, STERILE | GENERAL CONSUMABLES FOR: SURGICAL SUTURES, LAPRASCOPIC AND ROBOTIC SURGEONS SUPPLEMENTARY
8540 | 4229290004900 | "SUTURE, POLYPROPYLENE, MONOFILAMENT, NON-ABSORBABLE, SIZE 6/0, 11-12 MM, 3/8 CIRCLE, REVERSE CUTTING NEEDLE, 45-50 CM, BLUE, STERILE" | GENERAL CONSUMABLES FOR: SURGICAL SUTURES, LAPRASCOPIC AND ROBOTIC SURGEONS SUPPLEMENTARY
8541 | 4231220313100 | "SUTURE, POLYPROPYLENE, MONOFILAMENT, NON-ABSORBABLE, SIZE 6/0, 13-14 MM, 1/2 CIRCLE, TUNGSTEN-RHENIUM ALLOY, TAPER POINT DOUBLE ARM NEEDLE, 70-75 CM, BLUE, STERILE" | GENERAL CONSUMABLES FOR: SURGICAL SUTURES, LAPRASCOPIC AND ROBOTIC SURGEONS SUPPLEMENTARY
8542 | 4231220313000 | "SUTURE, POLYPROPYLENE, MONOFILAMENT, NON-ABSORBABLE, SIZE 6/0, 13-14 MM, 3/8 CIRCLE, CUTTING NEEDLE, 45-50 CM, BLUE, STERILE" | GENERAL CONSUMABLES FOR: SURGICAL SUTURES, LAPRASCOPIC AND ROBOTIC SURGEONS SUPPLEMENTARY
8543 | 4220341039600 | "SUTURE, POLYPROPYLENE, MONOFILAMENT, NON-ABSORBABLE, SIZE 6/0, 13-14 MM, 3/8 CIRCLE, ROUND BODY DOUBLE ARM BLACK NEEDLE, 70-75 CM, BLUE, STERILE" | GENERAL CONSUMABLES FOR: SURGICAL SUTURES, LAPRASCOPIC AND ROBOTIC SURGEONS SUPPLEMENTARY
8544 | 4229290418500 | "SUTURE, POLYPROPYLENE, MONOFILAMENT, NON-ABSORBABLE, SIZE 6/0, 13-14 MM, 3/8 CIRCLE, ROUND BODY DOUBLE ARM NEEDLE, 70-75 CM, BLUE, STERILE" | GENERAL CONSUMABLES FOR: SURGICAL SUTURES, LAPRASCOPIC AND ROBOTIC SURGEONS SUPPLEMENTARY
8545 | 4220341038300 | "SUTURE, POLYPROPYLENE, MONOFILAMENT, NON-ABSORBABLE, SIZE 6/0, 13-14 MM, 3/8 CIRCLE, TUNGSTEN-RHENIUM ALLOY, TAPER POINT DOUBLE ARM NEEDLE, 60-65 CM, BLUE, STERILE" | GENERAL CONSUMABLES FOR: SURGICAL SUTURES, LAPRASCOPIC AND ROBOTIC SURGEONS SUPPLEMENTARY
8546 | 4231220116500 | "SUTURE, POLYPROPYLENE, MONOFILAMENT, NON-ABSORBABLE, SIZE 6/0, 13-14 MM, 3/8 CIRCLE, TUNGSTEN-RHENIUM ALLOY, TAPER POINT DOUBLE ARM NEEDLE, 70-75 CM, BLUE, STERILE" | GENERAL CONSUMABLES FOR: SURGICAL SUTURES, LAPRASCOPIC AND ROBOTIC SURGEONS SUPPLEMENTARY
8547 | 4231220116100 | "SUTURE, POLYPROPYLENE, MONOFILAMENT, NON-ABSORBABLE, SIZE 6/0, 15-16 MM, 3/8 CIRCLE, PRIME CUTTING NEEDLE, 45-50 CM, BLUE, STERILE" | GENERAL CONSUMABLES FOR: SURGICAL SUTURES, LAPRASCOPIC AND ROBOTIC SURGEONS SUPPLEMENTARY
8548 | 4229290418600 | "SUTURE, POLYPROPYLENE, MONOFILAMENT, NON-ABSORBABLE, SIZE 7/0, 13-14 MM, 3/8 CIRCLE, MULTIPASS TAPER CUT DOUBLE ARM NEEDLE, 60-65 CM, BLUE, STERILE" | GENERAL CONSUMABLES FOR: SURGICAL SUTURES, LAPRASCOPIC AND ROBOTIC SURGEONS SUPPLEMENTARY
8549 | 4229290418700 | SUTURE, POLYPROPYLENE, MONOFILAMENT, NON-ABSORBABLE, SIZE 7/0, 8 MM, 3/8 CIRCLE, ROUND BODY DOUBLE ARM NEEDLE, 60-65 CM, BLUE, STERILE | GENERAL CONSUMABLES FOR: SURGICAL SUTURES, LAPRASCOPIC AND ROBOTIC SURGEONS SUPPLEMENTARY
8550 | 4231220100300 | SUTURE, POLYPROPYLENE, MONOFILAMENT, NON-ABSORBABLE, SIZE 7/0, 8 MM, 3/8 CIRCLE, TUNGSTEN-RHENIUM ALLOY, TAPER POINT DOUBLE ARM NEEDLE, 60-65 CM, BLUE, STERILE | GENERAL CONSUMABLES FOR: SURGICAL SUTURES, LAPRASCOPIC AND ROBOTIC SURGEONS SUPPLEMENTARY
8551 | 4220341039500 | SUTURE, POLYPROPYLENE, MONOFILAMENT, NON-ABSORBABLE, SIZE 7/0, 9 MM, 3/8 CIRCLE, ROUND BODY DOUBLE ARM NEEDLE, 60-65 CM, BLUE, STERILE | GENERAL CONSUMABLES FOR: SURGICAL SUTURES, LAPRASCOPIC AND ROBOTIC SURGEONS SUPPLEMENTARY
8552 | 4220341039400 | SUTURE, POLYPROPYLENE, MONOFILAMENT, NON-ABSORBABLE, SIZE 7/0, 9 MM, 3/8 CIRCLE, TAPER POINT NEEDLE, 60-65 CM, BLUE, STERILE | GENERAL CONSUMABLES FOR: SURGICAL SUTURES, LAPRASCOPIC AND ROBOTIC SURGEONS SUPPLEMENTARY
8553 | 4229290418800 | SUTURE, POLYPROPYLENE, MONOFILAMENT, NON-ABSORBABLE, SIZE 7/0, 9.3 MM, 3/8 CIRCLE, TAPER POINT DOUBLE ARM NEEDLE, 70-75 CM, BLUE, STERILE | GENERAL CONSUMABLES FOR: SURGICAL SUTURES, LAPRASCOPIC AND ROBOTIC SURGEONS SUPPLEMENTARY
8554 | 4220341103700 | "SUTURE, POLYPROPYLENE, MONOFILAMENT, NON-ABSORBABLE, SIZE 7/0, 13-14 MM, 3/8 CIRCLE, ROUND BODY DOUBLE ARM NEEDLE, 60-65 CM, BLUE, STERILE" | GENERAL CONSUMABLES FOR: SURGICAL SUTURES, LAPRASCOPIC AND ROBOTIC SURGEONS SUPPLEMENTARY
8555 | 4229290418900 | "SUTURE, POLYPROPYLENE, MONOFILAMENT, NON-ABSORBABLE, SIZE 7/0, 13-14 MM, 3/8 CIRCLE, SPATULATED DOUBLE ARM NEEDLE, 60-65 CM, BLUE, STERILE" | GENERAL CONSUMABLES FOR: SURGICAL SUTURES, LAPRASCOPIC AND ROBOTIC SURGEONS SUPPLEMENTARY
8556 | 4231220215900 | "SUTURE, POLYPROPYLENE, MONOFILAMENT, NON-ABSORBABLE, SIZE 7/0, 13-14 MM, 3/8 CIRCLE, TUNGSTEN-RHENIUM ALLOY, TAPER POINT DOUBLE ARM NEEDLE, 60-65 CM, BLUE, STERILE" | GENERAL CONSUMABLES FOR: SURGICAL SUTURES, LAPRASCOPIC AND ROBOTIC SURGEONS SUPPLEMENTARY
8557 | 4229290419000 | SUTURE, POLYPROPYLENE, MONOFILAMENT, NON-ABSORBABLE, SIZE 8/0, 4.7 MM, 3/8 CIRCLE, TAPER POINT NEEDLE, 13 CM, BLUE, STERILE | GENERAL CONSUMABLES FOR: SURGICAL SUTURES, LAPRASCOPIC AND ROBOTIC SURGEONS SUPPLEMENTARY
8558 | 4220341039300 | "SUTURE, POLYPROPYLENE, MONOFILAMENT, NON-ABSORBABLE, SIZE 8/0, 6 MM, 3/8 CIRCLE, TAPER POINT DOUBLE ARM NEEDLE, 45-50 CM, BLUE, STERILE" | GENERAL CONSUMABLES FOR: SURGICAL SUTURES, LAPRASCOPIC AND ROBOTIC SURGEONS SUPPLEMENTARY
8559 | 4231220313200 | SUTURE, POLYPROPYLENE, MONOFILAMENT, NON-ABSORBABLE, SIZE 8/0, 6 MM, 3/8 CIRCLE, TAPER POINT DOUBLE ARM NEEDLE, 60-65 CM, BLUE, STERILE | GENERAL CONSUMABLES FOR: SURGICAL SUTURES, LAPRASCOPIC AND ROBOTIC SURGEONS SUPPLEMENTARY
8560 | 4229290005000 | "SUTURE, POLYPROPYLENE, MONOFILAMENT, NON-ABSORBABLE, SIZE 8/0, 6.5 MM, 3/8 CIRCLE, TUNGSTEN-RHENIUM ALLOY, TAPER POINT DOUBLE ARM NEEDLE, 45-50 CM, BLUE, STERILE" | GENERAL CONSUMABLES FOR: SURGICAL SUTURES, LAPRASCOPIC AND ROBOTIC SURGEONS SUPPLEMENTARY
8561 | 4220341103600 | "SUTURE, POLYPROPYLENE, MONOFILAMENT, NON-ABSORBABLE, SIZE 8/0, 8 MM, 3/8 CIRCLE, ROUND BODY DOUBLE ARM BLACK NEEDLE, 70-75 CM, BLUE, STERILE" | GENERAL CONSUMABLES FOR: SURGICAL SUTURES, LAPRASCOPIC AND ROBOTIC SURGEONS SUPPLEMENTARY
8562 | 4229290419100 | SUTURE, POLYPROPYLENE, MONOFILAMENT, NON-ABSORBABLE, SIZE 9/0, 5 MM, 3/8 CIRCLE, TAPER POINT NEEDLE, 13 CM, BLUE, STERILE | GENERAL CONSUMABLES FOR: SURGICAL SUTURES, LAPRASCOPIC AND ROBOTIC SURGEONS SUPPLEMENTARY
8563 | 4231220316700 | "SUTURE, POLYPROPYLENE, MONOFILAMENT, NON-ABSORBABLE, SIZE 9/0, 6.5 MM, 3/8 CIRCLE, REVERSE SPATULATED NEEDLE, 20-23 CM, BLUE, STERILE" | GENERAL CONSUMABLES FOR: SURGICAL SUTURES, LAPRASCOPIC AND ROBOTIC SURGEONS SUPPLEMENTARY
8564 | 4229290419200 | "SUTURE, POLYPROPYLENE, MONOFILAMENT, NON-ABSORBABLE, SIZE 9/0, 15-16 MM, STRAIGHT CUTTING EDGE SPATULA REVERSE DOUBLE ARM NEEDLE, 20-23 CM, BLUE, STERILE" | GENERAL CONSUMABLES FOR: SURGICAL SUTURES, LAPRASCOPIC AND ROBOTIC SURGEONS SUPPLEMENTARY
8565 | 4229290419300 | SUTURE, POLYPROPYLENE, MONOFILAMENT, NON-ABSORBABLE, SIZE 10/0, 3.8 MM, 3/8 CIRCLE, TAPER POINT NEEDLE, 13 CM, BLUE, STERILE | GENERAL CONSUMABLES FOR: SURGICAL SUTURES, LAPRASCOPIC AND ROBOTIC SURGEONS SUPPLEMENTARY
8566 | 4231220312700 | SUTURE, POLYPROPYLENE, MONOFILAMENT, NON-ABSORBABLE, SIZE 10/0, 5.5 MM 1/2 CIRCLE, AND 13 MM 1/4 CIRCLE, SPATULATED DOUBLE ARM NEEDLE, 10 CM, BLUE, STERILE | GENERAL CONSUMABLES FOR: SURGICAL SUTURES, LAPRASCOPIC AND ROBOTIC SURGEONS SUPPLEMENTARY
8567 | 4231220219600 | "SUTURE, POLYPROPYLENE, MONOFILAMENT, NON-ABSORBABLE, SIZE 10/0, 6.5 MM, 3/8 CIRCLE, REVERSE SPATULATED DOUBLE ARM NEEDLE, 30 CM, BLUE, STERILE" | GENERAL CONSUMABLES FOR: SURGICAL SUTURES, LAPRASCOPIC AND ROBOTIC SURGEONS SUPPLEMENTARY
8568 | 4229290419400 | "SUTURE, POLYPROPYLENE, MONOFILAMENT, NON-ABSORBABLE, SIZE 10/0, 13-14 MM, 1/4 CIRCLE, TAPER CUT DOUBLE ARM NEEDLE, 20-23 CM, BLUE, STERILE" | GENERAL CONSUMABLES FOR: SURGICAL SUTURES, LAPRASCOPIC AND ROBOTIC SURGEONS SUPPLEMENTARY
8569 | 4229290419500 | "SUTURE, POLYPROPYLENE, MONOFILAMENT, NON-ABSORBABLE, SIZE 10/0, 15-16 MM, STRAIGHT CUTTING EDGE SPATULA REVERSE DOUBLE ARM NEEDLE, 20-23 CM, BLUE, STERILE" | GENERAL CONSUMABLES FOR: SURGICAL SUTURES, LAPRASCOPIC AND ROBOTIC SURGEONS SUPPLEMENTARY
8570 | 4231220312500 | "SUTURE, POLYPROPYLENE, MONOFILAMENT, NON-ABSORBABLE, SIZE 10/0, 15-16 MM, STRAIGHT ROUND BODY DOUBLE ARM NEEDLE, 20-23 CM, BLUE, STERILE" | GENERAL CONSUMABLES FOR: SURGICAL SUTURES, LAPRASCOPIC AND ROBOTIC SURGEONS SUPPLEMENTARY
8571 | 4229290430400 | "SUTURE, POLYPROPYLENE, MONOFILAMENT, NON-ABSORBABLE, SIZE 10/0, 15-16 MM, STRAIGHT, REVERSE CUTTING DOUBLE ARM NEEDLE, 20-23 CM, BLUE, STERILE" | GENERAL CONSUMABLES FOR: SURGICAL SUTURES, LAPRASCOPIC AND ROBOTIC SURGEONS SUPPLEMENTARY
8572 | 4231221100500 | "SUTURE, POLYPROPYLENE, MONOFILAMENT, NON-ABSORBABLE, 1 TO 1 RATIO, SIZE 3/0, 25-26 MM, 1/2 CIRCLE, TAPER POINT DOUBLE ARM NEEDLE, 90-95 CM, BLUE, STERILE" | GENERAL CONSUMABLES FOR: SURGICAL SUTURES, LAPRASCOPIC AND ROBOTIC SURGEONS SUPPLEMENTARY
8573 | 4229290419600 | "SUTURE, POLYPROPYLENE, MONOFILAMENT, NON-ABSORBABLE, 1 TO 1 RATIO, SIZE 4/0, 17-18 MM, 1/2 CIRCLE, TAPER POINT DOUBLE ARM NEEDLE, 90-95 CM, BLUE, STERILE" | GENERAL CONSUMABLES FOR: SURGICAL SUTURES, LAPRASCOPIC AND ROBOTIC SURGEONS SUPPLEMENTARY
8574 | 4229290006400 | "SUTURE, POLYPROPYLENE, MONOFILAMENT, NON-ABSORBABLE, 1 TO 1 RATIO, SIZE 4/0, 19-20 MM, 1/2 CIRCLE, TAPER POINT DOUBLE ARM NEEDLE, 90-95 CM, BLUE, STERILE" | GENERAL CONSUMABLES FOR: SURGICAL SUTURES, LAPRASCOPIC AND ROBOTIC SURGEONS SUPPLEMENTARY
8575 | 4231220037900 | "SUTURE, POLYPROPYLENE, MONOFILAMENT, NON-ABSORBABLE, 1 TO 1 RATIO, SIZE 4/0, 25-26 MM, 1/2 CIRCLE, TAPER POINT DOUBLE ARM NEEDLE, 90-95 CM, BLUE, STERILE" | GENERAL CONSUMABLES FOR: SURGICAL SUTURES, LAPRASCOPIC AND ROBOTIC SURGEONS SUPPLEMENTARY
8576 | 4231220228900 | "SUTURE, POLYPROPYLENE, MONOFILAMENT, NON-ABSORBABLE, 1 TO 1 RATIO, SIZE 5/0, 13-14 MM, 1/2 CIRCLE, TUNGSTEN-RHENIUM ALLOY, TAPER POINT DOUBLE ARM NEEDLE, 70-75 CM, BLUE, STERILE" | GENERAL CONSUMABLES FOR: SURGICAL SUTURES, LAPRASCOPIC AND ROBOTIC SURGEONS SUPPLEMENTARY
8577 | 4231220040000 | "SUTURE, POLYPROPYLENE, MONOFILAMENT, NON-ABSORBABLE, 1 TO 1 RATIO, SIZE 5/0, 13-14 MM, 3/8 CIRCLE, TUNGSTEN-RHENIUM ALLOY, TAPER POINT DOUBLE ARM NEEDLE, 60-65 CM, BLUE, STERILE" | GENERAL CONSUMABLES FOR: SURGICAL SUTURES, LAPRASCOPIC AND ROBOTIC SURGEONS SUPPLEMENTARY
8578 | 4229290006500 | "SUTURE, POLYPROPYLENE, MONOFILAMENT, NON-ABSORBABLE, 1 TO 1 RATIO, SIZE 5/0, 17-18 MM, 1/2 CIRCLE, TAPER POINT DOUBLE ARM NEEDLE, 90-95 CM, BLUE, STERILE" | GENERAL CONSUMABLES FOR: SURGICAL SUTURES, LAPRASCOPIC AND ROBOTIC SURGEONS SUPPLEMENTARY
8579 | 4231220311800 | "SUTURE, POLYAMIDE, MONOFILAMENT, NON-ABSORBABLE, LOOP, SIZE 0, 30 MM ( +/- 1 MM ), 1/2 CIRCLE, ROUND BODY NEEDLE, 150 CM ( +/- 20 CM ), BLACK, STERILE" | GENERAL CONSUMABLES FOR: SURGICAL SUTURES, LAPRASCOPIC AND ROBOTIC SURGEONS SUPPLEMENTARY
8580 | 4231220310300 | "SUTURE, POLYAMIDE, MONOFILAMENT, NON-ABSORBABLE, LOOP, SIZE 0, 40 MM ( +/- 1 MM ), 1/2 CIRCLE, TAPER POINT HEAVY NEEDLE, 150 CM ( +/- 20 CM ), STERILE" | GENERAL CONSUMABLES FOR: SURGICAL SUTURES, LAPRASCOPIC AND ROBOTIC SURGEONS SUPPLEMENTARY
8581 | 4229290419700 | "SUTURE, POLYAMIDE, MONOFILAMENT, NON-ABSORBABLE, LOOP, SIZE 1, 36 MM ( +/- 1 MM ), 1/2 CIRCLE, ROUND BODY HEAVY NEEDLE, 150 CM ( +/- 20 CM ), BLACK, STERILE" | GENERAL CONSUMABLES FOR: SURGICAL SUTURES, LAPRASCOPIC AND ROBOTIC SURGEONS SUPPLEMENTARY
8582 | 4231220105400 | "SUTURE, POLYAMIDE, MONOFILAMENT, NON-ABSORBABLE, LOOP, SIZE 1, 48 MM ( +/- 1 MM ), 1/2 CIRCLE, ROUND BODY NEEDLE, 150 CM ( +/- 20 CM ), BLACK, STERILE" | GENERAL CONSUMABLES FOR: SURGICAL SUTURES, LAPRASCOPIC AND ROBOTIC SURGEONS SUPPLEMENTARY
8583 | 4229540015200 | "SUTURE, POLYAMIDE, MONOFILAMENT, NON-ABSORBABLE, LOOP, SIZE 2/0, 31 MM ( +/- 1 MM ), 1/2 CIRCLE, ROUND BODY NEEDLE, 150 CM ( +/- 20 CM ), BLACK, STERILE" | GENERAL CONSUMABLES FOR: SURGICAL SUTURES, LAPRASCOPIC AND ROBOTIC SURGEONS SUPPLEMENTARY
8584 | 4229290419800 | SUTURE, POLYAMIDE, MONOFILAMENT, NON-ABSORBABLE, SIZE 0, 40 MM ( +/- 1 MM ), 1/2 CIRCLE, ROUND BODY NEEDLE, 100 CM, BLACK, STERILE | GENERAL CONSUMABLES FOR: SURGICAL SUTURES, LAPRASCOPIC AND ROBOTIC SURGEONS SUPPLEMENTARY
8585 | 4231220115500 | SUTURE, POLYAMIDE, MONOFILAMENT, NON-ABSORBABLE, SIZE 0, 40 MM ( +/- 1 MM ), 1/2 CIRCLE, ROUND BODY NEEDLE, 100 CM, BLUE, STERILE | GENERAL CONSUMABLES FOR: SURGICAL SUTURES, LAPRASCOPIC AND ROBOTIC SURGEONS SUPPLEMENTARY
8586 | 4231220311100 | "SUTURE, POLYAMIDE, MONOFILAMENT, NON-ABSORBABLE, SIZE 0, 90 MM ( +/- 2 MM ), 3/8 CIRCLE, CUTTING NEEDLE, 100 CM, BLUE, STERILE" | GENERAL CONSUMABLES FOR: SURGICAL SUTURES, LAPRASCOPIC AND ROBOTIC SURGEONS SUPPLEMENTARY
8587 | 4229290000300 | SUTURE, POLYAMIDE, MONOFILAMENT, NON-ABSORBABLE, SIZE 1, 30 MM ( +/- 1 MM ), 1/2 CIRCLE, TAPER POINT HEAVY NEEDLE, 100 CM, STERILE | GENERAL CONSUMABLES FOR: SURGICAL SUTURES, LAPRASCOPIC AND ROBOTIC SURGEONS SUPPLEMENTARY
8588 | 4231220115600 | SUTURE, POLYAMIDE, MONOFILAMENT, NON-ABSORBABLE, SIZE 1, 40 MM ( +/- 1 MM ), 1/2 CIRCLE, ROUND BODY NEEDLE, 100 CM, BLACK, STERILE | GENERAL CONSUMABLES FOR: SURGICAL SUTURES, LAPRASCOPIC AND ROBOTIC SURGEONS SUPPLEMENTARY
8589 | 4231220310400 | SUTURE, POLYAMIDE, MONOFILAMENT, NON-ABSORBABLE, SIZE 1, 48 MM ( +/- 1 MM ), 1/2 CIRCLE, REVERSE CUTTING NEEDLE, 100 CM, BLACK, STERILE | GENERAL CONSUMABLES FOR: SURGICAL SUTURES, LAPRASCOPIC AND ROBOTIC SURGEONS SUPPLEMENTARY
8590 | 4231220214300 | SUTURE, POLYAMIDE, MONOFILAMENT, NON-ABSORBABLE, SIZE 1, 48 MM ( +/- 1 MM ), 1/2 CIRCLE, TAPER POINT NEEDLE, 100 CM, BLACK, STERILE | GENERAL CONSUMABLES FOR: SURGICAL SUTURES, LAPRASCOPIC AND ROBOTIC SURGEONS SUPPLEMENTARY
8591 | 4231220105500 | "SUTURE, POLYAMIDE, MONOFILAMENT, NON-ABSORBABLE, SIZE 1, 90 MM ( +/- 2 MM ), 3/8 CIRCLE, CUTTING NEEDLE, 2 X 45-50 CM, WITH 40 MM RETENTION TUBE, BLACK, STERILE" | GENERAL CONSUMABLES FOR: SURGICAL SUTURES, LAPRASCOPIC AND ROBOTIC SURGEONS SUPPLEMENTARY
8592 | 4229290419900 | "SUTURE, POLYAMIDE, MONOFILAMENT, NON-ABSORBABLE, SIZE 1, 90 MM ( +/- 2 MM ), 3/8 CIRCLE, CUTTING NEEDLE, 100 CM, BLUE, STERILE" | GENERAL CONSUMABLES FOR: SURGICAL SUTURES, LAPRASCOPIC AND ROBOTIC SURGEONS SUPPLEMENTARY
8593 | 4229290420000 | "SUTURE, POLYAMIDE, MONOFILAMENT, NON-ABSORBABLE, SIZE 2/0, 25-26 MM, 3/8 CIRCLE, PRIME REVERSE CUTTING NEEDLE, 70-75 CM, BLUE, STERILE" | GENERAL CONSUMABLES FOR: SURGICAL SUTURES, LAPRASCOPIC AND ROBOTIC SURGEONS SUPPLEMENTARY
8594 | 4231220311400 | SUTURE, POLYAMIDE, MONOFILAMENT, NON-ABSORBABLE, SIZE 2/0, 31 MM ( +/- 1 MM ), 1/2 CIRCLE, ROUND BODY, 100 CM, BLACK, STERILE | GENERAL CONSUMABLES FOR: SURGICAL SUTURES, LAPRASCOPIC AND ROBOTIC SURGEONS SUPPLEMENTARY
8595 | 4231220310700 | SUTURE, POLYAMIDE, MONOFILAMENT, NON-ABSORBABLE, SIZE 2/0, 45 MM ( +/- 1 MM ), 3/8 CIRCLE, CUTTING NEEDLE, 100 CM, BLACK, STERILE | GENERAL CONSUMABLES FOR: SURGICAL SUTURES, LAPRASCOPIC AND ROBOTIC SURGEONS SUPPLEMENTARY
8596 | 4229290420100 | SUTURE, POLYAMIDE, MONOFILAMENT, NON-ABSORBABLE, SIZE 2/0, 45 MM ( +/- 1 MM ), 3/8 CIRCLE, CUTTING NEEDLE, 100 CM, BLUE, STERILE | GENERAL CONSUMABLES FOR: SURGICAL SUTURES, LAPRASCOPIC AND ROBOTIC SURGEONS SUPPLEMENTARY
8597 | 4229290420200 | SUTURE, POLYAMIDE, MONOFILAMENT, NON-ABSORBABLE, SIZE 2/0, 45 MM ( +/- 1 MM ), 3/8 CIRCLE, REVERSE CUTTING NEEDLE, 100 CM, BLUE, STERILE | GENERAL CONSUMABLES FOR: SURGICAL SUTURES, LAPRASCOPIC AND ROBOTIC SURGEONS SUPPLEMENTARY
8598 | 4231220115400 | "SUTURE, POLYAMIDE, MONOFILAMENT, NON-ABSORBABLE, SIZE 2/0, 55 MM ( +/- 2 MM ), STRAIGHT CUTTING NEEDLE, 100 CM, BLUE, STERILE" | GENERAL CONSUMABLES FOR: SURGICAL SUTURES, LAPRASCOPIC AND ROBOTIC SURGEONS SUPPLEMENTARY
8599 | 4231220114700 | "SUTURE, POLYAMIDE, MONOFILAMENT, NON-ABSORBABLE, SIZE 3/0, 25-26 MM, 3/8 CIRCLE, REVERSE CUTTING NEEDLE, 45-50 CM, BLUE, STERILE" | GENERAL CONSUMABLES FOR: SURGICAL SUTURES, LAPRASCOPIC AND ROBOTIC SURGEONS SUPPLEMENTARY
8600 | 4231220214500 | "SUTURE, POLYAMIDE, MONOFILAMENT, NON-ABSORBABLE, SIZE 3/0, 19-20 MM, 3/8 CIRCLE, REVERSE CUTTING NEEDLE, 45-50 CM, BLUE, STERILE" | GENERAL CONSUMABLES FOR: SURGICAL SUTURES, LAPRASCOPIC AND ROBOTIC SURGEONS SUPPLEMENTARY
8601 | 4231220114900 | "SUTURE, POLYAMIDE, MONOFILAMENT, NON-ABSORBABLE, SIZE 3/0, 25-26 MM, 3/8 CIRCLE, CUTTING NEEDLE, 100 CM, BLUE, STERILE" | GENERAL CONSUMABLES FOR: SURGICAL SUTURES, LAPRASCOPIC AND ROBOTIC SURGEONS SUPPLEMENTARY
8602 | 4229290420300 | "SUTURE, POLYAMIDE, MONOFILAMENT, NON-ABSORBABLE, SIZE 3/0, 25-26 MM, 3/8 CIRCLE, REVERSE CUTTING PRIME NEEDLE, 45-50 CM, BLUE, STERILE" | GENERAL CONSUMABLES FOR: SURGICAL SUTURES, LAPRASCOPIC AND ROBOTIC SURGEONS SUPPLEMENTARY
8603 | 4231220114800 | "SUTURE, POLYAMIDE, MONOFILAMENT, NON-ABSORBABLE, SIZE 3/0, 60 MM ( +/- 2 MM ), STRAIGHT CUTTING NEEDLE, 70-75 CM, BLUE, STERILE" | GENERAL CONSUMABLES FOR: SURGICAL SUTURES, LAPRASCOPIC AND ROBOTIC SURGEONS SUPPLEMENTARY
8604 | 4229290420400 | "SUTURE, POLYAMIDE, MONOFILAMENT, NON-ABSORBABLE, SIZE 4/0, 13-14 MM, 3/8 CIRCLE, PRIME REVERSE CUTTING NEEDLE, 45-50 CM, BLACK, STERILE" | GENERAL CONSUMABLES FOR: SURGICAL SUTURES, LAPRASCOPIC AND ROBOTIC SURGEONS SUPPLEMENTARY
8605 | 4229290420500 | "SUTURE, POLYAMIDE, MONOFILAMENT, NON-ABSORBABLE, SIZE 4/0, 19-20 MM, 3/8 CIRCLE, CUTTING NEEDLE, 100 CM, BLUE, STERILE" | GENERAL CONSUMABLES FOR: SURGICAL SUTURES, LAPRASCOPIC AND ROBOTIC SURGEONS SUPPLEMENTARY
8606 | 4229290420700 | "SUTURE, POLYAMIDE, MONOFILAMENT, NON-ABSORBABLE, SIZE 4/0, 19-20 MM, 3/8 CIRCLE, PRIME REVERSE CUTTING NEEDLE, 45-50 CM, BLUE, STERILE" | GENERAL CONSUMABLES FOR: SURGICAL SUTURES, LAPRASCOPIC AND ROBOTIC SURGEONS SUPPLEMENTARY
8607 | 4231220114600 | "SUTURE, POLYAMIDE, MONOFILAMENT, NON-ABSORBABLE, SIZE 4/0, 19-20 MM, 3/8 CIRCLE, REVERSE CUTTING NEEDLE, 45-50 CM, BLUE, STERILE" | GENERAL CONSUMABLES FOR: SURGICAL SUTURES, LAPRASCOPIC AND ROBOTIC SURGEONS SUPPLEMENTARY
8608 | 4231220310200 | "SUTURE, POLYAMIDE, MONOFILAMENT, NON-ABSORBABLE, SIZE 5/0, 13-14 MM, 3/8 CIRCLE, CUTTING NEEDLE, 45-50 CM, BLACK, STERILE" | GENERAL CONSUMABLES FOR: SURGICAL SUTURES, LAPRASCOPIC AND ROBOTIC SURGEONS SUPPLEMENTARY
8609 | 4231220114400 | "SUTURE, POLYAMIDE, MONOFILAMENT, NON-ABSORBABLE, SIZE 5/0, 15-16 MM, 3/8 CIRCLE, CUTTING NEEDLE, 45-50 CM, BLUE, STERILE" | GENERAL CONSUMABLES FOR: SURGICAL SUTURES, LAPRASCOPIC AND ROBOTIC SURGEONS SUPPLEMENTARY
8610 | 4229290420900 | "SUTURE, POLYAMIDE, MONOFILAMENT, NON-ABSORBABLE, SIZE 5/0, 15-16 MM, 3/8 CIRCLE, PRIME REVERSE CUTTING MULTIPASS NEEDLE, 45-50 CM, BLACK, STERILE" | GENERAL CONSUMABLES FOR: SURGICAL SUTURES, LAPRASCOPIC AND ROBOTIC SURGEONS SUPPLEMENTARY
8611 | 4231220214400 | "SUTURE, POLYAMIDE, MONOFILAMENT, NON-ABSORBABLE, SIZE 5/0, 19-20 MM, 3/8 CIRCLE, CUTTING NEEDLE, 45-50 CM, STERILE" | GENERAL CONSUMABLES FOR: SURGICAL SUTURES, LAPRASCOPIC AND ROBOTIC SURGEONS SUPPLEMENTARY
8612 | 4229290421000 | "SUTURE, POLYAMIDE, MONOFILAMENT, NON-ABSORBABLE, SIZE 5/0, 25-26 MM, 3/8 CIRCLE, CUTTING NEEDLE, 45-50 CM, BLUE, STERILE" | GENERAL CONSUMABLES FOR: SURGICAL SUTURES, LAPRASCOPIC AND ROBOTIC SURGEONS SUPPLEMENTARY
8613 | 4231220115200 | "SUTURE, POLYAMIDE, MONOFILAMENT, NON-ABSORBABLE, SIZE 5/0, 25-26 MM, 3/8 CIRCLE, SLIM CUTTING NEEDLE, 45-50 CM, BLUE, STERILE" | GENERAL CONSUMABLES FOR: SURGICAL SUTURES, LAPRASCOPIC AND ROBOTIC SURGEONS SUPPLEMENTARY
8614 | 4231220310800 | "SUTURE, POLYAMIDE, MONOFILAMENT, NON-ABSORBABLE, SIZE 5/0, 8 MM, 1/4 CIRCLE, SPATULATED DOUBLE ARM NEEDLE, 45-50 CM, BLACK, STERILE" | GENERAL CONSUMABLES FOR: SURGICAL SUTURES, LAPRASCOPIC AND ROBOTIC SURGEONS SUPPLEMENTARY
8615 | 4229290430500 | "SUTURE, POLYAMIDE, MONOFILAMENT, NON-ABSORBABLE, SIZE 5/0, 13-14 MM, 3/8 CIRCLE, MULTIPASS REVERSE CUTTING NEEDLE, 40-45 CM, BLACK, STERILE" | GENERAL CONSUMABLES FOR: SURGICAL SUTURES, LAPRASCOPIC AND ROBOTIC SURGEONS SUPPLEMENTARY
8616 | 4229290430600 | "SUTURE, POLYAMIDE, MONOFILAMENT, NON-ABSORBABLE, SIZE 6/0, 11-12 MM, 3/8 CIRCLE, PRIME REVERSE CUTTING NEEDLE, 40-45 CM, BLACK, STERILE" | GENERAL CONSUMABLES FOR: SURGICAL SUTURES, LAPRASCOPIC AND ROBOTIC SURGEONS SUPPLEMENTARY
8617 | 4229290430700 | SUTURE, POLYAMIDE, MONOFILAMENT, NON-ABSORBABLE, SIZE 10/0, 5.5 MM, 1/2 CIRCLE, SIDE CUTTING SPATULATED DOUBLE ARM NEEDLE, 15 CM, BLACK, STERILE | GENERAL CONSUMABLES FOR: SURGICAL SUTURES, LAPRASCOPIC AND ROBOTIC SURGEONS SUPPLEMENTARY
8618 | 4231220311500 | "SUTURE, POLYAMIDE, MONOFILAMENT, NON-ABSORBABLE, SIZE 6/0, 13-14 MM, 3/8 CIRCLE, REVERSE CUTTING NEEDLE, 45-50 CM, BLUE, STERILE" | GENERAL CONSUMABLES FOR: SURGICAL SUTURES, LAPRASCOPIC AND ROBOTIC SURGEONS SUPPLEMENTARY
8619 | 4229290421100 | "SUTURE, POLYAMIDE, MONOFILAMENT, NON-ABSORBABLE, SIZE 6/0, 13-14 MM, 3/8 CIRCLE, REVERSE CUTTING NEEDLE, 45-50 CM, UNDYED, STERILE" | GENERAL CONSUMABLES FOR: SURGICAL SUTURES, LAPRASCOPIC AND ROBOTIC SURGEONS SUPPLEMENTARY
8620 | 4231220114200 | "SUTURE, POLYAMIDE, MONOFILAMENT, NON-ABSORBABLE, SIZE 6/0, 15-16 MM, 3/8 CIRCLE, CUTTING NEEDLE, 35-40 CM, BLUE, STERILE" | GENERAL CONSUMABLES FOR: SURGICAL SUTURES, LAPRASCOPIC AND ROBOTIC SURGEONS SUPPLEMENTARY
8621 | 4231220114300 | "SUTURE, POLYAMIDE, MONOFILAMENT, NON-ABSORBABLE, SIZE 6/0, 25-26 MM, 3/8 CIRCLE, CUTTING NEEDLE, 35-40 CM, BLUE, STERILE" | GENERAL CONSUMABLES FOR: SURGICAL SUTURES, LAPRASCOPIC AND ROBOTIC SURGEONS SUPPLEMENTARY
8622 | 4231220311600 | SUTURE, POLYAMIDE, MONOFILAMENT, NON-ABSORBABLE, SIZE 8/0, 5 MM, 3/8 CIRCLE, TAPER POINT NEEDLE, 13 CM, BLACK, STERILE | GENERAL CONSUMABLES FOR: SURGICAL SUTURES, LAPRASCOPIC AND ROBOTIC SURGEONS SUPPLEMENTARY
8623 | 4231220105200 | SUTURE, POLYAMIDE, MONOFILAMENT, NON-ABSORBABLE, SIZE 8/0, 6.5 MM, 3/8 CIRCLE, TAPER POINT NEEDLE, 30 CM, BLACK, STERILE | GENERAL CONSUMABLES FOR: SURGICAL SUTURES, LAPRASCOPIC AND ROBOTIC SURGEONS SUPPLEMENTARY
8624 | 4231220310900 | SUTURE, POLYAMIDE, MONOFILAMENT, NON-ABSORBABLE, SIZE 9/0, 3.8 MM, 3/8 CIRCLE, ROUND BODY NEEDLE, 13 CM, BLACK, STERILE | GENERAL CONSUMABLES FOR: SURGICAL SUTURES, LAPRASCOPIC AND ROBOTIC SURGEONS SUPPLEMENTARY
8625 | 4231220228200 | SUTURE, POLYAMIDE, MONOFILAMENT, NON-ABSORBABLE, SIZE 9/0, 5 MM, 3/8 CIRCLE, ROUND BODY NEEDLE, 13 CM, BLACK, STERILE | GENERAL CONSUMABLES FOR: SURGICAL SUTURES, LAPRASCOPIC AND ROBOTIC SURGEONS SUPPLEMENTARY
8626 | 4229290421200 | SUTURE, POLYAMIDE, MONOFILAMENT, NON-ABSORBABLE, SIZE 9/0, 6 MM, 3/8 CIRCLE, ROUND BODY NEEDLE, 30 CM, STERILE | GENERAL CONSUMABLES FOR: SURGICAL SUTURES, LAPRASCOPIC AND ROBOTIC SURGEONS SUPPLEMENTARY
8627 | 4231220104800 | SUTURE, POLYAMIDE, MONOFILAMENT, NON-ABSORBABLE, SIZE 9/0, 6 MM, 3/8 CIRCLE, SPATULATED DOUBLE ARM NEEDLE, 30 CM, BLACK, STERILE | GENERAL CONSUMABLES FOR: SURGICAL SUTURES, LAPRASCOPIC AND ROBOTIC SURGEONS SUPPLEMENTARY
8628 | 4229290421300 | "SUTURE, POLYAMIDE, MONOFILAMENT, NON-ABSORBABLE, SIZE 9/0, 6.5 MM, 3/8 CIRCLE, REVERSE SPATULATED DOUBLE ARM NEEDLE, 30 CM, BLACK, STERILE" | GENERAL CONSUMABLES FOR: SURGICAL SUTURES, LAPRASCOPIC AND ROBOTIC SURGEONS SUPPLEMENTARY
8629 | 4231220117500 | SUTURE, POLYAMIDE, MONOFILAMENT, NON-ABSORBABLE, SIZE 10/0, 3.8 MM, 3/8 CIRCLE, TAPER POINT NEEDLE, 13 CM, BLACK, STERILE | GENERAL CONSUMABLES FOR: SURGICAL SUTURES, LAPRASCOPIC AND ROBOTIC SURGEONS SUPPLEMENTARY
8630 | 4231220310500 | SUTURE, POLYAMIDE, MONOFILAMENT, NON-ABSORBABLE, SIZE 10/0, 5 MM, 1/2 CIRCLE, ROUND BODY NEEDLE, 13 CM, BLACK, STERILE | GENERAL CONSUMABLES FOR: SURGICAL SUTURES, LAPRASCOPIC AND ROBOTIC SURGEONS SUPPLEMENTARY
8631 | 4231220310600 | "SUTURE, POLYAMIDE, MONOFILAMENT, NON-ABSORBABLE, SIZE 10/0, 5 MM, 1/2 CIRCLE, CUTTING EDGE SPATULA DOUBLE ARM NEEDLE, 30 CM, BLACK, STERILE" | GENERAL CONSUMABLES FOR: SURGICAL SUTURES, LAPRASCOPIC AND ROBOTIC SURGEONS SUPPLEMENTARY
8632 | 4231220026100 | SUTURE, POLYAMIDE, MONOFILAMENT, NON-ABSORBABLE, SIZE 10/0, 5 MM, 3/8 CIRCLE, ROUND BODY NEEDLE, 13 CM, BLACK, STERILE | GENERAL CONSUMABLES FOR: SURGICAL SUTURES, LAPRASCOPIC AND ROBOTIC SURGEONS SUPPLEMENTARY
8633 | 4229290421400 | SUTURE, POLYAMIDE, MONOFILAMENT, NON-ABSORBABLE, SIZE 10/0, 5.5 MM, 1/2 CIRCLE, SIDE CUTTING SPATULATED DOUBLE ARM NEEDLE, 30 CM, BLACK, STERILE | GENERAL CONSUMABLES FOR: SURGICAL SUTURES, LAPRASCOPIC AND ROBOTIC SURGEONS SUPPLEMENTARY
8634 | 4231220104700 | SUTURE, POLYAMIDE, MONOFILAMENT, NON-ABSORBABLE, SIZE 10/0, 6 MM, 3/8 CIRCLE, ROUND BODY DOUBLE ARM NEEDLE, 30 CM, BLACK, STERILE | GENERAL CONSUMABLES FOR: SURGICAL SUTURES, LAPRASCOPIC AND ROBOTIC SURGEONS SUPPLEMENTARY
8635 | 4229290421500 | SUTURE, POLYAMIDE, MONOFILAMENT, NON-ABSORBABLE, SIZE 10/0, 6 MM, 3/8 CIRCLE, SPATULATED DOUBLE ARM NEEDLE, 30 CM, BLACK, STERILE | GENERAL CONSUMABLES FOR: SURGICAL SUTURES, LAPRASCOPIC AND ROBOTIC SURGEONS SUPPLEMENTARY
8636 | 4231220104600 | "SUTURE, POLYAMIDE, MONOFILAMENT, NON-ABSORBABLE, SIZE 10/0, 6 MM, 3/8 CIRCLE, REVERSE SPATULATED DOUBLE ARM NEEDLE, 30 CM, BLACK, STERILE" | GENERAL CONSUMABLES FOR: SURGICAL SUTURES, LAPRASCOPIC AND ROBOTIC SURGEONS SUPPLEMENTARY
8637 | 4231220311700 | SUTURE, POLYAMIDE, MONOFILAMENT, NON-ABSORBABLE, SIZE 10/0, 6.5 MM, 3/8 CIRCLE, SPATULATED DOUBLE ARM NEEDLE, 30 CM, BLACK, STERILE | GENERAL CONSUMABLES FOR: SURGICAL SUTURES, LAPRASCOPIC AND ROBOTIC SURGEONS SUPPLEMENTARY
8638 | 4231220311200 | SUTURE, POLYAMIDE, MONOFILAMENT, NON-ABSORBABLE, SIZE 11/0, 3.8 MM, 3/8 CIRCLE, TAPER POINT NEEDLE, 13 CM, BLACK, STERILE | GENERAL CONSUMABLES FOR: SURGICAL SUTURES, LAPRASCOPIC AND ROBOTIC SURGEONS SUPPLEMENTARY
8639 | 4231220312100 | "SUTURE, POLYESTER, MULTIFILAMENT, NON-ABSORBABLE, SIZE 4/0, 8 MM, 1/4 CIRCLE, SPATULATED DOUBLE ARM NEEDLE, 45-50 CM, WHITE, STERILE" | GENERAL CONSUMABLES FOR: SURGICAL SUTURES, LAPRASCOPIC AND ROBOTIC SURGEONS SUPPLEMENTARY
8640 | 4229540015000 | "SUTURE, POLYESTER, MULTIFILAMENT, NON-ABSORBABLE, SIZE 5/0, 8 MM, 1/4 CIRCLE, SPATULATED DOUBLE ARM NEEDLE, 45-50 CM, WHITE, STERILE" | GENERAL CONSUMABLES FOR: SURGICAL SUTURES, LAPRASCOPIC AND ROBOTIC SURGEONS SUPPLEMENTARY
8641 | 4229540015800 | "SUTURE, POLYESTER, COATED SILICON OR POLYBUTILATE, MULTIFILAMENT, NON-ABSORBABLE, SIZE 0, 25-26 MM, 1/2 CIRCLE, ROUND BODY NEEDLE, 70-75 CM, GREEN, STERILE" | GENERAL CONSUMABLES FOR: SURGICAL SUTURES, LAPRASCOPIC AND ROBOTIC SURGEONS SUPPLEMENTARY
8642 | 4229290000400 | "SUTURE, POLYESTER, COATED SILICON OR POLYBUTILATE, MULTIFILAMENT, NON-ABSORBABLE, SIZE 0, 31 MM ( +/- 1 MM ), 1/2 CIRCLE, TAPER POINT NEEDLE, 70-75 CM, GREEN, STERILE" | GENERAL CONSUMABLES FOR: SURGICAL SUTURES, LAPRASCOPIC AND ROBOTIC SURGEONS SUPPLEMENTARY
8643 | 4231220113700 | "SUTURE, POLYESTER, COATED SILICON OR POLYBUTILATE, MULTIFILAMENT, NON-ABSORBABLE, SIZE 0, 55 MM ( +/- 2 MM ), 1/2 CIRCLE, TAPER CUT NEEDLE, 70-75 CM, GREEN, STERILE" | GENERAL CONSUMABLES FOR: SURGICAL SUTURES, LAPRASCOPIC AND ROBOTIC SURGEONS SUPPLEMENTARY
8644 | 4231220117600 | "SUTURE, POLYESTER, COATED SILICON OR POLYBUTILATE, MULTIFILAMENT, NON-ABSORBABLE, SIZE 0, 36 MM ( +/- 1 MM ), 1/2 CIRCLE, TAPER POINT NEEDLE, 70-75 CM, GREEN, STERILE" | GENERAL CONSUMABLES FOR: SURGICAL SUTURES, LAPRASCOPIC AND ROBOTIC SURGEONS SUPPLEMENTARY
8645 | 4231220217100 | "SUTURE, POLYESTER, COATED SILICON OR POLYBUTILATE, MULTIFILAMENT, NON-ABSORBABLE, SIZE 1, 31 MM ( +/- 1 MM), J-NEEDLE, ROUND BODY NEEDLE, 70-75 CM, GREEN, STERILE" | GENERAL CONSUMABLES FOR: SURGICAL SUTURES, LAPRASCOPIC AND ROBOTIC SURGEONS SUPPLEMENTARY
8646 | 4231220117700 | "SUTURE, POLYESTER, COATED SILICON OR POLYBUTILATE, MULTIFILAMENT, NON-ABSORBABLE, SIZE 1, 36 MM ( +/- 1 MM ), 1/2 CIRCLE, TAPER POINT NEEDLE, 70-75 CM, GREEN, STERILE" | GENERAL CONSUMABLES FOR: SURGICAL SUTURES, LAPRASCOPIC AND ROBOTIC SURGEONS SUPPLEMENTARY
8647 | 4231220113800 | "SUTURE, POLYESTER, COATED SILICON OR POLYBUTILATE, MULTIFILAMENT, NON-ABSORBABLE, SIZE 2, 45 MM ( +/- 1 MM ), 1/2 CIRCLE, TAPER CUT HEAVY NEEDLE, 4 X 70-75 CM, GREEN, STERILE" | GENERAL CONSUMABLES FOR: SURGICAL SUTURES, LAPRASCOPIC AND ROBOTIC SURGEONS SUPPLEMENTARY
8648 | 4231220106400 | "SUTURE, POLYESTER, COATED SILICON OR POLYBUTILATE, MULTIFILAMENT, NON-ABSORBABLE, SIZE 2/0, 17-18 MM, 1/2 CIRCLE, TAPER CUT DOUBLE ARM NEEDLE, 70-75 CM, GREEN, STERILE" | GENERAL CONSUMABLES FOR: SURGICAL SUTURES, LAPRASCOPIC AND ROBOTIC SURGEONS SUPPLEMENTARY
8649 | 4229290421600 | "SUTURE, POLYESTER, COATED SILICON OR POLYBUTILATE, MULTIFILAMENT, NON-ABSORBABLE, SIZE 2/0, 17-18 MM, 1/2 CIRCLE, TAPER CUT DOUBLE ARM NEEDLE, 90-95 CM, GREEN, STERILE" | GENERAL CONSUMABLES FOR: SURGICAL SUTURES, LAPRASCOPIC AND ROBOTIC SURGEONS SUPPLEMENTARY
8650 | 4220341122400 | "SUTURE, POLYESTER, COATED SILICON OR POLYBUTILATE, MULTIFILAMENT, NON-ABSORBABLE, SIZE 2/0, 17-18 MM, 1/2 CIRCLE, TAPER CUT DOUBLE ARM NEEDLE, WITH 3 X 6 MM FIRM PLEDGET, 10 X 70-75 CM, 5 GREEN OR BLUE, 5 WHITE, STERILE" | GENERAL CONSUMABLES FOR: SURGICAL SUTURES, LAPRASCOPIC AND ROBOTIC SURGEONS SUPPLEMENTARY
8651 | 4220341043800 | "SUTURE, POLYESTER, COATED SILICON OR POLYBUTILATE, MULTIFILAMENT, NON-ABSORBABLE, SIZE 2/0, 17-18 MM, 1/2 CIRCLE, TAPER POINT DOUBLE ARM NEEDLE, 90-95 CM, GREEN, STERILE" | GENERAL CONSUMABLES FOR: SURGICAL SUTURES, LAPRASCOPIC AND ROBOTIC SURGEONS SUPPLEMENTARY
8652 | 4231220316100 | "SUTURE, POLYESTER, COATED SILICON OR POLYBUTILATE, MULTIFILAMENT, NON-ABSORBABLE, SIZE 3/0, 23-24 MM, 3/8 CIRCLE, REVERSE CUTTING NEEDLE, 45-50 CM, GREEN, STERILE" | GENERAL CONSUMABLES FOR: SURGICAL SUTURES, LAPRASCOPIC AND ROBOTIC SURGEONS SUPPLEMENTARY
8653 | 4231150011700 | "SUTURE, POLYESTER, COATED SILICON OR POLYBUTILATE, MULTIFILAMENT, NON-ABSORBABLE, SIZE 2/0, 25-26 MM, 1/2 CIRCLE, ROUND BODY DOUBLE ARM NEEDLE, 90-95 CM, GREEN, STERILE" | GENERAL CONSUMABLES FOR: SURGICAL SUTURES, LAPRASCOPIC AND ROBOTIC SURGEONS SUPPLEMENTARY
8654 | 4220341039100 | "SUTURE, POLYESTER, COATED SILICON OR POLYBUTILATE, MULTIFILAMENT, NON-ABSORBABLE, SIZE 2/0, 25-26 MM, 1/2 CIRCLE, TAPER CUT DOUBLE ARM NEEDLE, 10 X 70-75 CM, 5 GREEN OR BLUE, 5 WHITE, STERILE" | GENERAL CONSUMABLES FOR: SURGICAL SUTURES, LAPRASCOPIC AND ROBOTIC SURGEONS SUPPLEMENTARY
8655 | 4220341122500 | "SUTURE, POLYESTER, COATED SILICON OR POLYBUTILATE, MULTIFILAMENT, NON-ABSORBABLE, SIZE 2/0, 25-26 MM, 1/2 CIRCLE, TAPER CUT DOUBLE ARM NEEDLE, 70-75 CM, GREEN, STERILE" | GENERAL CONSUMABLES FOR: SURGICAL SUTURES, LAPRASCOPIC AND ROBOTIC SURGEONS SUPPLEMENTARY
8656 | 4229290421700 | "SUTURE, POLYESTER, COATED SILICON OR POLYBUTILATE, MULTIFILAMENT, NON-ABSORBABLE, SIZE 2/0, 25-26 MM, 1/2 CIRCLE, TAPER CUT DOUBLE ARM NEEDLE, 90-95 CM, GREEN, STERILE" | GENERAL CONSUMABLES FOR: SURGICAL SUTURES, LAPRASCOPIC AND ROBOTIC SURGEONS SUPPLEMENTARY
8657 | 4220341122600 | "SUTURE, POLYESTER, COATED SILICON OR POLYBUTILATE, MULTIFILAMENT, NON-ABSORBABLE, SIZE 2/0, 25-26 MM, 1/2 CIRCLE, TAPER CUT DOUBLE ARM NEEDLE, WITH 3 X 6-7 MM FIRM PLEDGET, 8-10 X 70-75 CM, 5 GREEN OR BLUE, 5 WHITE, STERILE" | GENERAL CONSUMABLES FOR: SURGICAL SUTURES, LAPRASCOPIC AND ROBOTIC SURGEONS SUPPLEMENTARY
8658 | 4220341039000 | "SUTURE, POLYESTER, COATED SILICON OR POLYBUTILATE, MULTIFILAMENT, NON-ABSORBABLE, SIZE 2/0, 25-26 MM, 1/2 CIRCLE, TAPER CUT NEEDLE, 90-95 CM, GREEN, STERILE" | GENERAL CONSUMABLES FOR: SURGICAL SUTURES, LAPRASCOPIC AND ROBOTIC SURGEONS SUPPLEMENTARY
8659 | 4229290421800 | "SUTURE, POLYESTER, COATED SILICON OR POLYBUTILATE, MULTIFILAMENT, NON-ABSORBABLE, SIZE 2/0, 25-26 MM, 1/2 CIRCLE, TAPER POINT DOUBLE ARM NEEDLE, 10 X 70-75 CM, 5 GREEN OR BLUE, 5 WHITE, STERILE" | GENERAL CONSUMABLES FOR: SURGICAL SUTURES, LAPRASCOPIC AND ROBOTIC SURGEONS SUPPLEMENTARY
8660 | 4231220117900 | "SUTURE, POLYESTER, COATED SILICON OR POLYBUTILATE, MULTIFILAMENT, NON-ABSORBABLE, SIZE 2/0, 25-26 MM, 1/2 CIRCLE, TAPER POINT NEEDLE, 70-75 CM, GREEN, STERILE" | GENERAL CONSUMABLES FOR: SURGICAL SUTURES, LAPRASCOPIC AND ROBOTIC SURGEONS SUPPLEMENTARY
8661 | 4231220217200 | "SUTURE, POLYESTER, COATED SILICON OR POLYBUTILATE, MULTIFILAMENT, NON-ABSORBABLE, SIZE 2/0, 31 MM ( +/- 1 MM ), 1/2 CIRCLE, ROUND BODY NEEDLE, 70-75 CM, GREEN, STERILE" | GENERAL CONSUMABLES FOR: SURGICAL SUTURES, LAPRASCOPIC AND ROBOTIC SURGEONS SUPPLEMENTARY
8662 | 4229290421900 | "SUTURE, POLYESTER, COATED SILICON OR POLYBUTILATE, MULTIFILAMENT, NON-ABSORBABLE, SIZE 2/0, 31 MM ( +/- 1 MM ), 1/2 CIRCLE, TAPER CUT NEEDLE, 70-75 CM, GREEN, STERILE" | GENERAL CONSUMABLES FOR: SURGICAL SUTURES, LAPRASCOPIC AND ROBOTIC SURGEONS SUPPLEMENTARY
8663 | 4229540015900 | "SUTURE, POLYESTER, COATED SILICON OR POLYBUTILATE, MULTIFILAMENT, NON-ABSORBABLE, SIZE 2/0, 36 MM ( +/- 1 MM ), 1/2 CIRCLE, ROUND BODY NEEDLE, 70-75 CM, GREEN, STERILE" | GENERAL CONSUMABLES FOR: SURGICAL SUTURES, LAPRASCOPIC AND ROBOTIC SURGEONS SUPPLEMENTARY
8664 | 4229290422000 | "SUTURE, POLYESTER, COATED SILICON OR POLYBUTILATE, MULTIFILAMENT, NON-ABSORBABLE, SIZE 2/0, 45 MM ( +/- 1 MM ), 1/2 CIRCLE, TAPER CUT NEEDLE, 70-75 CM, GREEN, STERILE" | GENERAL CONSUMABLES FOR: SURGICAL SUTURES, LAPRASCOPIC AND ROBOTIC SURGEONS SUPPLEMENTARY
8665 | 4231220164400 | "SUTURE, POLYESTER, COATED SILICON OR POLYBUTILATE, MULTIFILAMENT, NON-ABSORBABLE, SIZE 3/0, 17-18 MM, 1/2 CIRCLE, ROUND BODY DOUBLE ARM NEEDLE, 90-95 CM, GREEN, STERILE" | GENERAL CONSUMABLES FOR: SURGICAL SUTURES, LAPRASCOPIC AND ROBOTIC SURGEONS SUPPLEMENTARY
8666 | 4220341044000 | "SUTURE, POLYESTER, COATED SILICON OR POLYBUTILATE, MULTIFILAMENT, NON-ABSORBABLE, SIZE 3/0, 17-18 MM, 1/2 CIRCLE, TAPER CUT DOUBLE ARM NEEDLE, 90-95 CM, GREEN, STERILE" | GENERAL CONSUMABLES FOR: SURGICAL SUTURES, LAPRASCOPIC AND ROBOTIC SURGEONS SUPPLEMENTARY
8667 | 4229540016000 | "SUTURE, POLYESTER, COATED SILICON OR POLYBUTILATE, MULTIFILAMENT, NON-ABSORBABLE, SIZE 3/0, 21-22 MM, 1/2 CIRCLE, ROUND BODY DOUBLE ARM NEEDLE, 90-95 CM, GREEN, STERILE" | GENERAL CONSUMABLES FOR: SURGICAL SUTURES, LAPRASCOPIC AND ROBOTIC SURGEONS SUPPLEMENTARY
8668 | 4220341038800 | "SUTURE, POLYESTER, COATED SILICON OR POLYBUTILATE, MULTIFILAMENT, NON-ABSORBABLE, SIZE 3/0, 25-26 MM, 1/2 CIRCLE, TAPER POINT DOUBLE ARM NEEDLE, 90-95 CM, GREEN, STERILE" | GENERAL CONSUMABLES FOR: SURGICAL SUTURES, LAPRASCOPIC AND ROBOTIC SURGEONS SUPPLEMENTARY
8669 | 4231220316200 | "SUTURE, POLYESTER, COATED SILICON OR POLYBUTILATE, MULTIFILAMENT, NON-ABSORBABLE, SIZE 3/0, 60 MM ( +/- 2 MM ), STRAIGHT CUTTING NEEDLE, 70-75 CM, GREEN, STERILE" | GENERAL CONSUMABLES FOR: SURGICAL SUTURES, LAPRASCOPIC AND ROBOTIC SURGEONS SUPPLEMENTARY
8670 | 4231220114100 | "SUTURE, POLYESTER, COATED SILICON OR POLYBUTILATE, MULTIFILAMENT, NON-ABSORBABLE, SIZE 4/0, 8 MM, 1/2 CIRCLE, SPATULATED DOUBLE ARM NEEDLE, 45-50 CM, WHITE, STERILE" | GENERAL CONSUMABLES FOR: SURGICAL SUTURES, LAPRASCOPIC AND ROBOTIC SURGEONS SUPPLEMENTARY
8671 | 4220341122700 | "SUTURE, POLYESTER, COATED SILICON OR POLYBUTILATE, MULTIFILAMENT, NON-ABSORBABLE, SIZE 4/0, 13-14 MM, 3/8 CIRCLE, TAPER POINT DOUBLE ARM NEEDLE, 70-75 CM, GREEN, STERILE" | GENERAL CONSUMABLES FOR: SURGICAL SUTURES, LAPRASCOPIC AND ROBOTIC SURGEONS SUPPLEMENTARY
8672 | 4229290422100 | "SUTURE, POLYESTER, COATED SILICON OR POLYBUTILATE, MULTIFILAMENT, NON-ABSORBABLE, SIZE 4/0, 13-14 MM, 3/8 CIRCLE, TAPER POINT DOUBLE ARM NEEDLE, WITH 7 X 3 MM FIRM PLEDGET, 70-75 CM, GREEN, STERILE" | GENERAL CONSUMABLES FOR: SURGICAL SUTURES, LAPRASCOPIC AND ROBOTIC SURGEONS SUPPLEMENTARY
8673 | 4231220114000 | "SUTURE, POLYESTER, COATED SILICON OR POLYBUTILATE, MULTIFILAMENT, NON-ABSORBABLE, SIZE 4/0, 17-18 MM, 1/2 CIRCLE, TAPER CUT DOUBLE ARM NEEDLE, 90-95 CM, GREEN, STERILE" | GENERAL CONSUMABLES FOR: SURGICAL SUTURES, LAPRASCOPIC AND ROBOTIC SURGEONS SUPPLEMENTARY
8674 | 4220341038700 | "SUTURE, POLYESTER, COATED SILICON OR POLYBUTILATE, MULTIFILAMENT, NON-ABSORBABLE, SIZE 4/0, 17-18 MM, 1/2 CIRCLE, TAPER POINT DOUBLE ARM NEEDLE, 90-95 CM, GREEN, STERILE" | GENERAL CONSUMABLES FOR: SURGICAL SUTURES, LAPRASCOPIC AND ROBOTIC SURGEONS SUPPLEMENTARY
8675 | 4220341120200 | "SUTURE, POLYESTER, COATED SILICON OR POLYBUTILATE, MULTIFILAMENT, NON-ABSORBABLE, SIZE 4/0, 17-18 MM, 3/8 CIRCLE, TAPER POINT DOUBLE ARM NEEDLE, 70-75 CM, GREEN, STERILE" | GENERAL CONSUMABLES FOR: SURGICAL SUTURES, LAPRASCOPIC AND ROBOTIC SURGEONS SUPPLEMENTARY
8676 | 4220341120300 | "SUTURE, POLYESTER, COATED SILICON OR POLYBUTILATE, MULTIFILAMENT, NON-ABSORBABLE, SIZE 4/0, 19-20 MM, 3/8 CIRCLE, REVERSE CUTTING NEEDLE, 45-50 CM, GREEN, STERILE" | GENERAL CONSUMABLES FOR: SURGICAL SUTURES, LAPRASCOPIC AND ROBOTIC SURGEONS SUPPLEMENTARY
8677 | 4231220316300 | "SUTURE, POLYESTER, COATED SILICON OR POLYBUTILATE, MULTIFILAMENT, NON-ABSORBABLE, SIZE 5, 55 MM ( +/- 2 MM ), 1/2 CIRCLE, TAPER CUT HEAVY NEEDLE, 4 X 70-75 CM, GREEN, STERILE" | GENERAL CONSUMABLES FOR: SURGICAL SUTURES, LAPRASCOPIC AND ROBOTIC SURGEONS SUPPLEMENTARY
8678 | 4220341038600 | "SUTURE, POLYESTER, COATED SILICON OR POLYBUTILATE, MULTIFILAMENT, NON-ABSORBABLE, SIZE 5/0, 10 MM, 1/2 CIRCLE, ROUND BODY DOUBLE ARM NEEDLE, WITH 3 X 3 MM FIRM PLEDGET, 70-75 CM, GREEN, STERILE" | GENERAL CONSUMABLES FOR: SURGICAL SUTURES, LAPRASCOPIC AND ROBOTIC SURGEONS SUPPLEMENTARY
8679 | 4220341122800 | "SUTURE, POLYESTER, COATED SILICON OR POLYBUTILATE, MULTIFILAMENT, NON-ABSORBABLE, SIZE 5/0, 13-14 MM, 3/8 CIRCLE, TAPER POINT DOUBLE ARM NEEDLE, 70-75 CM, GREEN, STERILE" | GENERAL CONSUMABLES FOR: SURGICAL SUTURES, LAPRASCOPIC AND ROBOTIC SURGEONS SUPPLEMENTARY
8680 | 4231220113900 | "SUTURE, POLYESTER, COATED SILICON OR POLYBUTILATE, MULTIFILAMENT, NON-ABSORBABLE, SIZE 5/0, 17-18 MM, 1/2 CIRCLE, TAPER CUT DOUBLE ARM NEEDLE, 90-95 CM, GREEN, STERILE" | GENERAL CONSUMABLES FOR: SURGICAL SUTURES, LAPRASCOPIC AND ROBOTIC SURGEONS SUPPLEMENTARY
8681 | 4229290422300 | "SUTURE, POLYESTER, COATED SILICON OR POLYBUTILATE, MULTIFILAMENT, NON-ABSORBABLE, SIZE 5/0, 17-18 MM, 1/2 CIRCLE, TAPER POINT DOUBLE ARM NEEDLE, 60-65 CM, GREEN, STERILE" | GENERAL CONSUMABLES FOR: SURGICAL SUTURES, LAPRASCOPIC AND ROBOTIC SURGEONS SUPPLEMENTARY
8682 | 4231220119500 | "SUTURE, POLYESTER, COATED SILICON OR POLYBUTILATE, MULTIFILAMENT, NON-ABSORBABLE, SIZE 5/0, 8 MM, 1/4 CIRCLE, SPATULATED DOUBLE ARM NEEDLE, 45-50 CM, GREEN, STERILE" | GENERAL CONSUMABLES FOR: SURGICAL SUTURES, LAPRASCOPIC AND ROBOTIC SURGEONS SUPPLEMENTARY
8683 | 4229540016100 | "SUTURE, POLYESTER, COATED SILICON OR POLYBUTILATE, MULTIFILAMENT, NON-ABSORBABLE, SIZE 5/0, 8 MM, 1/4 CIRCLE, SPATULATED DOUBLE ARM NEEDLE, 45-50 CM, WHITE, STERILE" | GENERAL CONSUMABLES FOR: SURGICAL SUTURES, LAPRASCOPIC AND ROBOTIC SURGEONS SUPPLEMENTARY
8684 | 4231220316500 | "SUTURE, POLYESTER, COATED SILICON OR POLYBUTILATE, MULTIFILAMENT, NON-ABSORBABLE, SIZE 2, 27-28 MM, 1/2 CIRCLE, ROUND BODY NEEDLE, 4 X 70-75 CM, 2 GREEN OR BLUE, 2 WHITE, STERILE" | GENERAL CONSUMABLES FOR: SURGICAL SUTURES, LAPRASCOPIC AND ROBOTIC SURGEONS SUPPLEMENTARY
8685 | 4229290005400 | "SUTURE, POLYESTER, COATED SILICON OR POLYBUTILATE, MULTIFILAMENT, NON-ABSORBABLE, SIZE 2/0, 19-20 MM, 1/2 CIRCLE, ROUND BODY NEEDLE, 70-75 CM, GREEN, STERILE" | GENERAL CONSUMABLES FOR: SURGICAL SUTURES, LAPRASCOPIC AND ROBOTIC SURGEONS SUPPLEMENTARY
8686 | 4229290005500 | "SUTURE, POLYESTER, COATED SILICON OR POLYBUTILATE, MULTIFILAMENT, NON-ABSORBABLE, SIZE 2/0, 19-20 MM, 1/2 CIRCLE, TAPER POINT DOUBLE ARM NEEDLE, 70-75 CM, GREEN, STERILE" | GENERAL CONSUMABLES FOR: SURGICAL SUTURES, LAPRASCOPIC AND ROBOTIC SURGEONS SUPPLEMENTARY
8687 | 4231220113600 | "SUTURE, POLYESTER, COATED SILICON OR POLYBUTILATE, MULTIFILAMENT, NON-ABSORBABLE, SIZE 6/0, 10 MM, 3/8 CIRCLE, ROUND BODY DOUBLE ARM NEEDLE, 70-75 CM, GREEN, STERILE" | GENERAL CONSUMABLES FOR: SURGICAL SUTURES, LAPRASCOPIC AND ROBOTIC SURGEONS SUPPLEMENTARY
8688 | 4231220218600 | "SUTURE, TAPE, POLYESTER, MONOFILAMENT, NON-ABSORBABLE, TAPE WIDTH 5 MM, NEEDLE SIZE 65 MM ( +/- 2 MM ), 1/2 CIRCLE, ROUND BODY DOUBLE ARM HEAVY BLUNT NEEDLE, 30-35 CM, WHITE, STERILE" | GENERAL CONSUMABLES FOR: SURGICAL SUTURES, LAPRASCOPIC AND ROBOTIC SURGEONS SUPPLEMENTARY
8689 | 4231220314000 | "SUTURE, SILK, MULTIFILAMENT, NON-ABSORBABLE, SIZE 0, 25-26 MM, 1/2 CIRCLE, TAPER POINT NEEDLE, 70-75 CM, BLACK, STERILE" | GENERAL CONSUMABLES FOR: SURGICAL SUTURES, LAPRASCOPIC AND ROBOTIC SURGEONS SUPPLEMENTARY
8690 | 4231220103200 | SUTURE, SILK, MULTIFILAMENT, NON-ABSORBABLE, SIZE 0, 30 MM ( +/- 1 MM ), 1/2 CIRCLE, TAPER POINT NEEDLE, 70-75 CM, BLACK, STERILE | GENERAL CONSUMABLES FOR: SURGICAL SUTURES, LAPRASCOPIC AND ROBOTIC SURGEONS SUPPLEMENTARY
8691 | 4231220216300 | SUTURE, SILK, MULTIFILAMENT, NON-ABSORBABLE, SIZE 0, 40 MM ( +/- 1 MM ), 1/2 CIRCLE, TAPER POINT NEEDLE, 70-75 CM, BLACK, STERILE | GENERAL CONSUMABLES FOR: SURGICAL SUTURES, LAPRASCOPIC AND ROBOTIC SURGEONS SUPPLEMENTARY
8692 | 4231220313800 | SUTURE, SILK, MULTIFILAMENT, NON-ABSORBABLE, SIZE 0, 45 MM ( +/- 1 MM ), 3/8 CIRCLE, REVERSE CUTTING NEEDLE, 70-75 CM, BLACK, STERILE | GENERAL CONSUMABLES FOR: SURGICAL SUTURES, LAPRASCOPIC AND ROBOTIC SURGEONS SUPPLEMENTARY
8693 | 4231220313900 | SUTURE, SILK, MULTIFILAMENT, NON-ABSORBABLE, SIZE 0, 48 MM ( +/- 1 MM ), 1/2 CIRCLE, CUTTING NEEDLE, 70-75 CM, BLACK, STERILE | GENERAL CONSUMABLES FOR: SURGICAL SUTURES, LAPRASCOPIC AND ROBOTIC SURGEONS SUPPLEMENTARY
8694 | 4231220103300 | "SUTURE, SILK, MULTIFILAMENT, NON-ABSORBABLE, SIZE 0, 60 MM ( +/- 2 MM ), STRAIGHT CUTTING NEEDLE, 70-75 CM, BLACK, STERILE" | GENERAL CONSUMABLES FOR: SURGICAL SUTURES, LAPRASCOPIC AND ROBOTIC SURGEONS SUPPLEMENTARY
8695 | 4231220103400 | "SUTURE, SILK, MULTIFILAMENT, NON-ABSORBABLE, SIZE 0, 90 MM ( +/- 2 MM ), 3/8 CIRCLE, CUTTING NEEDLE, 100 CM, BLACK, STERILE" | GENERAL CONSUMABLES FOR: SURGICAL SUTURES, LAPRASCOPIC AND ROBOTIC SURGEONS SUPPLEMENTARY
8696 | 4231220314100 | SUTURE, SILK, MULTIFILAMENT, NON-ABSORBABLE, SIZE 0, NEEDLE FREE, 10 X 70-75 CM, BLACK, STERILE | GENERAL CONSUMABLES FOR: SURGICAL SUTURES, LAPRASCOPIC AND ROBOTIC SURGEONS SUPPLEMENTARY
8697 | 4231220103800 | "SUTURE, SILK, MULTIFILAMENT, NON-ABSORBABLE, SIZE 0, NEEDLE FREE, 150 CM ( +/- 20 CM ), BLACK, STERILE" | GENERAL CONSUMABLES FOR: SURGICAL SUTURES, LAPRASCOPIC AND ROBOTIC SURGEONS SUPPLEMENTARY
8698 | 4231220314200 | "SUTURE, SILK, MULTIFILAMENT, NON-ABSORBABLE, SIZE 1, 25-26 MM, 1/2 CIRCLE, ROUND BODY NEEDLE, 70-75 CM, BLACK, STERILE" | GENERAL CONSUMABLES FOR: SURGICAL SUTURES, LAPRASCOPIC AND ROBOTIC SURGEONS SUPPLEMENTARY
8699 | 4231220103500 | SUTURE, SILK, MULTIFILAMENT, NON-ABSORBABLE, SIZE 1, 35 MM ( +/- 1 MM ), 1/2 CIRCLE, ROUND BODY NEEDLE, 70-75 CM, BLACK, STERILE | GENERAL CONSUMABLES FOR: SURGICAL SUTURES, LAPRASCOPIC AND ROBOTIC SURGEONS SUPPLEMENTARY
8700 | 4231220103600 | SUTURE, SILK, MULTIFILAMENT, NON-ABSORBABLE, SIZE 1, 40 MM ( +/- 1 MM ), 3/8 CIRCLE, CUTTING HEAVY NEEDLE, 70-75 CM, BLACK, STERILE | GENERAL CONSUMABLES FOR: SURGICAL SUTURES, LAPRASCOPIC AND ROBOTIC SURGEONS SUPPLEMENTARY
8701 | 4231220314300 | "SUTURE, SILK, MULTIFILAMENT, NON-ABSORBABLE, SIZE 1, 60 MM ( +/- 2 MM ), 3/8 CIRCLE, CUTTING NEEDLE, 70-75 CM, BLACK, STERILE" | GENERAL CONSUMABLES FOR: SURGICAL SUTURES, LAPRASCOPIC AND ROBOTIC SURGEONS SUPPLEMENTARY
8702 | 4231220103700 | "SUTURE, SILK, MULTIFILAMENT, NON-ABSORBABLE, SIZE 1, 90 MM ( +/- 2 MM ), 3/8 CIRCLE, CUTTING NEEDLE, 100 CM, BLACK, STERILE" | GENERAL CONSUMABLES FOR: SURGICAL SUTURES, LAPRASCOPIC AND ROBOTIC SURGEONS SUPPLEMENTARY
8703 | 4231220314400 | SUTURE, SILK, MULTIFILAMENT, NON-ABSORBABLE, SIZE 1, NEEDLE FREE, 10 X 70-75 CM, BLACK, STERILE | GENERAL CONSUMABLES FOR: SURGICAL SUTURES, LAPRASCOPIC AND ROBOTIC SURGEONS SUPPLEMENTARY
8704 | 4229290422400 | "SUTURE, SILK, MULTIFILAMENT, NON-ABSORBABLE, SIZE 1, NEEDLE FREE, 17 X 45-50 CM, BLACK, STERILE" | GENERAL CONSUMABLES FOR: SURGICAL SUTURES, LAPRASCOPIC AND ROBOTIC SURGEONS SUPPLEMENTARY
8705 | 4231220102800 | "SUTURE, SILK, MULTIFILAMENT, NON-ABSORBABLE, SIZE 2/0, 25-26 MM, 3/8 CIRCLE, REVERSE CUTTING NEEDLE, 45-50 CM, BLACK, STERILE" | GENERAL CONSUMABLES FOR: SURGICAL SUTURES, LAPRASCOPIC AND ROBOTIC SURGEONS SUPPLEMENTARY
8706 | 4231220102900 | SUTURE, SILK, MULTIFILAMENT, NON-ABSORBABLE, SIZE 2/0, 35 MM ( +/- 1 MM ), 3/8 CIRCLE, REVERSE CUTTING NEEDLE, 70-75 CM, BLACK, STERILE | GENERAL CONSUMABLES FOR: SURGICAL SUTURES, LAPRASCOPIC AND ROBOTIC SURGEONS SUPPLEMENTARY
8707 | 4231220216700 | "SUTURE, SILK, MULTIFILAMENT, NON-ABSORBABLE, SIZE 2/0, 60 MM ( +/- 2 MM ), STRAIGHT CUTTING NEEDLE, 70-75 CM, BLACK, STERILE" | GENERAL CONSUMABLES FOR: SURGICAL SUTURES, LAPRASCOPIC AND ROBOTIC SURGEONS SUPPLEMENTARY
8708 | 4231220103900 | "SUTURE, SILK, MULTIFILAMENT, NON-ABSORBABLE, SIZE 2/0, NEEDLE FREE, 150 CM ( +/- 20 CM ), BLACK, STERILE" | GENERAL CONSUMABLES FOR: SURGICAL SUTURES, LAPRASCOPIC AND ROBOTIC SURGEONS SUPPLEMENTARY
8709 | 4231220216400 | SUTURE, SILK, MULTIFILAMENT, NON-ABSORBABLE, SIZE 2, NEEDLE FREE, 180 CM ( +/- 10 CM ), BLACK, STERILE | GENERAL CONSUMABLES FOR: SURGICAL SUTURES, LAPRASCOPIC AND ROBOTIC SURGEONS SUPPLEMENTARY
8710 | 4229290403600 | "SUTURE, SILK, MULTIFILAMENT, NON-ABSORBABLE, SIZE 2/0, 17-18 MM, 3/8 CIRCLE, TAPER POINT NEEDLE, 70-75 CM, BLACK, STERILE" | GENERAL CONSUMABLES FOR: SURGICAL SUTURES, LAPRASCOPIC AND ROBOTIC SURGEONS SUPPLEMENTARY
8711 | 4231220315100 | "SUTURE, SILK, MULTIFILAMENT, NON-ABSORBABLE, SIZE 2/0, 19-20 MM, 1/2 CIRCLE, TAPER POINT NEEDLE, 70-75 CM, BLACK, STERILE" | GENERAL CONSUMABLES FOR: SURGICAL SUTURES, LAPRASCOPIC AND ROBOTIC SURGEONS SUPPLEMENTARY
8712 | 4231220314700 | "SUTURE, SILK, MULTIFILAMENT, NON-ABSORBABLE, SIZE 2/0, 21-22 MM, 1/2 CIRCLE, CUTTING NEEDLE, 45-50 CM, BLACK, STERILE" | GENERAL CONSUMABLES FOR: SURGICAL SUTURES, LAPRASCOPIC AND ROBOTIC SURGEONS SUPPLEMENTARY
8713 | 4231220102700 | "SUTURE, SILK, MULTIFILAMENT, NON-ABSORBABLE, SIZE 2/0, 25-26 MM, 1/2 CIRCLE, TAPER POINT NEEDLE, 70-75 CM, BLACK, STERILE" | GENERAL CONSUMABLES FOR: SURGICAL SUTURES, LAPRASCOPIC AND ROBOTIC SURGEONS SUPPLEMENTARY
8714 | 4231220314800 | SUTURE, SILK, MULTIFILAMENT, NON-ABSORBABLE, SIZE 2/0, 30 MM ( +/- 1 MM ), 1/2 CIRCLE, ROUND BODY NEEDLE, 70-75 CM, BLACK, STERILE | GENERAL CONSUMABLES FOR: SURGICAL SUTURES, LAPRASCOPIC AND ROBOTIC SURGEONS SUPPLEMENTARY
8715 | 4231220314600 | SUTURE, SILK, MULTIFILAMENT, NON-ABSORBABLE, SIZE 2/0, 37 MM ( +/- 1 MM ), 1/2 CIRCLE, TAPER POINT NEEDLE, 70-75 CM, BLACK, STERILE | GENERAL CONSUMABLES FOR: SURGICAL SUTURES, LAPRASCOPIC AND ROBOTIC SURGEONS SUPPLEMENTARY
8716 | 4231220103000 | "SUTURE, SILK, MULTIFILAMENT, NON-ABSORBABLE, SIZE 2/0, 55 MM ( +/- 2 MM ), STRAIGHT CUTTING NEEDLE, 100 CM, BLACK, STERILE" | GENERAL CONSUMABLES FOR: SURGICAL SUTURES, LAPRASCOPIC AND ROBOTIC SURGEONS SUPPLEMENTARY
8717 | 4231220103100 | "SUTURE, SILK, MULTIFILAMENT, NON-ABSORBABLE, SIZE 2/0, 75 MM ( +/- 2 MM ), STRAIGHT CUTTING NEEDLE, 100 CM, BLACK, STERILE" | GENERAL CONSUMABLES FOR: SURGICAL SUTURES, LAPRASCOPIC AND ROBOTIC SURGEONS SUPPLEMENTARY
8718 | 4231220216500 | "SUTURE, SILK, MULTIFILAMENT, NON-ABSORBABLE, SIZE 2/0, 90 MM ( +/- 2 MM ), 3/8 CIRCLE, CUTTING NEEDLE, 100 CM, BLACK, STERILE" | GENERAL CONSUMABLES FOR: SURGICAL SUTURES, LAPRASCOPIC AND ROBOTIC SURGEONS SUPPLEMENTARY
8719 | 4231220315000 | SUTURE, SILK, MULTIFILAMENT, NON-ABSORBABLE, SIZE 2/0, NEEDLE FREE, 10 X 70-75 CM, BLACK, STERILE | GENERAL CONSUMABLES FOR: SURGICAL SUTURES, LAPRASCOPIC AND ROBOTIC SURGEONS SUPPLEMENTARY
8720 | 4231220314900 | SUTURE, SILK, MULTIFILAMENT, NON-ABSORBABLE, SIZE 2/0, NEEDLE FREE, 13 X 60-65 CM, BLACK, STERILE | GENERAL CONSUMABLES FOR: SURGICAL SUTURES, LAPRASCOPIC AND ROBOTIC SURGEONS SUPPLEMENTARY
8721 | 4229290422500 | "SUTURE, SILK, MULTIFILAMENT, NON-ABSORBABLE, SIZE 2/0, NEEDLE FREE, 17 X 45-50 CM, BLACK, STERILE" | GENERAL CONSUMABLES FOR: SURGICAL SUTURES, LAPRASCOPIC AND ROBOTIC SURGEONS SUPPLEMENTARY
8722 | 4231220102400 | "SUTURE, SILK, MULTIFILAMENT, NON-ABSORBABLE, SIZE 3/0, 15-16 MM, 1/2 CIRCLE, ROUND BODY NEEDLE, 70-75 CM, BLACK, STERILE" | GENERAL CONSUMABLES FOR: SURGICAL SUTURES, LAPRASCOPIC AND ROBOTIC SURGEONS SUPPLEMENTARY
8723 | 4231220102300 | "SUTURE, SILK, MULTIFILAMENT, NON-ABSORBABLE, SIZE 3/0, 15-16 MM, 3/8 CIRCLE, CUTTING NEEDLE, 70-75 CM, BLACK, STERILE" | GENERAL CONSUMABLES FOR: SURGICAL SUTURES, LAPRASCOPIC AND ROBOTIC SURGEONS SUPPLEMENTARY
8724 | 4229290005200 | "SUTURE, SILK, MULTIFILAMENT, NON-ABSORBABLE, SIZE 3/0, 17-18 MM, 1/2 CIRCLE, TAPER POINT DETACHABLE NEEDLE, 5 X 45-50 CM, BLACK, STERILE" | GENERAL CONSUMABLES FOR: SURGICAL SUTURES, LAPRASCOPIC AND ROBOTIC SURGEONS SUPPLEMENTARY
8725 | 4229290005100 | "SUTURE, SILK, MULTIFILAMENT, NON-ABSORBABLE, SIZE 3/0, 19-20 MM, 1/2 CIRCLE, TAPER POINT NEEDLE, 70-75 CM, BLACK, STERILE" | GENERAL CONSUMABLES FOR: SURGICAL SUTURES, LAPRASCOPIC AND ROBOTIC SURGEONS SUPPLEMENTARY
8726 | 4231220315200 | "SUTURE, SILK, MULTIFILAMENT, NON-ABSORBABLE, SIZE 3/0, 19-20 MM, 3/8 CIRCLE, ROUND BODY NEEDLE, 70-75 CM, BLACK, STERILE" | GENERAL CONSUMABLES FOR: SURGICAL SUTURES, LAPRASCOPIC AND ROBOTIC SURGEONS SUPPLEMENTARY
8727 | 4231220216800 | "SUTURE, SILK, MULTIFILAMENT, NON-ABSORBABLE, SIZE 3/0, 25-26 MM, 1/2 CIRCLE, TAPER POINT DETACHABLE NEEDLE, 8 X 70-75 CM, BLACK, STERILE" | GENERAL CONSUMABLES FOR: SURGICAL SUTURES, LAPRASCOPIC AND ROBOTIC SURGEONS SUPPLEMENTARY
8728 | 4231220102200 | "SUTURE, SILK, MULTIFILAMENT, NON-ABSORBABLE, SIZE 3/0, 25-26 MM, 3/8 CIRCLE, CUTTING NEEDLE, 45-50 CM, BLACK, STERILE" | GENERAL CONSUMABLES FOR: SURGICAL SUTURES, LAPRASCOPIC AND ROBOTIC SURGEONS SUPPLEMENTARY
8729 | 4229290422600 | "SUTURE, SILK, MULTIFILAMENT, NON-ABSORBABLE, SIZE 3/0, 25-26 MM, 3/8 CIRCLE, PRIME REVERSE CUTTING NEEDLE, 45-50 CM, BLACK, STERILE" | GENERAL CONSUMABLES FOR: SURGICAL SUTURES, LAPRASCOPIC AND ROBOTIC SURGEONS SUPPLEMENTARY
8730 | 4231220102500 | SUTURE, SILK, MULTIFILAMENT, NON-ABSORBABLE, SIZE 3/0, 30 MM ( +/- 1 MM ), 1/2 CIRCLE, ROUND BODY NEEDLE, 70-75 CM, BLACK, STERILE | GENERAL CONSUMABLES FOR: SURGICAL SUTURES, LAPRASCOPIC AND ROBOTIC SURGEONS SUPPLEMENTARY
8731 | 4231220315500 | SUTURE, SILK, MULTIFILAMENT, NON-ABSORBABLE, SIZE 3/0, 36 MM ( +/- 1 MM ), 3/8 CIRCLE, REVERSE CUTTING NEEDLE, 70-75 CM, BLACK, STERILE | GENERAL CONSUMABLES FOR: SURGICAL SUTURES, LAPRASCOPIC AND ROBOTIC SURGEONS SUPPLEMENTARY
8732 | 4231220102600 | "SUTURE, SILK, MULTIFILAMENT, NON-ABSORBABLE, SIZE 3/0, 60 MM ( +/- 2 MM ), STRAIGHT CUTTING NEEDLE, 70-75 CM, BLACK, STERILE" | GENERAL CONSUMABLES FOR: SURGICAL SUTURES, LAPRASCOPIC AND ROBOTIC SURGEONS SUPPLEMENTARY
8733 | 4231220315300 | SUTURE, SILK, MULTIFILAMENT, NON-ABSORBABLE, SIZE 3/0, NEEDLE FREE, 10 X 70-75 CM, BLACK, STERILE | GENERAL CONSUMABLES FOR: SURGICAL SUTURES, LAPRASCOPIC AND ROBOTIC SURGEONS SUPPLEMENTARY
8734 | 4231220104000 | "SUTURE, SILK, MULTIFILAMENT, NON-ABSORBABLE, SIZE 3/0, NEEDLE FREE, 150 CM ( +/- 20 CM ), BLACK, STERILE" | GENERAL CONSUMABLES FOR: SURGICAL SUTURES, LAPRASCOPIC AND ROBOTIC SURGEONS SUPPLEMENTARY
8735 | 4229290422700 | "SUTURE, SILK, MULTIFILAMENT, NON-ABSORBABLE, SIZE 3/0, NEEDLE FREE, 17 X 45-50 CM, BLACK, STERILE" | GENERAL CONSUMABLES FOR: SURGICAL SUTURES, LAPRASCOPIC AND ROBOTIC SURGEONS SUPPLEMENTARY
8736 | 4231220315400 | "SUTURE, SILK, MULTIFILAMENT, NON-ABSORBABLE, SIZE 4/0, 13-14 MM, 1/2 CIRCLE, TAPER POINT DETACH NEEDLE, 5 X 45-50 CM, BLACK, STERILE" | GENERAL CONSUMABLES FOR: SURGICAL SUTURES, LAPRASCOPIC AND ROBOTIC SURGEONS SUPPLEMENTARY
8737 | 4231220101800 | "SUTURE, SILK, MULTIFILAMENT, NON-ABSORBABLE, SIZE 4/0, 13-14 MM, 3/8 CIRCLE, CUTTING DOUBLE ARM NEEDLE, 45-50 CM, BLACK, STERILE" | GENERAL CONSUMABLES FOR: SURGICAL SUTURES, LAPRASCOPIC AND ROBOTIC SURGEONS SUPPLEMENTARY
8738 | 4231220101900 | "SUTURE, SILK, MULTIFILAMENT, NON-ABSORBABLE, SIZE 4/0, 13-14 MM, 3/8 CIRCLE, REVERSE CUTTING NEEDLE, 45-50 CM, BLACK, STERILE" | GENERAL CONSUMABLES FOR: SURGICAL SUTURES, LAPRASCOPIC AND ROBOTIC SURGEONS SUPPLEMENTARY
8739 | 4231220102100 | "SUTURE, SILK, MULTIFILAMENT, NON-ABSORBABLE, SIZE 4/0, 15-16 MM, 3/8 CIRCLE, CUTTING NEEDLE, 70-75 CM, BLACK, STERILE" | GENERAL CONSUMABLES FOR: SURGICAL SUTURES, LAPRASCOPIC AND ROBOTIC SURGEONS SUPPLEMENTARY
8740 | 4231220102000 | "SUTURE, SILK, MULTIFILAMENT, NON-ABSORBABLE, SIZE 4/0, 15-16 MM, 3/8 CIRCLE, ROUND BODY NEEDLE, 70-75 CM, BLACK, STERILE" | GENERAL CONSUMABLES FOR: SURGICAL SUTURES, LAPRASCOPIC AND ROBOTIC SURGEONS SUPPLEMENTARY
8741 | 4231220216900 | "SUTURE, SILK, MULTIFILAMENT, NON-ABSORBABLE, SIZE 4/0, 17-18 MM, 1/2 CIRCLE, TAPER POINT DETACHABLE NEEDLE, 8 X 45-50 CM, BLACK, STERILE" | GENERAL CONSUMABLES FOR: SURGICAL SUTURES, LAPRASCOPIC AND ROBOTIC SURGEONS SUPPLEMENTARY
8742 | 4220341037000 | "SUTURE, SILK, MULTIFILAMENT, NON-ABSORBABLE, SIZE 4/0, 17-18 MM, 3/8 CIRCLE, TAPER POINT NEEDLE, 70-75 CM, BLACK, STERILE" | GENERAL CONSUMABLES FOR: SURGICAL SUTURES, LAPRASCOPIC AND ROBOTIC SURGEONS SUPPLEMENTARY
8743 | 4231220315600 | "SUTURE, SILK, MULTIFILAMENT, NON-ABSORBABLE, SIZE 4/0, 19-20 MM, 3/8 CIRCLE, REVERSE CUTTING NEEDLE, 45-50 CM, BLACK, STERILE" | GENERAL CONSUMABLES FOR: SURGICAL SUTURES, LAPRASCOPIC AND ROBOTIC SURGEONS SUPPLEMENTARY
8744 | 4229290005300 | "SUTURE, SILK, MULTIFILAMENT, NON-ABSORBABLE, SIZE 4/0, 19-20 MM, 1/2 CIRCLE, TAPER POINT NEEDLE, 70-75 CM, BLACK, STERILE" | GENERAL CONSUMABLES FOR: SURGICAL SUTURES, LAPRASCOPIC AND ROBOTIC SURGEONS SUPPLEMENTARY
8745 | 4231220315700 | "SUTURE, SILK, MULTIFILAMENT, NON-ABSORBABLE, SIZE 4/0, 25-26 MM, 1/2 CIRCLE, TAPER POINT DETACH NEEDLE, 5 X 45-50 CM, BLACK, STERILE" | GENERAL CONSUMABLES FOR: SURGICAL SUTURES, LAPRASCOPIC AND ROBOTIC SURGEONS SUPPLEMENTARY
8746 | 4229290422900 | "SUTURE, SILK, MULTIFILAMENT, NON-ABSORBABLE, SIZE 4/0, 25-26 MM, 3/8 CIRCLE, PRIME REVERSE CUTTING NEEDLE, 45-50 CM, BLACK, STERILE" | GENERAL CONSUMABLES FOR: SURGICAL SUTURES, LAPRASCOPIC AND ROBOTIC SURGEONS SUPPLEMENTARY
8747 | 4231220313700 | "SUTURE, SILK, MULTIFILAMENT, NON-ABSORBABLE, SIZE 4/0, 25-26 MM, 3/8 CIRCLE, REVERSE CUTTING NEEDLE, 45-50 CM, BLACK, STERILE" | GENERAL CONSUMABLES FOR: SURGICAL SUTURES, LAPRASCOPIC AND ROBOTIC SURGEONS SUPPLEMENTARY
8748 | 4231220309900 | SUTURE, SILK, MULTIFILAMENT, NON-ABSORBABLE, SIZE 4/0, NEEDLE FREE, 10 X 70-75 CM, BLACK, STERILE | GENERAL CONSUMABLES FOR: SURGICAL SUTURES, LAPRASCOPIC AND ROBOTIC SURGEONS SUPPLEMENTARY
8749 | 4231220217000 | SUTURE, SILK, MULTIFILAMENT, NON-ABSORBABLE, SIZE 4/0, NEEDLE FREE, 13 X 60-65 CM, BLACK, STERILE | GENERAL CONSUMABLES FOR: SURGICAL SUTURES, LAPRASCOPIC AND ROBOTIC SURGEONS SUPPLEMENTARY
8750 | 4231220315800 | "SUTURE, SILK, MULTIFILAMENT, NON-ABSORBABLE, SIZE 5/0, 11-12 MM, 3/8 CIRCLE, TAPER POINT NEEDLE, 70-75 CM, BLACK, STERILE" | GENERAL CONSUMABLES FOR: SURGICAL SUTURES, LAPRASCOPIC AND ROBOTIC SURGEONS SUPPLEMENTARY
8751 | 4231220101500 | "SUTURE, SILK, MULTIFILAMENT, NON-ABSORBABLE, SIZE 5/0, 13-14 MM, 3/8 CIRCLE, CUTTING NEEDLE, 70-75 CM, BLACK, STERILE" | GENERAL CONSUMABLES FOR: SURGICAL SUTURES, LAPRASCOPIC AND ROBOTIC SURGEONS SUPPLEMENTARY
8752 | 4231220101400 | "SUTURE, SILK, MULTIFILAMENT, NON-ABSORBABLE, SIZE 5/0, 15-16 MM, 3/8 CIRCLE, CUTTING DOUBLE ARM NEEDLE, 35-40 CM ( +/- 5 CM ), BLACK, STERILE" | GENERAL CONSUMABLES FOR: SURGICAL SUTURES, LAPRASCOPIC AND ROBOTIC SURGEONS SUPPLEMENTARY
8753 | 4231220101600 | "SUTURE, SILK, MULTIFILAMENT, NON-ABSORBABLE, SIZE 5/0, 15-16 MM, 3/8 CIRCLE, CUTTING NEEDLE, 70-75 CM, BLACK, STERILE" | GENERAL CONSUMABLES FOR: SURGICAL SUTURES, LAPRASCOPIC AND ROBOTIC SURGEONS SUPPLEMENTARY
8754 | 4231220101700 | "SUTURE, SILK, MULTIFILAMENT, NON-ABSORBABLE, SIZE 5/0, 15-16 MM, 3/8 CIRCLE, ROUND BODY NEEDLE, 70-75 CM, BLACK, STERILE" | GENERAL CONSUMABLES FOR: SURGICAL SUTURES, LAPRASCOPIC AND ROBOTIC SURGEONS SUPPLEMENTARY
8755 | 4231220101000 | "SUTURE, SILK, MULTIFILAMENT, NON-ABSORBABLE, SIZE 6/0, 8 MM, 1/2 CIRCLE, SPATULATED DOUBLE ARM NEEDLE, 45-50 CM, BLACK, STERILE" | GENERAL CONSUMABLES FOR: SURGICAL SUTURES, LAPRASCOPIC AND ROBOTIC SURGEONS SUPPLEMENTARY
8756 | 4231220315900 | "SUTURE, SILK, MULTIFILAMENT, NON-ABSORBABLE, SIZE 6/0, 8 MM, 1/4 CIRCLE, SPATULATED DOUBLE ARM NEEDLE, 45-50 CM, BLACK, STERILE" | GENERAL CONSUMABLES FOR: SURGICAL SUTURES, LAPRASCOPIC AND ROBOTIC SURGEONS SUPPLEMENTARY
8757 | 4231220100900 | "SUTURE, SILK, MULTIFILAMENT, NON-ABSORBABLE, SIZE 6/0, 8 MM, 3/8 CIRCLE, ROUND BODY NEEDLE, 45-50 CM, BLACK, STERILE" | GENERAL CONSUMABLES FOR: SURGICAL SUTURES, LAPRASCOPIC AND ROBOTIC SURGEONS SUPPLEMENTARY
8758 | 4231220101100 | "SUTURE, SILK, MULTIFILAMENT, NON-ABSORBABLE, SIZE 6/0, 10 MM, 3/8 CIRCLE, CUTTING DOUBLE ARM NEEDLE, 45-50 CM, BLACK, STERILE" | GENERAL CONSUMABLES FOR: SURGICAL SUTURES, LAPRASCOPIC AND ROBOTIC SURGEONS SUPPLEMENTARY
8759 | 4231220101200 | "SUTURE, SILK, MULTIFILAMENT, NON-ABSORBABLE, SIZE 6/0, 10 MM, 3/8 CIRCLE, REVERSE CUTTING NEEDLE, 45-50 CM, BLACK, STERILE" | GENERAL CONSUMABLES FOR: SURGICAL SUTURES, LAPRASCOPIC AND ROBOTIC SURGEONS SUPPLEMENTARY
8760 | 4231220101300 | "SUTURE, SILK, MULTIFILAMENT, NON-ABSORBABLE, SIZE 6/0, 11-12 MM, 3/8 CIRCLE, REVERSE CUTTING NEEDLE, 70-75 CM, BLACK, STERILE" | GENERAL CONSUMABLES FOR: SURGICAL SUTURES, LAPRASCOPIC AND ROBOTIC SURGEONS SUPPLEMENTARY
8761 | 4231220100700 | "SUTURE, SILK, MULTIFILAMENT, NON-ABSORBABLE, SIZE 7/0, 8 MM, 3/8 CIRCLE, REVERSE CUTTING DOUBLE ARM NEEDLE, 45-50 CM, BLACK, STERILE" | GENERAL CONSUMABLES FOR: SURGICAL SUTURES, LAPRASCOPIC AND ROBOTIC SURGEONS SUPPLEMENTARY
8762 | 4231220100800 | SUTURE, SILK, MULTIFILAMENT, NON-ABSORBABLE, SIZE 7/0, 8 MM, 3/8 CIRCLE, ROUND BODY DOUBLE ARM NEEDLE, 35 CM, BLACK, STERILE | GENERAL CONSUMABLES FOR: SURGICAL SUTURES, LAPRASCOPIC AND ROBOTIC SURGEONS SUPPLEMENTARY
8763 | 4231220100500 | "SUTURE, SILK, VIRGIN, MULTIFILAMENT, NON-ABSORBABLE, SIZE 8/0, 8 MM, 1/2 CIRCLE, CUTTING DOUBLE ARM NEEDLE, 45-50 CM, BLUE, STERILE" | GENERAL CONSUMABLES FOR: SURGICAL SUTURES, LAPRASCOPIC AND ROBOTIC SURGEONS SUPPLEMENTARY
8764 | 4229290423000 | "SUTURE, SILK, VIRGIN, MULTIFILAMENT, NON-ABSORBABLE, SIZE 8/0, 8 MM, 3/8 CIRCLE, CUTTING DOUBLE ARM NEEDLE, 45-50 CM, BLUE, STERILE" | GENERAL CONSUMABLES FOR: SURGICAL SUTURES, LAPRASCOPIC AND ROBOTIC SURGEONS SUPPLEMENTARY
8765 | 4229290423100 | SUTURE, POLYGLYTONE, MONOFILAMENT, ABSORBABLE, SIZE 0, 40 MM ( +/- 1 MM), 1/2 CIRCLE, ROUND BODY NEEDLE, 70-75 CM, UNDYED, STERILE | GENERAL CONSUMABLES FOR: SURGICAL SUTURES, LAPRASCOPIC AND ROBOTIC SURGEONS SUPPLEMENTARY
8766 | 4229290423200 | SUTURE, POLYGLYTONE, MONOFILAMENT, ABSORBABLE, SIZE 1, 40 MM ( +/- 1 MM), 1/2 CIRCLE, ROUND BODY NEEDLE, 70-75 CM, UNDYED, STERILE | GENERAL CONSUMABLES FOR: SURGICAL SUTURES, LAPRASCOPIC AND ROBOTIC SURGEONS SUPPLEMENTARY
8767 | 4229290423500 | "SUTURE, POLYGLYTONE, MONOFILAMENT, ABSORBABLE, SIZE 2/0, 27-28 MM, 1/2 CIRCLE, ROUND BODY NEEDLE, 70-75 CM, UNDYED, STERILE" | GENERAL CONSUMABLES FOR: SURGICAL SUTURES, LAPRASCOPIC AND ROBOTIC SURGEONS SUPPLEMENTARY
8768 | 4229290423600 | SUTURE, POLYGLYTONE, MONOFILAMENT, ABSORBABLE, SIZE 2/0, 37 MM ( +/- 1 MM), 1/2 CIRCLE, ROUND BODY NEEDLE, 70-75 CM, UNDYED, STERILE | GENERAL CONSUMABLES FOR: SURGICAL SUTURES, LAPRASCOPIC AND ROBOTIC SURGEONS SUPPLEMENTARY
8769 | 4229290423700 | "SUTURE, POLYGLYTONE, MONOFILAMENT, ABSORBABLE, SIZE 3/0, 21-22 MM, 1/2 CIRCLE, ROUND BODY NEEDLE, 70-75 CM, UNDYED, STERILE" | GENERAL CONSUMABLES FOR: SURGICAL SUTURES, LAPRASCOPIC AND ROBOTIC SURGEONS SUPPLEMENTARY
8770 | 4229290423800 | "SUTURE, POLYGLYTONE, MONOFILAMENT, ABSORBABLE, SIZE 4/0, 15-16 MM, 3/8 CIRCLE, REVERSE CUTTING NEEDLE, 45-50 CM, UNDYED, STERILE" | GENERAL CONSUMABLES FOR: SURGICAL SUTURES, LAPRASCOPIC AND ROBOTIC SURGEONS SUPPLEMENTARY
8771 | 4229290000200 | "SUTURE, POLYGLYTONE, MONOFILAMENT, ABSORBABLE, SIZE 4/0, 19-20 MM, 3/8 CIRCLE, REVERSE CUTTING NEEDLE, 45-50 CM, UNDYED, STERILE" | GENERAL CONSUMABLES FOR: SURGICAL SUTURES, LAPRASCOPIC AND ROBOTIC SURGEONS SUPPLEMENTARY
8772 | 4229290423900 | "SUTURE, POLYGLYTONE, MONOFILAMENT, ABSORBABLE, SIZE 4/0, 21-22 MM, 1/2 CIRCLE, ROUND BODY NEEDLE, 70-75 CM, UNDYED, STERILE" | GENERAL CONSUMABLES FOR: SURGICAL SUTURES, LAPRASCOPIC AND ROBOTIC SURGEONS SUPPLEMENTARY
8773 | 4229290424000 | "SUTURE, POLYGLYTONE, MONOFILAMENT, ABSORBABLE, SIZE 5/0, 19-20 MM, 3/8 CIRCLE, REVERSE CUTTING NEEDLE, 45-50 CM, UNDYED, STERILE" | GENERAL CONSUMABLES FOR: SURGICAL SUTURES, LAPRASCOPIC AND ROBOTIC SURGEONS SUPPLEMENTARY
8774 | 4229290001000 | "SUTURE, POLYGLYTONE, MONOFILAMENT, ABSORBABLE, SIZE 6/0, 11-12 MM, 3/8 CIRCLE, REVERSE CUTTING NEEDLE, 45-50 CM, UNDYED, STERILE" | GENERAL CONSUMABLES FOR: SURGICAL SUTURES, LAPRASCOPIC AND ROBOTIC SURGEONS SUPPLEMENTARY
8775 | 4229290424100 | SUTURE, POLYHYDROXY BUTYRATE, MONOFILAMENT, ABSORBABLE, ELASTIC, SIZE 0, 40 MM ( +/- 1 MM ), 1/2 CIRCLE, ROUND BODY NEEDLE, 70-75 CM, VIOLET, STERILE | GENERAL CONSUMABLES FOR: SURGICAL SUTURES, LAPRASCOPIC AND ROBOTIC SURGEONS SUPPLEMENTARY
8776 | 4229290424200 | "SUTURE, POLYHYDROXY BUTYRATE, MONOFILAMENT, ABSORBABLE, ELASTIC, LOOP, SIZE 0, 40 MM ( +/- 1 MM ), 1/2 CIRCLE, ROUND BODY NEEDLE, 150 CM ( +/- 20 CM ), VIOLET, STERILE" | GENERAL CONSUMABLES FOR: SURGICAL SUTURES, LAPRASCOPIC AND ROBOTIC SURGEONS SUPPLEMENTARY
8777 | 4229290424300 | "SUTURE, POLYHYDROXY BUTYRATE, MONOFILAMENT, ABSORBABLE, ELASTIC, LOOP, SIZE 0, 48 MM ( +/- 1 MM ), 1/2 CIRCLE, ROUND BODY NEEDLE, 150 CM ( +/- 20 CM ), VIOLET, STERILE" | GENERAL CONSUMABLES FOR: SURGICAL SUTURES, LAPRASCOPIC AND ROBOTIC SURGEONS SUPPLEMENTARY
8778 | 4229290424400 | "SUTURE, POLYHYDROXY BUTYRATE, MONOFILAMENT, ABSORBABLE, ELASTIC, LOOP, SIZE 1, 40 MM ( +/- 1 MM ), 1/2 CIRCLE, ROUND BODY NEEDLE, 150 CM ( +/- 20 CM ), VIOLET, STERILE" | GENERAL CONSUMABLES FOR: SURGICAL SUTURES, LAPRASCOPIC AND ROBOTIC SURGEONS SUPPLEMENTARY
8779 | 4229290424500 | "SUTURE, POLYHYDROXY BUTYRATE, MONOFILAMENT, ABSORBABLE, ELASTIC, LOOP, SIZE 1, 48 MM ( +/- 1 MM ), 1/2 CIRCLE, ROUND BODY NEEDLE, 150 CM ( +/- 20 CM ), VIOLET, STERILE" | GENERAL CONSUMABLES FOR: SURGICAL SUTURES, LAPRASCOPIC AND ROBOTIC SURGEONS SUPPLEMENTARY
8780 | 4231220211500 | SUTURE, KNOTLESS, SPIRAL, BIDIRECTIONAL, POLYDIOXANONE, MONOFILAMENT, ABSORBABLE, SIZE 0, 36 MM ( +/- 1 MM ), 1/2 CIRCLE, ROUND BODY DOUBLE ARM NEEDLE, 24 X 24 CM ( +/- 2 CM ), VIOLET, STERILE | GENERAL CONSUMABLES FOR: SURGICAL SUTURES, LAPRASCOPIC AND ROBOTIC SURGEONS SUPPLEMENTARY
8781 | 4229290424600 | "SUTURE, KNOTLESS, SPIRAL, UNIDIRECTIONAL, WITH FLEXIBLE LOOP, POLIGLECAPRONE 25, ANTIBACTERIAL (COATED TRICLOSAN), MONOFILAMENT, ABSORBABLE, SIZE 2/0, 25-26 MM, 1/2 CIRCLE, REVERSE CUTTING NEEDLE, 30 CM, UNDYED, STERILE" | GENERAL CONSUMABLES FOR: SURGICAL SUTURES, LAPRASCOPIC AND ROBOTIC SURGEONS SUPPLEMENTARY
8782 | 4231220309000 | "SUTURE, KNOTLESS, SPIRAL, UNIDIRECTIONAL, WITH FLEXIBLE LOOP, POLIGLECAPRONE 25, ANTIBACTERIAL (COATED TRICLOSAN), MONOFILAMENT, ABSORBABLE, SIZE 2/0, 25-26 MM, 1/2 CIRCLE, TAPER POINT NEEDLE, 20-23 CM, UNDYED, STERILE" | GENERAL CONSUMABLES FOR: SURGICAL SUTURES, LAPRASCOPIC AND ROBOTIC SURGEONS SUPPLEMENTARY
8783 | 4231220218000 | "SUTURE, KNOTLESS, SPIRAL, UNIDIRECTIONAL, WITH FLEXIBLE LOOP, POLIGLECAPRONE 25, ANTIBACTERIAL (COATED TRICLOSAN), MONOFILAMENT, ABSORBABLE, SIZE 3/0, 19-20 MM, 3/8 CIRCLE, REVERSE CUTTING NEEDLE, 30 CM, UNDYED, STERILE" | GENERAL CONSUMABLES FOR: SURGICAL SUTURES, LAPRASCOPIC AND ROBOTIC SURGEONS SUPPLEMENTARY
8784 | 4231220308200 | "SUTURE, KNOTLESS, SPIRAL, UNIDIRECTIONAL, WITH FLEXIBLE LOOP, POLIGLECAPRONE 25, ANTIBACTERIAL (COATED TRICLOSAN), MONOFILAMENT, ABSORBABLE, SIZE 3/0, 19-20 MM, 3/8 CIRCLE, REVERSE CUTTING NEEDLE, 45-50 CM, UNDYED, STERILE" | GENERAL CONSUMABLES FOR: SURGICAL SUTURES, LAPRASCOPIC AND ROBOTIC SURGEONS SUPPLEMENTARY
8785 | 4229290424700 | "SUTURE, KNOTLESS, SPIRAL, UNIDIRECTIONAL, WITH FLEXIBLE LOOP, POLIGLECAPRONE 25, ANTIBACTERIAL (COATED TRICLOSAN), MONOFILAMENT, ABSORBABLE, SIZE 3/0, 19-20 MM, 3/8 CIRCLE, REVERSE CUTTING NEEDLE, 60-65 CM, UNDYED, STERILE" | GENERAL CONSUMABLES FOR: SURGICAL SUTURES, LAPRASCOPIC AND ROBOTIC SURGEONS SUPPLEMENTARY
8786 | 4231220317900 | "SUTURE, KNOTLESS, SPIRAL, UNIDIRECTIONAL, WITH FLEXIBLE LOOP, POLIGLECAPRONE 25, ANTIBACTERIAL (COATED TRICLOSAN), MONOFILAMENT, ABSORBABLE, SIZE 3/0, 23-24 MM, 3/8 CIRCLE, REVERSE CUTTING NEEDLE, 45-50 CM, UNDYED, STERILE" | GENERAL CONSUMABLES FOR: SURGICAL SUTURES, LAPRASCOPIC AND ROBOTIC SURGEONS SUPPLEMENTARY
8787 | 4231220317700 | "SUTURE, KNOTLESS, SPIRAL, UNIDIRECTIONAL, WITH FLEXIBLE LOOP, POLIGLECAPRONE 25, ANTIBACTERIAL (COATED TRICLOSAN), MONOFILAMENT, ABSORBABLE, SIZE 3/0, 25-26 MM, 3/8 CIRCLE, REVERSE CUTTING NEEDLE, 45-50 CM, UNDYED, STERILE" | GENERAL CONSUMABLES FOR: SURGICAL SUTURES, LAPRASCOPIC AND ROBOTIC SURGEONS SUPPLEMENTARY
8788 | 4229290004500 | "SUTURE, KNOTLESS, SPIRAL, UNIDIRECTIONAL, WITH FLEXIBLE LOOP, POLIGLECAPRONE 25, ANTIBACTERIAL (COATED TRICLOSAN), MONOFILAMENT, ABSORBABLE, SIZE 4/0, 19-20 MM, 3/8 CIRCLE, REVERSE CUTTING NEEDLE, 45-50 CM, UNDYED, STERILE" | GENERAL CONSUMABLES FOR: SURGICAL SUTURES, LAPRASCOPIC AND ROBOTIC SURGEONS SUPPLEMENTARY
8789 | 4231220309100 | "SUTURE, KNOTLESS, SPIRAL, UNIDIRECTIONAL, WITH FLEXIBLE LOOP, POLIGLECAPRONE 25, ANTIBACTERIAL (COATED TRICLOSAN), MONOFILAMENT, ABSORBABLE, SIZE 4/0, 19-20 MM, 3/8 CIRCLE, REVERSE CUTTING NEEDLE, 70-75 CM, UNDYED, STERILE" | GENERAL CONSUMABLES FOR: SURGICAL SUTURES, LAPRASCOPIC AND ROBOTIC SURGEONS SUPPLEMENTARY
8790 | 4229290424900 | "SUTURE, KNOTLESS, SPIRAL, UNIDIRECTIONAL, WITH FLEXIBLE LOOP, POLYDIOXANONE, ANTIBACTERIAL (COATED TRICLOSAN), MONOFILAMENT, ABSORBABLE, SIZE 0, 36 MM ( +/- 1 MM ), 1/2 CIRCLE, TAPER POINT NEEDLE, 15 CM, VIOLET, STERILE" | GENERAL CONSUMABLES FOR: SURGICAL SUTURES, LAPRASCOPIC AND ROBOTIC SURGEONS SUPPLEMENTARY
8791 | 4231220218100 | "SUTURE, KNOTLESS, SPIRAL, UNIDIRECTIONAL, WITH FLEXIBLE LOOP, POLYDIOXANONE, ANTIBACTERIAL (COATED TRICLOSAN), MONOFILAMENT, ABSORBABLE, SIZE 0, 36 MM ( +/- 1 MM ), 1/2 CIRCLE, TAPER POINT NEEDLE, 30 CM, VIOLET, STERILE" | GENERAL CONSUMABLES FOR: SURGICAL SUTURES, LAPRASCOPIC AND ROBOTIC SURGEONS SUPPLEMENTARY
8792 | 4231220308300 | "SUTURE, KNOTLESS, SPIRAL, UNIDIRECTIONAL, WITH FLEXIBLE LOOP, POLYDIOXANONE, ANTIBACTERIAL (COATED TRICLOSAN), MONOFILAMENT, ABSORBABLE, SIZE 1, 48 MM ( +/- 1 MM ), 1/2 CIRCLE, TAPER POINT ROUND BODY NEEDLE, 70-75 CM, VIOLET, STERILE" | GENERAL CONSUMABLES FOR: SURGICAL SUTURES, LAPRASCOPIC AND ROBOTIC SURGEONS SUPPLEMENTARY
8793 | 4231220309600 | "SUTURE, KNOTLESS, SPIRAL, UNIDIRECTIONAL, WITH FLEXIBLE LOOP, POLYDIOXANONE, ANTIBACTERIAL (COATED TRICLOSAN), MONOFILAMENT, ABSORBABLE, SIZE 2/0, 25-26 MM, 1/2 CIRCLE, TAPER POINT NEEDLE, 15-17 CM, VIOLET, STERILE" | GENERAL CONSUMABLES FOR: SURGICAL SUTURES, LAPRASCOPIC AND ROBOTIC SURGEONS SUPPLEMENTARY
8794 | 4231220211900 | "SUTURE, KNOTLESS, SPIRAL, UNIDIRECTIONAL, WITH FLEXIBLE LOOP, POLYDIOXANONE, ANTIBACTERIAL (COATED TRICLOSAN), MONOFILAMENT, ABSORBABLE, SIZE 2/0, 25-26 MM, 1/2 CIRCLE, TAPER POINT NEEDLE, 20-23 CM, VIOLET, STERILE" | GENERAL CONSUMABLES FOR: SURGICAL SUTURES, LAPRASCOPIC AND ROBOTIC SURGEONS SUPPLEMENTARY
8795 | 4231220309800 | "SUTURE, KNOTLESS, SPIRAL, UNIDIRECTIONAL, WITH FLEXIBLE LOOP, POLYDIOXANONE, ANTIBACTERIAL (COATED TRICLOSAN), MONOFILAMENT, ABSORBABLE, SIZE 3/0, 25-26 MM, 1/2 CIRCLE, TAPER POINT NEEDLE, 15-17 CM, VIOLET, STERILE" | GENERAL CONSUMABLES FOR: SURGICAL SUTURES, LAPRASCOPIC AND ROBOTIC SURGEONS SUPPLEMENTARY
8796 | 4231220308800 | "SUTURE, KNOTLESS, SYMMETRIC, UNIDIRECTIONAL, WITH FIXATION TAP, POLYDIOXANONE, ANTIBACTERIAL (COATED TRICLOSAN), MONOFILAMENT, ABSORBABLE, SIZE 0, 36 MM ( +/- 1 MM ), 1/2 CIRCLE, TAPER POINT NEEDLE, 20-23 CM, VIOLET, STERILE" | GENERAL CONSUMABLES FOR: SURGICAL SUTURES, LAPRASCOPIC AND ROBOTIC SURGEONS SUPPLEMENTARY
8797 | 4231220308900 | "SUTURE, KNOTLESS, SYMMETRIC, UNIDIRECTIONAL, WITH FIXATION TAP, POLYDIOXANONE, ANTIBACTERIAL (COATED TRICLOSAN), MONOFILAMENT, ABSORBABLE, SIZE 0, 36 MM ( +/- 1 MM ), 1/2 CIRCLE, TAPER POINT NEEDLE, 45-50 CM, VIOLET, STERILE" | GENERAL CONSUMABLES FOR: SURGICAL SUTURES, LAPRASCOPIC AND ROBOTIC SURGEONS SUPPLEMENTARY
8798 | 4231220309200 | "SUTURE, KNOTLESS, SYMMETRIC, UNIDIRECTIONAL, WITH FIXATION TAP, POLYDIOXANONE, ANTIBACTERIAL (COATED TRICLOSAN), MONOFILAMENT, ABSORBABLE, SIZE 0, 36 MM ( +/- 1 MM ), 1/2 CIRCLE, TAPER POINT NEEDLE, 60-65 CM, VIOLET, STERILE" | GENERAL CONSUMABLES FOR: SURGICAL SUTURES, LAPRASCOPIC AND ROBOTIC SURGEONS SUPPLEMENTARY
8799 | 4229290425000 | "SUTURE, KNOTLESS, SYMMETRIC, UNIDIRECTIONAL, WITH FIXATION TAP, POLYDIOXANONE, ANTIBACTERIAL (COATED TRICLOSAN), MONOFILAMENT, ABSORBABLE, SIZE 0, 40 MM ( +/- 1 MM ), 1/2 CIRCLE, ROUND BODY NEEDLE, 45-50 CM, VIOLET, STERILE" | GENERAL CONSUMABLES FOR: SURGICAL SUTURES, LAPRASCOPIC AND ROBOTIC SURGEONS SUPPLEMENTARY
8800 | 4231220309300 | "SUTURE, KNOTLESS, SYMMETRIC, UNIDIRECTIONAL, WITH FIXATION TAP, POLYDIOXANONE, ANTIBACTERIAL (COATED TRICLOSAN), MONOFILAMENT, ABSORBABLE, SIZE 1, 36 MM ( +/- 1 MM ), 1/2 CIRCLE, TAPER POINT NEEDLE, 45-50 CM, VIOLET, STERILE" | GENERAL CONSUMABLES FOR: SURGICAL SUTURES, LAPRASCOPIC AND ROBOTIC SURGEONS SUPPLEMENTARY
8801 | 4231220309400 | "SUTURE, KNOTLESS, SYMMETRIC, UNIDIRECTIONAL, WITH FIXATION TAP, POLYDIOXANONE, ANTIBACTERIAL (COATED TRICLOSAN), MONOFILAMENT, ABSORBABLE, SIZE 1, 40 MM ( +/- 1 MM ), 1/2 CIRCLE, TAPER POINT NEEDLE, 45-50 CM, VIOLET, STERILE" | GENERAL CONSUMABLES FOR: SURGICAL SUTURES, LAPRASCOPIC AND ROBOTIC SURGEONS SUPPLEMENTARY
8802 | 4231220308400 | "SUTURE, KNOTLESS, SYMMETRIC, UNIDIRECTIONAL, WITH FIXATION TAP, POLYDIOXANONE, ANTIBACTERIAL (COATED TRICLOSAN), MONOFILAMENT, ABSORBABLE, SIZE 1, 40 MM ( +/- 1 MM ), 1/2 CIRCLE, TAPER POINT ROUND BODY NEEDLE, 60-65 CM, VIOLET, STERILE" | GENERAL CONSUMABLES FOR: SURGICAL SUTURES, LAPRASCOPIC AND ROBOTIC SURGEONS SUPPLEMENTARY
8803 | 4231220308700 | "SUTURE, KNOTLESS, SYMMETRIC, UNIDIRECTIONAL, WITH FIXATION TAP, POLYDIOXANONE, ANTIBACTERIAL (COATED TRICLOSAN), MONOFILAMENT, ABSORBABLE, SIZE 1, 48 MM ( +/- 1 MM ), 1/2 CIRCLE, TAPER POINT NEEDLE, 30 CM, VIOLET, STERILE" | GENERAL CONSUMABLES FOR: SURGICAL SUTURES, LAPRASCOPIC AND ROBOTIC SURGEONS SUPPLEMENTARY
8804 | 4231220309500 | "SUTURE, KNOTLESS, SYMMETRIC, UNIDIRECTIONAL, WITH FIXATION TAP, POLYDIOXANONE, ANTIBACTERIAL (COATED TRICLOSAN), MONOFILAMENT, ABSORBABLE, SIZE 1, 48 MM ( +/- 1 MM ), 1/2 CIRCLE, TAPER POINT NEEDLE, 45-50 CM, VIOLET, STERILE" | GENERAL CONSUMABLES FOR: SURGICAL SUTURES, LAPRASCOPIC AND ROBOTIC SURGEONS SUPPLEMENTARY
8805 | 4231220308500 | "SUTURE, KNOTLESS, SYMMETRIC, UNIDIRECTIONAL, WITH FIXATION TAP, POLYDIOXANONE, ANTIBACTERIAL (COATED TRICLOSAN), MONOFILAMENT, ABSORBABLE, SIZE 1, 48 MM ( +/- 1 MM ), 1/2 CIRCLE, TAPER POINT NEEDLE, 60-65 CM, VIOLET, STERILE" | GENERAL CONSUMABLES FOR: SURGICAL SUTURES, LAPRASCOPIC AND ROBOTIC SURGEONS SUPPLEMENTARY
8806 | 4229290425100 | "SUTURE, KNOTLESS, SYMMETRIC, UNIDIRECTIONAL, WITH FIXATION TAP, POLYDIOXANONE, ANTIBACTERIAL (COATED TRICLOSAN), MONOFILAMENT, ABSORBABLE, SIZE 2/0, 21-22 MM, 1/2 CIRCLE, TAPER POINT ROUND BODY NEEDLE, 30 CM, VIOLET, STERILE" | GENERAL CONSUMABLES FOR: SURGICAL SUTURES, LAPRASCOPIC AND ROBOTIC SURGEONS SUPPLEMENTARY
8807 | 4231220308600 | "SUTURE, KNOTLESS, SYMMETRIC, UNIDIRECTIONAL, WITH FIXATION TAP, POLYDIOXANONE, ANTIBACTERIAL (COATED TRICLOSAN), MONOFILAMENT, ABSORBABLE, SIZE 2/0, 25-26 MM, 1/2 CIRCLE, TAPER POINT ROUND BODY NEEDLE, 20-23 CM, VIOLET, STERILE" | GENERAL CONSUMABLES FOR: SURGICAL SUTURES, LAPRASCOPIC AND ROBOTIC SURGEONS SUPPLEMENTARY
8808 | 4220341042600 | "SUTURE, KNOTLESS, SYMMETRIC, UNIDIRECTIONAL, WITH FIXATION TAP, POLYDIOXANONE, ANTIBACTERIAL (COATED TRICLOSAN), MONOFILAMENT, ABSORBABLE, SIZE 2/0, 25-26 MM, 1/2 CIRCLE, TAPER POINT ROUND BODY NEEDLE, 30 CM, VIOLET, STERILE" | GENERAL CONSUMABLES FOR: SURGICAL SUTURES, LAPRASCOPIC AND ROBOTIC SURGEONS SUPPLEMENTARY
8809 | 4231220309700 | "SUTURE, KNOTLESS, SYMMETRIC, UNIDIRECTIONAL, WITH FIXATION TAP, POLYDIOXANONE, ANTIBACTERIAL (COATED TRICLOSAN), MONOFILAMENT, ABSORBABLE, SIZE 2/0, 36 MM ( +/- 1 MM ), 1/2 CIRCLE, TAPER POINT NEEDLE, 45-50 CM, VIOLET, STERILE" | GENERAL CONSUMABLES FOR: SURGICAL SUTURES, LAPRASCOPIC AND ROBOTIC SURGEONS SUPPLEMENTARY
8810 | 4229290425200 | "SUTURE, KNOTLESS, SYMMETRIC, UNIDIRECTIONAL, WITH FIXATION TAP, POLYDIOXANONE, ANTIBACTERIAL (COATED TRICLOSAN), MONOFILAMENT, ABSORBABLE, SIZE 3/0, 17-18 MM, 1/2 CIRCLE, TAPER POINT NEEDLE, 30 CM, VIOLET, STERILE" | GENERAL CONSUMABLES FOR: SURGICAL SUTURES, LAPRASCOPIC AND ROBOTIC SURGEONS SUPPLEMENTARY
8811 | 4111620004800 | "SUTURE, POLYBUTESTER, UNIDIRECTIONAL, DUAL ANGLE CUT, LOOP LOCK, MONOFILAMENT, NON-ABSORBABLE, SIZE 0, 27-28 MM, 1/2 CIRCLE, TAPER POINT NEEDLE, 45-50 CM, BLUE, STERILE" | GENERAL CONSUMABLES FOR: SURGICAL SUTURES, LAPRASCOPIC AND ROBOTIC SURGEONS SUPPLEMENTARY
8812 | 4229290425400 | SUTURE, POLYBUTESTER, UNIDIRECTIONAL, DUAL ANGLE CUT, LOOP LOCK, MONOFILAMENT, NON-ABSORBABLE, SIZE 0, 37 MM ( +/- 1 MM ), 1/2 CIRCLE, TAPER POINT NEEDLE, 15 CM, BLUE, STERILE | GENERAL CONSUMABLES FOR: SURGICAL SUTURES, LAPRASCOPIC AND ROBOTIC SURGEONS SUPPLEMENTARY
8813 | 4229540019100 | "SUTURE, POLYBUTESTER, UNIDIRECTIONAL, DUAL ANGLE CUT, LOOP LOCK, MONOFILAMENT, NON-ABSORBABLE, SIZE 1, 37 MM ( +/- 1 MM ), 1/2 CIRCLE, TAPER POINT NEEDLE, 45-50 CM, BLUE, STERILE" | GENERAL CONSUMABLES FOR: SURGICAL SUTURES, LAPRASCOPIC AND ROBOTIC SURGEONS SUPPLEMENTARY
8814 | 4229540019200 | "SUTURE, POLYBUTESTER, UNIDIRECTIONAL, DUAL ANGLE CUT, LOOP LOCK, MONOFILAMENT, NON-ABSORBABLE, SIZE 2/0, 25-26 MM, 1/2 CIRCLE, TAPER POINT NEEDLE, 30 CM, BLUE, STERILE" | GENERAL CONSUMABLES FOR: SURGICAL SUTURES, LAPRASCOPIC AND ROBOTIC SURGEONS SUPPLEMENTARY
8815 | 4229290425500 | "SUTURE, POLYBUTESTER, UNIDIRECTIONAL, DUAL ANGLE CUT, LOOP LOCK, MONOFILAMENT, NON-ABSORBABLE, SIZE 3/0, 25-26 MM, 1/2 CIRCLE, TAPER POINT NEEDLE, 15 CM, BLUE, STERILE" | GENERAL CONSUMABLES FOR: SURGICAL SUTURES, LAPRASCOPIC AND ROBOTIC SURGEONS SUPPLEMENTARY
8816 | 4231220317100 | "SUTURE, POLYGLYCONATE OR POLYGLECAPRONE, UNIDIRECTIONAL, LOOP LOCK, MONOFILAMENT, ABSORBABLE, SIZE 2/0, 23-24 MM, 3/8 CIRCLE, REVERSE CUTTING NEEDLE, 30 CM, UNDYED, STERILE" | GENERAL CONSUMABLES FOR: SURGICAL SUTURES, LAPRASCOPIC AND ROBOTIC SURGEONS SUPPLEMENTARY
8817 | 4229290005600 | "SUTURE, POLIGLECAPRONE 25, UNIDIRECTIONAL, DUAL ANGLE CUT, LOOP LOCK, MONOFILAMENT, ABSORBABLE, SIZE 2/0, 25-26 MM, 1/2 CIRCLE, TAPER POINT NEEDLE, 45-50 CM, VIOLET, STERILE" | GENERAL CONSUMABLES FOR: SURGICAL SUTURES, LAPRASCOPIC AND ROBOTIC SURGEONS SUPPLEMENTARY
8818 | 4229290425600 | "SUTURE, POLIGLECAPRONE 25, UNIDIRECTIONAL, DUAL ANGLE CUT, LOOP LOCK, MONOFILAMENT, ABSORBABLE, SIZE 2/0, 27-28 MM, 1/2 CIRCLE, TAPER POINT NEEDLE, 15 CM, VIOLET, STERILE" | GENERAL CONSUMABLES FOR: SURGICAL SUTURES, LAPRASCOPIC AND ROBOTIC SURGEONS SUPPLEMENTARY
8819 | 4229540015400 | SUTURE, POLIGLECAPRONE 25, UNIDIRECTIONAL, DUAL ANGLE CUT, LOOP LOCK, MONOFILAMENT, ABSORBABLE, SIZE 2/0, 37 MM ( +/- 1 MM ), 1/2 CIRCLE, TAPER POINT NEEDLE, 15 CM, VIOLET, STERILE | GENERAL CONSUMABLES FOR: SURGICAL SUTURES, LAPRASCOPIC AND ROBOTIC SURGEONS SUPPLEMENTARY
8820 | 4229540014900 | "SUTURE, POLIGLECAPRONE 25, UNIDIRECTIONAL, DUAL ANGLE CUT, LOOP LOCK, MONOFILAMENT, ABSORBABLE, SIZE 3/0, 17-18 MM, 1/2 CIRCLE, TAPER POINT NEEDLE, 15 CM, VIOLET, STERILE" | GENERAL CONSUMABLES FOR: SURGICAL SUTURES, LAPRASCOPIC AND ROBOTIC SURGEONS SUPPLEMENTARY
8821 | 4229290425700 | "SUTURE, POLIGLECAPRONE 25, UNIDIRECTIONAL, DUAL ANGLE CUT, LOOP LOCK, MONOFILAMENT, ABSORBABLE, SIZE 3/0, 19-20 MM, 3/8 CIRCLE, REVERSE CUTTING NEEDLE, 55-60 CM, UNDYED, STERILE" | GENERAL CONSUMABLES FOR: SURGICAL SUTURES, LAPRASCOPIC AND ROBOTIC SURGEONS SUPPLEMENTARY
8822 | 4229290425800 | "SUTURE, POLIGLECAPRONE 25, UNIDIRECTIONAL, DUAL ANGLE CUT, LOOP LOCK, MONOFILAMENT, ABSORBABLE, SIZE 3/0, 25-26 MM, 1/2 CIRCLE, TAPER POINT NEEDLE, 15 CM, UNDYED, STERILE" | GENERAL CONSUMABLES FOR: SURGICAL SUTURES, LAPRASCOPIC AND ROBOTIC SURGEONS SUPPLEMENTARY
8823 | 4229540015300 | "SUTURE, POLIGLECAPRONE 25, UNIDIRECTIONAL, DUAL ANGLE CUT, LOOP LOCK, MONOFILAMENT, ABSORBABLE, SIZE 3/0, 27-28 MM, 5/8 CIRCLE, TAPER POINT NEEDLE, 20-23 CM, VIOLET, STERILE" | GENERAL CONSUMABLES FOR: SURGICAL SUTURES, LAPRASCOPIC AND ROBOTIC SURGEONS SUPPLEMENTARY
8824 | 4229290430900 | "SUTURE, POLYESTER, UNIDIRECTIONAL, DUAL ANGLE CUT, LOOP LOCK, MONOFILAMENT, ABSORBABLE, SIZE 2/0, 23-24 MM, 3/8 CIRCLE, REVERSE CUTTING NEEDLE, 55-60 CM, UNDYED, STERILE" | GENERAL CONSUMABLES FOR: SURGICAL SUTURES, LAPRASCOPIC AND ROBOTIC SURGEONS SUPPLEMENTARY
8825 | 4231220217900 | "SUTURE, POLYGLYCONATE, UNIDIRECTIONAL, DUAL ANGLE CUT, LOOP LOCK, MONOFILAMENT, ABSORBABLE, SIZE 2/0, 37 MM ( +/- 1 MM ), 1/2 CIRCLE, TAPER POINT NEEDLE, 45-50 CM, GREEN, STERILE" | GENERAL CONSUMABLES FOR: SURGICAL SUTURES, LAPRASCOPIC AND ROBOTIC SURGEONS SUPPLEMENTARY
8826 | 4231220166600 | "SUTURE, POLYGLYCONATE, UNIDIRECTIONAL, DUAL ANGLE CUT, LOOP LOCK, MONOFILAMENT, ABSORBABLE, SIZE 3/0, 25-26 MM, 1/2 CIRCLE, TAPER POINT NEEDLE, 15 CM, GREEN, STERILE" | GENERAL CONSUMABLES FOR: SURGICAL SUTURES, LAPRASCOPIC AND ROBOTIC SURGEONS SUPPLEMENTARY
8827 | 4229290431000 | "SUTURE, POLYGLYCONATE, UNIDIRECTIONAL, DUAL ANGLE CUT, LOOP LOCK, MONOFILAMENT, ABSORBABLE, SIZE 0, 37 MM ( +/- 1 MM ), 1/2 CIRCLE, TAPER POINT NEEDLE, 30 CM, GREEN, STERILE" | GENERAL CONSUMABLES FOR: SURGICAL SUTURES, LAPRASCOPIC AND ROBOTIC SURGEONS SUPPLEMENTARY
8828 | 4229290431100 | "SUTURE, POLYGLYCONATE, UNIDIRECTIONAL, DUAL ANGLE CUT, LOOP LOCK, MONOFILAMENT, ABSORBABLE, SIZE 0, 48 MM ( +/- 1 MM ), 1/2 CIRCLE, TAPER POINT NEEDLE, 60-65 CM, GREEN, STERILE" | GENERAL CONSUMABLES FOR: SURGICAL SUTURES, LAPRASCOPIC AND ROBOTIC SURGEONS SUPPLEMENTARY
8829 | 4220341036100 | "SUTURE, PTFE, MONOFILAMENT, NON-ABSORBABLE, SIZE 2/0, 17-18 MM, 3/8 CIRCLE, TAPER POINT DOUBLE ARM NEEDLE, 90-95 CM, WHITE, STERILE" | GENERAL CONSUMABLES FOR: SURGICAL SUTURES, LAPRASCOPIC AND ROBOTIC SURGEONS SUPPLEMENTARY
8830 | 4231220316600 | "SUTURE, PTFE, MONOFILAMENT, NON-ABSORBABLE, SIZE 2/0, 25-26 MM, 1/2 CIRCLE, TAPER POINT DOUBLE ARM NEEDLE, 90-95 CM, WHITE, STERILE" | GENERAL CONSUMABLES FOR: SURGICAL SUTURES, LAPRASCOPIC AND ROBOTIC SURGEONS SUPPLEMENTARY
8831 | 4220341036000 | "SUTURE, PTFE, MONOFILAMENT, NON-ABSORBABLE, SIZE 3/0, 17-18 MM, 1/2 CIRCLE, TAPER POINT DOUBLE ARM NEEDLE, 90-95 CM, WHITE, STERILE" | GENERAL CONSUMABLES FOR: SURGICAL SUTURES, LAPRASCOPIC AND ROBOTIC SURGEONS SUPPLEMENTARY
8832 | 4231220316800 | "SUTURE, PTFE, MONOFILAMENT, NON-ABSORBABLE, SIZE 3/0, 25-26 MM, 1/2 CIRCLE, TAPER POINT DOUBLE ARM NEEDLE, 90-95 CM, WHITE, STERILE" | GENERAL CONSUMABLES FOR: SURGICAL SUTURES, LAPRASCOPIC AND ROBOTIC SURGEONS SUPPLEMENTARY
8833 | 4231220701100 | "SUTURE, PTFE, MONOFILAMENT, NON-ABSORBABLE, SIZE 4/0, 13-14 MM, 1/2 CIRCLE, TAPER POINT DOUBLE ARM NEEDLE, 60-65 CM, WHITE, STERILE" | GENERAL CONSUMABLES FOR: SURGICAL SUTURES, LAPRASCOPIC AND ROBOTIC SURGEONS SUPPLEMENTARY
8834 | 4220341040800 | "SUTURE, PTFE, MONOFILAMENT, NON-ABSORBABLE, SIZE 4/0, 13-14 MM, 1/2 CIRCLE, TAPER POINT DOUBLE ARM NEEDLE, 75 CM ( +/- 5 CM ), WHITE, STERILE" | GENERAL CONSUMABLES FOR: SURGICAL SUTURES, LAPRASCOPIC AND ROBOTIC SURGEONS SUPPLEMENTARY
8835 | 4231220316900 | "SUTURE, PTFE, MONOFILAMENT, NON-ABSORBABLE, SIZE 4/0, 13-14 MM, 3/8 CIRCLE, TAPER POINT DOUBLE ARM NEEDLE, 60-65 CM, WHITE, STERILE" | GENERAL CONSUMABLES FOR: SURGICAL SUTURES, LAPRASCOPIC AND ROBOTIC SURGEONS SUPPLEMENTARY
8836 | 4231220216100 | "SUTURE, PTFE, MONOFILAMENT, NON-ABSORBABLE, SIZE 5/0, 13-14 MM, 3/8 CIRCLE, TAPER POINT DOUBLE ARM NEEDLE, 75-80 CM, WHITE, STERILE" | GENERAL CONSUMABLES FOR: SURGICAL SUTURES, LAPRASCOPIC AND ROBOTIC SURGEONS SUPPLEMENTARY
8837 | 4229290425900 | SUTURE, PTFE, MONOFILAMENT, NON-ABSORBABLE, SIZE 7/0, 9 MM, 3/8 CIRCLE, TAPER POINT DOUBLE ARM NEEDLE, 60-65 CM, WHITE, STERILE | GENERAL CONSUMABLES FOR: SURGICAL SUTURES, LAPRASCOPIC AND ROBOTIC SURGEONS SUPPLEMENTARY
8838 | 4229290426000 | "SUTURE, POLYPROPYLENE, MONOFILAMENT, NON-ABSORBABLE, NO MEMORY THREAD, SIZE 4/0, 18-19 MM, 1/2 CIRCLE, TAPER CUT DOUBLE ARM NEEDLE, 90-95 CM, BLUE, STERILE" | GENERAL CONSUMABLES FOR: SURGICAL SUTURES, LAPRASCOPIC AND ROBOTIC SURGEONS SUPPLEMENTARY
8839 | 4229290426100 | "SUTURE, POLYPROPYLENE, MONOFILAMENT, NON-ABSORBABLE, NO MEMORY THREAD, SIZE 4/0, 18-19 MM, 3/8 CIRCLE, ROUND BODY DOUBLE ARM NEEDLE, 90-95 CM, BLUE, STERILE" | GENERAL CONSUMABLES FOR: SURGICAL SUTURES, LAPRASCOPIC AND ROBOTIC SURGEONS SUPPLEMENTARY
8840 | 4229290426200 | "SUTURE, POLYPROPYLENE, MONOFILAMENT, NON-ABSORBABLE, NO MEMORY THREAD, SIZE 4/0, 19-20 MM, 1/2 CIRCLE, ROUND BODY DOUBLE ARM NEEDLE, 90-95 CM, BLUE, STERILE" | GENERAL CONSUMABLES FOR: SURGICAL SUTURES, LAPRASCOPIC AND ROBOTIC SURGEONS SUPPLEMENTARY
8841 | 4229290426300 | "SUTURE, POLYPROPYLENE, MONOFILAMENT, NON-ABSORBABLE, NO MEMORY THREAD, SIZE 4/0, 25-26 MM, 1/2 CIRCLE, ROUND BODY DOUBLE ARM NEEDLE, 70-75 CM, BLUE, STERILE" | GENERAL CONSUMABLES FOR: SURGICAL SUTURES, LAPRASCOPIC AND ROBOTIC SURGEONS SUPPLEMENTARY
8842 | 4229290426400 | "SUTURE, POLYPROPYLENE, MONOFILAMENT, NON-ABSORBABLE, NO MEMORY THREAD, SIZE 4/0, 25-26 MM, 3/8 CIRCLE, TAPER CUT DOUBLE ARM NEEDLE, 90-95 CM, BLUE, STERILE" | GENERAL CONSUMABLES FOR: SURGICAL SUTURES, LAPRASCOPIC AND ROBOTIC SURGEONS SUPPLEMENTARY
8843 | 4229290426500 | SUTURE, POLYPROPYLENE, MONOFILAMENT, NON-ABSORBABLE, NO MEMORY THREAD, SIZE 5/0, 10 MM, 1/2 CIRCLE, ROUND BODY DOUBLE ARM NEEDLE, 70-75 CM, BLUE, STERILE | GENERAL CONSUMABLES FOR: SURGICAL SUTURES, LAPRASCOPIC AND ROBOTIC SURGEONS SUPPLEMENTARY
8844 | 4229290426600 | "SUTURE, POLYPROPYLENE, MONOFILAMENT, NON-ABSORBABLE, NO MEMORY THREAD, SIZE 5/0, 13-14 MM, 1/2 CIRCLE, ROUND BODY DOUBLE ARM NEEDLE, 70-75 CM, BLUE, STERILE" | GENERAL CONSUMABLES FOR: SURGICAL SUTURES, LAPRASCOPIC AND ROBOTIC SURGEONS SUPPLEMENTARY
8845 | 4229290426700 | "SUTURE, POLYPROPYLENE, MONOFILAMENT, NON-ABSORBABLE, NO MEMORY THREAD, SIZE 5/0, 13-14 MM, 3/8 CIRCLE, ROUND BODY DOUBLE ARM NEEDLE, 70-75 CM, BLUE, STERILE" | GENERAL CONSUMABLES FOR: SURGICAL SUTURES, LAPRASCOPIC AND ROBOTIC SURGEONS SUPPLEMENTARY
8846 | 4229290426800 | "SUTURE, POLYPROPYLENE, MONOFILAMENT, NON-ABSORBABLE, NO MEMORY THREAD, SIZE 5/0, 13-14 MM, 3/8 CIRCLE, TAPER CUT DOUBLE ARM NEEDLE, 70-75 CM, BLUE, STERILE" | GENERAL CONSUMABLES FOR: SURGICAL SUTURES, LAPRASCOPIC AND ROBOTIC SURGEONS SUPPLEMENTARY
8847 | 4229290426900 | "SUTURE, POLYPROPYLENE, MONOFILAMENT, NON-ABSORBABLE, NO MEMORY THREAD, SIZE 5/0, 17-18 MM, 3/8 CIRCLE, TAPER CUT DOUBLE ARM NEEDLE, 90-95 CM, BLUE, STERILE" | GENERAL CONSUMABLES FOR: SURGICAL SUTURES, LAPRASCOPIC AND ROBOTIC SURGEONS SUPPLEMENTARY
8848 | 4229290427000 | "SUTURE, POLYPROPYLENE, MONOFILAMENT, NON-ABSORBABLE, NO MEMORY THREAD, SIZE 5/0, 17-18 MM, 3/8 CIRCLE, ROUND BODY DOUBLE ARM NEEDLE, 70-75 CM, BLUE, STERILE" | GENERAL CONSUMABLES FOR: SURGICAL SUTURES, LAPRASCOPIC AND ROBOTIC SURGEONS SUPPLEMENTARY
8849 | 4229290427100 | SUTURE, POLYPROPYLENE, MONOFILAMENT, NON-ABSORBABLE, NO MEMORY THREAD, SIZE 6/0, 10 MM, 3/8 CIRCLE, ROUND BODY DOUBLE ARM NEEDLE, 60-65 CM, BLUE, STERILE | GENERAL CONSUMABLES FOR: SURGICAL SUTURES, LAPRASCOPIC AND ROBOTIC SURGEONS SUPPLEMENTARY
8850 | 4229290427200 | SUTURE, POLYPROPYLENE, MONOFILAMENT, NON-ABSORBABLE, NO MEMORY THREAD, SIZE 6/0, 10 MM, 3/8 CIRCLE, ROUND BODY DOUBLE ARM NEEDLE, 70-75 CM, BLUE, STERILE | GENERAL CONSUMABLES FOR: SURGICAL SUTURES, LAPRASCOPIC AND ROBOTIC SURGEONS SUPPLEMENTARY
8851 | 4229290427300 | SUTURE, POLYPROPYLENE, MONOFILAMENT, NON-ABSORBABLE, NO MEMORY THREAD, SIZE 6/0, 10 MM, 3/8 CIRCLE, TAPER CUT DOUBLE ARM NEEDLE, 60-65 CM, BLUE, STERILE | GENERAL CONSUMABLES FOR: SURGICAL SUTURES, LAPRASCOPIC AND ROBOTIC SURGEONS SUPPLEMENTARY
8852 | 4229290427400 | "SUTURE, POLYPROPYLENE, MONOFILAMENT, NON-ABSORBABLE, NO MEMORY THREAD, SIZE 6/0, 13-14 MM, 1/2 CIRCLE, ROUND BODY DOUBLE ARM NEEDLE, 70-75 CM, BLUE, STERILE" | GENERAL CONSUMABLES FOR: SURGICAL SUTURES, LAPRASCOPIC AND ROBOTIC SURGEONS SUPPLEMENTARY
8853 | 4229290427500 | "SUTURE, POLYPROPYLENE, MONOFILAMENT, NON-ABSORBABLE, NO MEMORY THREAD, SIZE 6/0, 13-14 MM, 3/8 CIRCLE, ROUND BODY DOUBLE ARM NEEDLE, 60-65 CM, BLUE, STERILE" | GENERAL CONSUMABLES FOR: SURGICAL SUTURES, LAPRASCOPIC AND ROBOTIC SURGEONS SUPPLEMENTARY
8854 | 4229290427600 | "SUTURE, POLYPROPYLENE, MONOFILAMENT, NON-ABSORBABLE, NO MEMORY THREAD, SIZE 6/0, 13-14 MM, 3/8 CIRCLE, ROUND BODY DOUBLE ARM NEEDLE, 70-75 CM, BLUE, STERILE" | GENERAL CONSUMABLES FOR: SURGICAL SUTURES, LAPRASCOPIC AND ROBOTIC SURGEONS SUPPLEMENTARY
8855 | 4229290427700 | SUTURE, POLYPROPYLENE, MONOFILAMENT, NON-ABSORBABLE, NO MEMORY THREAD, SIZE 6/0, 8 MM, 3/8 CIRCLE, ROUND BODY DOUBLE ARM NEEDLE, 70-75 CM, BLUE, STERILE | GENERAL CONSUMABLES FOR: SURGICAL SUTURES, LAPRASCOPIC AND ROBOTIC SURGEONS SUPPLEMENTARY
8856 | 4229290427800 | SUTURE, POLYPROPYLENE, MONOFILAMENT, NON-ABSORBABLE, NO MEMORY THREAD, SIZE 6/0, 8 MM, 3/8 CIRCLE, TAPER CUT DOUBLE ARM NEEDLE, 70-75 CM, BLUE, STERILE | GENERAL CONSUMABLES FOR: SURGICAL SUTURES, LAPRASCOPIC AND ROBOTIC SURGEONS SUPPLEMENTARY
8857 | 4229290427900 | SUTURE, POLYPROPYLENE, MONOFILAMENT, NON-ABSORBABLE, NO MEMORY THREAD, SIZE 7/0, 10 MM, 1/2 CIRCLE, ROUND BODY DOUBLE ARM NEEDLE, 60-65 CM, BLUE, STERILE | GENERAL CONSUMABLES FOR: SURGICAL SUTURES, LAPRASCOPIC AND ROBOTIC SURGEONS SUPPLEMENTARY
8858 | 4229290428000 | SUTURE, POLYPROPYLENE, MONOFILAMENT, NON-ABSORBABLE, NO MEMORY THREAD, SIZE 7/0, 10 MM, 3/8 CIRCLE, ROUND BODY DOUBLE ARM BLACK NEEDLE, 60-65 CM, BLUE, STERILE | GENERAL CONSUMABLES FOR: SURGICAL SUTURES, LAPRASCOPIC AND ROBOTIC SURGEONS SUPPLEMENTARY
8859 | 4229290428100 | SUTURE, POLYPROPYLENE, MONOFILAMENT, NON-ABSORBABLE, NO MEMORY THREAD, SIZE 7/0, 10 MM, 3/8 CIRCLE, TAPER CUT DOUBLE ARM NEEDLE, 70-75 CM, BLUE, STERILE | GENERAL CONSUMABLES FOR: SURGICAL SUTURES, LAPRASCOPIC AND ROBOTIC SURGEONS SUPPLEMENTARY
8860 | 4229290428200 | SUTURE, POLYPROPYLENE, MONOFILAMENT, NON-ABSORBABLE, NO MEMORY THREAD, SIZE 7/0, 8 MM, 3/8 CIRCLE, ROUND BODY DOUBLE ARM BLACK NEEDLE, 60-65 CM, BLUE, STERILE | GENERAL CONSUMABLES FOR: SURGICAL SUTURES, LAPRASCOPIC AND ROBOTIC SURGEONS SUPPLEMENTARY
8861 | 4229290428300 | "SUTURE, POLYPROPYLENE, MONOFILAMENT, NON-ABSORBABLE, NO MEMORY THREAD, SIZE 8/0, 6.4 MM, 3/8 CIRCLE, ROUND BODY DOUBLE ARM NEEDLE, 45-50 CM, BLUE, STERILE" | GENERAL CONSUMABLES FOR: SURGICAL SUTURES, LAPRASCOPIC AND ROBOTIC SURGEONS SUPPLEMENTARY
8862 | 4229290428400 | SUTURE, POLYPROPYLENE, MONOFILAMENT, NON-ABSORBABLE, NO MEMORY THREAD, SIZE 8/0, 6.4 MM, 3/8 CIRCLE, TAPER CUT DOUBLE ARM NEEDLE, 60-65 CM, BLUE, STERILE | GENERAL CONSUMABLES FOR: SURGICAL SUTURES, LAPRASCOPIC AND ROBOTIC SURGEONS SUPPLEMENTARY
8863 | 4229290428500 | SUTURE, POLYPROPYLENE, MONOFILAMENT, NON-ABSORBABLE, NO MEMORY THREAD, SIZE 8/0, 8 MM, 3/8 CIRCLE, ROUND BODY DOUBLE ARM NEEDLE, 60-65 CM, BLUE, STERILE | GENERAL CONSUMABLES FOR: SURGICAL SUTURES, LAPRASCOPIC AND ROBOTIC SURGEONS SUPPLEMENTARY
8864 | 4229290428600 | SUTURE, POLYPROPYLENE, MONOFILAMENT, NON-ABSORBABLE, NO MEMORY THREAD, SIZE 8/0, 8 MM, 3/8 CIRCLE, ROUND BODY DOUBLE ARM NEEDLE, 70-75 CM, BLUE, STERILE | GENERAL CONSUMABLES FOR: SURGICAL SUTURES, LAPRASCOPIC AND ROBOTIC SURGEONS SUPPLEMENTARY
8865 | 4229290428700 | SUTURE, POLYVINYLIDENE FLUORIDE, MONOFILAMENT, NON-ABSORBABLE, SIZE 5/0, 10 MM, 1/2 CIRCLE, ROUND BODY DOUBLE ARM NEEDLE, 70-75 CM, BLUE, STERILE | GENERAL CONSUMABLES FOR: SURGICAL SUTURES, LAPRASCOPIC AND ROBOTIC SURGEONS SUPPLEMENTARY
8866 | 4229290428800 | "SUTURE, POLYVINYLIDENE FLUORIDE, MONOFILAMENT, NON-ABSORBABLE, SIZE 5/0, 13-14 MM, 3/8 CIRCLE, ROUND BODY DOUBLE ARM NEEDLE, WITH 3 X 5 MM PLEDGET, 70-75 CM, BLUE, STERILE" | GENERAL CONSUMABLES FOR: SURGICAL SUTURES, LAPRASCOPIC AND ROBOTIC SURGEONS SUPPLEMENTARY
8867 | 4229290428900 | SUTURE, POLYVINYLIDENE FLUORIDE, MONOFILAMENT, NON-ABSORBABLE, SIZE 6/0, 8 MM, 3/8 CIRCLE, ROUND BODY DOUBLE ARM FINE NEEDLE, 70-75 CM, BLUE, STERILE | GENERAL CONSUMABLES FOR: SURGICAL SUTURES, LAPRASCOPIC AND ROBOTIC SURGEONS SUPPLEMENTARY
8868 | 4229290429000 | SUTURE, POLYVINYLIDENE FLUORIDE, MONOFILAMENT, NON-ABSORBABLE, SIZE 6/0, 10 MM, 3/8 CIRCLE, ROUND BODY FINE DOUBLE ARM NEEDLE, WITH 2 X 3.5 MM PLEDGET+ 1 EXTRA, 70-75 CM, BLUE, STERILE | GENERAL CONSUMABLES FOR: SURGICAL SUTURES, LAPRASCOPIC AND ROBOTIC SURGEONS SUPPLEMENTARY
8869 | 4229290429100 | SUTURE, POLYVINYLIDENE FLUORIDE, MONOFILAMENT, NON-ABSORBABLE, SIZE 7/0, 10 MM, 3/8 CIRCLE, ROUND BODY DOUBLE ARM FINE NEEDLE, 60-65 CM, BLUE, STERILE | GENERAL CONSUMABLES FOR: SURGICAL SUTURES, LAPRASCOPIC AND ROBOTIC SURGEONS SUPPLEMENTARY
8870 | 4229554404200 | PLEDGET, POLYMER, PTFE, SOFT, NON ABSORBABLE, SIZE 3 X 3 MM, PREPUNCHED, DISPOSABLE, STERILE | GENERAL CONSUMABLES FOR: SURGICAL SUTURES, LAPRASCOPIC AND ROBOTIC SURGEONS SUPPLEMENTARY
8871 | 4229554404300 | PLEDGET, POLYMER, PTFE, SOFT, NON ABSORBABLE, SIZE 3 X 7 MM, PREPUNCHED, DISPOSABLE, STERILE | GENERAL CONSUMABLES FOR: SURGICAL SUTURES, LAPRASCOPIC AND ROBOTIC SURGEONS SUPPLEMENTARY
8872 | 4229554404700 | PLEDGET, POLYMER, PTFE, SOFT, NON ABSORBABLE, SIZE 16 X 7 MM, STERILE | GENERAL CONSUMABLES FOR: SURGICAL SUTURES, LAPRASCOPIC AND ROBOTIC SURGEONS SUPPLEMENTARY
8873 | 4229554404500 | PLEDGET, PTFE, SOFT, NON ABSORBABLE, OVAL, SIZE 4.8 MM, DISPOSABLE, STERILE | GENERAL CONSUMABLES FOR: SURGICAL SUTURES, LAPRASCOPIC AND ROBOTIC SURGEONS SUPPLEMENTARY
8874 | 4229554404600 | PLEDGET, PTFE, SOFT, NON-ABSORBABLE, RECTANGULAR SHPAE, SIZE 4.8 X 6 MM, DISPOSABLE, STERILE | GENERAL CONSUMABLES FOR: SURGICAL SUTURES, LAPRASCOPIC AND ROBOTIC SURGEONS SUPPLEMENTARY
8875 | 4229540015100 | "SUTURE, STAINLESS STEEL, FOR TEMPORARY PACING WIRE, POLYETHYLENE COATED, MULTIFILAMENT, NON-ABSORBABLE, SIZE 2/0, DOUBLE ARM, 17 MM, 1/2 CIRCLE, ROUND BODY NEEDLE, AND 60 MM ( +/- 1 MM ) STRAIGHT CUTTING NEEDLE, 60-65 CM, BLUE, STERILE" | GENERAL CONSUMABLES FOR: SURGICAL SUTURES, LAPRASCOPIC AND ROBOTIC SURGEONS SUPPLEMENTARY
8876 | 4232150102400 | "SUTURE, STERNAL WIRES, STAINLESS STEEL, MONOFILAMENT, NON-ABSORBABLE, SIZE 1, 40 MM ( +/- 1 MM ), 1/2 CIRCLE, TAPER CUT NEEDLE, 4 X 45-50 CM, STERILE" | GENERAL CONSUMABLES FOR: SURGICAL SUTURES, LAPRASCOPIC AND ROBOTIC SURGEONS SUPPLEMENTARY
8877 | 4220341042900 | "SUTURE, STERNAL WIRES, STAINLESS STEEL, MONOFILAMENT, NON-ABSORBABLE, SIZE 2, 40 MM ( +/- 1 MM ), 1/2 CIRCLE, REVERSE CUTTING NEEDLE, 5 X 45-50 CM, STERILE" | GENERAL CONSUMABLES FOR: SURGICAL SUTURES, LAPRASCOPIC AND ROBOTIC SURGEONS SUPPLEMENTARY
8878 | 4231220317200 | "SUTURE, STERNAL WIRES, STAINLESS STEEL, MONOFILAMENT, NON-ABSORBABLE, SIZE 2, 48 MM ( +/- 1 MM ), 1/2 CIRCLE, REVERSE CUTTING NEEDLE, 2 X 45-50 CM, STERILE" | GENERAL CONSUMABLES FOR: SURGICAL SUTURES, LAPRASCOPIC AND ROBOTIC SURGEONS SUPPLEMENTARY
8879 | 4229290005700 | "SUTURE, STERNAL WIRES, STAINLESS STEEL, MONOFILAMENT, NON-ABSORBABLE, SIZE 4, 48 MM ( +/- 1 MM ), 1/2 CIRCLE, TAPER CUT NEEDLE, 4 X 45-50 CM, STERILE" | GENERAL CONSUMABLES FOR: SURGICAL SUTURES, LAPRASCOPIC AND ROBOTIC SURGEONS SUPPLEMENTARY
8880 | 4220341122900 | "SUTURE, STERNAL WIRES, STAINLESS STEEL, MONOFILAMENT, NON-ABSORBABLE, SIZE 5, 48 MM ( +/- 1 MM ), 1/2 CIRCLE, TAPER CUT HEAVY NEEDLE, 4 X 45-50 CM, STERILE" | GENERAL CONSUMABLES FOR: SURGICAL SUTURES, LAPRASCOPIC AND ROBOTIC SURGEONS SUPPLEMENTARY
8881 | 4229290429400 | "SUTURE, STERNAL WIRES, STAINLESS STEEL, MONOFILAMENT, NON-ABSORBABLE, SIZE 5, 55 MM ( +/- 1 MM ), 1/2 CIRCLE, REVERSE CUTTING ROTATING NEEDLE, 4 X 45-50 CM, STERILE" | GENERAL CONSUMABLES FOR: SURGICAL SUTURES, LAPRASCOPIC AND ROBOTIC SURGEONS SUPPLEMENTARY
8882 | 4229290429700 | "SUTURE, STERNAL WIRES, STAINLESS STEEL, MONOFILAMENT, NON-ABSORBABLE, SIZE 6, 48 MM ( +/- 1 MM ), 1/2 CIRCLE, TAPER CUT NEEDLE, 4 X 45-50 CM, STERILE" | GENERAL CONSUMABLES FOR: SURGICAL SUTURES, LAPRASCOPIC AND ROBOTIC SURGEONS SUPPLEMENTARY
8883 | 4229290429800 | "SUTURE, STERNAL WIRES, STAINLESS STEEL, MONOFILAMENT, NON-ABSORBABLE, SIZE 7, 48 MM ( +/- 1 MM ), 1/2 CIRCLE, REVERSE CUTTING NEEDLE, 4 X 45-50 CM, STERILE" | GENERAL CONSUMABLES FOR: SURGICAL SUTURES, LAPRASCOPIC AND ROBOTIC SURGEONS SUPPLEMENTARY
8884 | 4231220301200 | CLIP, SUTURE CLIPS, ABSORBABLE, MADE OF POLYDIOXANONE POLYMER, 6 CLIPS PER CARTRIDGE, THE APPLIER SHOULD BE PROVIDED FOC WITH EACH 100 CARTRIDGE, STERILE | GENERAL CONSUMABLES FOR: SURGICAL SUTURES, LAPRASCOPIC AND ROBOTIC SURGEONS SUPPLEMENTARY
8885 | 4229493401500 | SUTURE, LAPAROSCOPIC LOOP, POLYGLACTIN 910, MULTIFILAMENT, ABSORBABLE, SIZE: 0, 50 CM ( +/- 5 CM ), WITH DELIVERY SYSTEM, STERILE | GENERAL CONSUMABLES FOR: SURGICAL SUTURES, LAPRASCOPIC AND ROBOTIC SURGEONS SUPPLEMENTARY
8886 | 4229290000500 | SUTURE, LAPAROSCOPIC LOOP, POLYGLACTIN 910, MULTIFILAMENT, ABSORBABLE, SIZE: 2/0, 50 CM ( +/- 5 CM ), WITH DELIVERY SYSTEM, STERILE | GENERAL CONSUMABLES FOR: SURGICAL SUTURES, LAPRASCOPIC AND ROBOTIC SURGEONS SUPPLEMENTARY
8887 | 4229290430800 | "SUTURE ORGANIZER, USED TO ORGANIZE AND SECURE SUTURES DURING HEART VALVE SURGERY, CURVED, NOT LESS THAN 8 ORGANIZER, ASSORTED SIZE, STERILE" | GENERAL CONSUMABLES FOR: SURGICAL SUTURES, LAPRASCOPIC AND ROBOTIC SURGEONS SUPPLEMENTARY
8888 | 4231200601300 | "APPLIER, LAPAROSCOPIC SUTURING DEVICE, 10 MM, 34-36 CM, DISPOSABLE, STERILE" | GENERAL CONSUMABLES FOR: SURGICAL SUTURES, LAPRASCOPIC AND ROBOTIC SURGEONS SUPPLEMENTARY
8889 | 4229540006200 | LOADING UNITS, SINGLE-STITCH, ABSORBABLE, GLYCOLIDE / LACTIDE, COPOLYMER, SIZE: 0, WITH ONE NEEDLE, DISPOSABLE, STERILE | GENERAL CONSUMABLES FOR: SURGICAL SUTURES, LAPRASCOPIC AND ROBOTIC SURGEONS SUPPLEMENTARY
8890 | 4229493400600 | LOADING UNITS, SINGLE - STITCH, ABSORBABLE, GLYCOLIDE/LACTIDE, COPOLYMER, SIZE: 2/0, WITH ONE NEEDLE, DISPOSABLE, STERILE | GENERAL CONSUMABLES FOR: SURGICAL SUTURES, LAPRASCOPIC AND ROBOTIC SURGEONS SUPPLEMENTARY
8891 | 4229540006300 | LOADING UNITS, SINGLE-STITCH, ABSORBABLE, GLYCOLIDE / LACTIDE, COPOLYMER, SIZE: 3/0, WITH ONE NEEDLE, DISPOSABLE, STERILE | GENERAL CONSUMABLES FOR: SURGICAL SUTURES, LAPRASCOPIC AND ROBOTIC SURGEONS SUPPLEMENTARY
8892 | 4229493400700 | LOADING UNITS, SINGLE - STITCH, NON - ABSORBABLE, POLYESTER SUTURES, SIZE: 0, WITH ONE NEEDLE, DISPOSABLE, STERILE | GENERAL CONSUMABLES FOR: SURGICAL SUTURES, LAPRASCOPIC AND ROBOTIC SURGEONS SUPPLEMENTARY
8893 | 4231200925200 | LOADING UNITS, TRIPLE - STITCH, NON - ABSORBABLE, POLYESTER SUTURES, SIZE: 0, WITH THREE SUTURE NEEDLE, DISPOSABLE, STERILE | GENERAL CONSUMABLES FOR: SURGICAL SUTURES, LAPRASCOPIC AND ROBOTIC SURGEONS SUPPLEMENTARY
8894 | 4229540007600 | "ADVANCED ACCESS PLATFORMS FLEXIBLE, AIR-TIGHT FULCRUM FACILITATE TRIANGULATION OF STANDARD INSTRUMENTATION, INCLUDES WOUND RETRACTOR/PROTECTOR 1.5 TO 4 CM WOUND, 3 SLEEVES 10MM, 1 SLEEVE 12MM, INSTRUMENT SHIELD, SLEEVE INTRODUCER, GELSEAL CAP, DISPOSABLE, STERILE" | GENERAL CONSUMABLES FOR: SURGICAL SUTURES, LAPRASCOPIC AND ROBOTIC SURGEONS SUPPLEMENTARY
8895 | 4229540007700 | "ADVANCED ACCESS PLATFORMS FLEXIBLE, AIR-TIGHT FULCRUM FACILITATE TRIANGULATION OF STANDARD INSTRUMENTATION, INCLUDES WOUND RETRACTOR/PROTECTOR 1.5 TO 7 CM WOUND, 3 SLEEVES 10MM, 1 SLEEVE 12MM, INSTRUMENT SHIELD, SLEEVE INTRODUCER, GELSEAL CAP, DISPOSABLE, STERILE" | GENERAL CONSUMABLES FOR: SURGICAL SUTURES, LAPRASCOPIC AND ROBOTIC SURGEONS SUPPLEMENTARY
8896 | 4214310200400 | "ARCH CUP APPARATUS TO GUIDE COLPOTOMY DURING TOTAL LAPAROSCOPIC HYSTERECTOMY AND PREVENT LOSS OF PNEUMOPERITONEUM DURING AND AFTER COLPOTOMY, AND USED AS RESERVOIR, WITH FREE HANDLE, ASSORTED SIZES, STERILE, DISPOSABLE" | GENERAL CONSUMABLES FOR: SURGICAL SUTURES, LAPRASCOPIC AND ROBOTIC SURGEONS SUPPLEMENTARY
8897 | 4229340000000 | CUP, EFFICIENT TO GUIDE COLPOTOMY DURING TOTAL LAPAROSCOPIC HYSTERECTOMY , AND PREVENT LOSS OF PNEUMOPERITONEUM DURING AND AFTER COLPOTOMY, WITH FREE HANDLE, ASSORTED SIZES , STERILE, DISPOSABLE | GENERAL CONSUMABLES FOR: SURGICAL SUTURES, LAPRASCOPIC AND ROBOTIC SURGEONS SUPPLEMENTARY
8898 | 4214311500900 | MANIPULATOR, TIP, UTERINE WITH INJECTOR, (IF REUSABLE PIECE THERE TO BE FREE OF CHARGE), ASSORTED SIZES , STERILE, DISPOSABLE | GENERAL CONSUMABLES FOR: SURGICAL SUTURES, LAPRASCOPIC AND ROBOTIC SURGEONS SUPPLEMENTARY
8899 | 4231200604000 | "CLIP, ENDOCLIP, APPLIER, 5 MM, MEDIUM-LARGE, DISPOSABLE, STERILE" | GENERAL CONSUMABLES FOR: SURGICAL SUTURES, LAPRASCOPIC AND ROBOTIC SURGEONS SUPPLEMENTARY
8900 | 4231200602700 | "CLIP, ENDOCLIP, APPLIER, 10 MM, MEDIUM-LARGE CLIPS, DISPOSABLE, STERILE" | GENERAL CONSUMABLES FOR: SURGICAL SUTURES, LAPRASCOPIC AND ROBOTIC SURGEONS SUPPLEMENTARY
8901 | 4231200603900 | "CLIP, ENDOCLIP, APPLIER, 10 MM, LARGE CLIPS, STERILE" | GENERAL CONSUMABLES FOR: SURGICAL SUTURES, LAPRASCOPIC AND ROBOTIC SURGEONS SUPPLEMENTARY
8902 | 4229491401100 | "CLIP, ENDOCLIP, APPLIER, 12 MM, LARGE CLIPS, DISPOSABLE, STERILE" | GENERAL CONSUMABLES FOR: SURGICAL SUTURES, LAPRASCOPIC AND ROBOTIC SURGEONS SUPPLEMENTARY
8903 | 4231200604200 | "CLIP, FILSCHIE, FOR LAPAROSCOPIC, FALLOPIAN TUBE, LIGATION, DISPOSABLE, STERILE" | GENERAL CONSUMABLES FOR: SURGICAL SUTURES, LAPRASCOPIC AND ROBOTIC SURGEONS SUPPLEMENTARY
8904 | 4231200700000 | CLIP, FILSHIE OR EQUIVALENT, TITANIUM, WITH AN INNER CUSHION LINING OF SILICONE RUBBER, WITH FRONT LOCKING MECHANISM WITH CLIP APPLICATOR OF DIFFERENT SIZES FREE OF CHARGE PER 10 CLIPS, IF DISPOSABLE APPLICATOR TO PROVIDE ONE APPLICATOR FOR EACH PAIR | GENERAL CONSUMABLES FOR: SURGICAL SUTURES, LAPRASCOPIC AND ROBOTIC SURGEONS SUPPLEMENTARY
8905 | 4229180100300 | PORT, SITE CLOSURE WITH SUTURE PASSER, FOR LAPAROSCOPIC, WITH SUTURE GUIDE 10/12MM, DISPOSABLE, STERILE | GENERAL CONSUMABLES FOR: SURGICAL SUTURES, LAPRASCOPIC AND ROBOTIC SURGEONS SUPPLEMENTARY
8906 | 4220342400300 | CLOSURE DEVICE, SUTURE GRASPER, DISPOSABLE, STERILE | GENERAL CONSUMABLES FOR: SURGICAL SUTURES, LAPRASCOPIC AND ROBOTIC SURGEONS SUPPLEMENTARY
8907 | 4229480500100 | SLEEVE RING, FOR CAMERA, LAPAROSCOPIC, FRAME DESIGN, ALLOWS SIMPLE QUICK APPLICATION, ADHESIVE TAB TO ENSURE SECURE CAMERA, HEAD PROTECTION, DISPOSABLE, STERILE | GENERAL CONSUMABLES FOR: SURGICAL SUTURES, LAPRASCOPIC AND ROBOTIC SURGEONS SUPPLEMENTARY
8908 | 4229541500600 | COVER, FOR LAPAROSCOPIC CAMERA, WITHOUT RING, FIT ALL BRANDS, STERILE | GENERAL CONSUMABLES FOR: SURGICAL SUTURES, LAPRASCOPIC AND ROBOTIC SURGEONS SUPPLEMENTARY
8909 | 4228200400000 | COVER, SHEATH, FOR ENDOSCOPIC, 30 DEGREE, 5MM,ROUND LOCKING SYSTEM, FOR SCOPE PIXELS PROTECTION, ANTI FOG AND ANTI BLURB, DISPOSABLE, STERILE | GENERAL CONSUMABLES FOR: SURGICAL SUTURES, LAPRASCOPIC AND ROBOTIC SURGEONS SUPPLEMENTARY
8910 | 4229501300100 | COVER, SHEATH, FOR ENDOSCOPIC, 30 DEGREE, 10 MM, ROUND LOCKING SYSTEM, FOR SCOPE PIXELS PROTECTION, ANTI FOG AND ANTI BLURB, DISPOSABLE, STERILE | GENERAL CONSUMABLES FOR: SURGICAL SUTURES, LAPRASCOPIC AND ROBOTIC SURGEONS SUPPLEMENTARY
8911 | 4228200400100 | COVER, SHEATH, FOR ENDOSCOPIC, ZERO DEGREE, 5MM,ROUND LOCKING SYSTEM, FOR SCOPE PIXELS PROTECTION, ANTI FOG AND ANTI BLURB, DISPOSABLE, STERILE | GENERAL CONSUMABLES FOR: SURGICAL SUTURES, LAPRASCOPIC AND ROBOTIC SURGEONS SUPPLEMENTARY
8912 | 4229501300000 | COVER, SHEATH, FOR ENDOSCOPIC, ZERO DEGREE, 10 MM, ROUND LOCKING SYSTEM, FOR SCOPE PIXELS PROTECTION, ANTI FOG AND ANTI BLURB, DISPOSABLE, STERILE | GENERAL CONSUMABLES FOR: SURGICAL SUTURES, LAPRASCOPIC AND ROBOTIC SURGEONS SUPPLEMENTARY
8913 | 4229493700200 | DEFOG, MULTIFUNCTIONAL, ALL IN ONE HEATED ENDOSCOPIC LENS, PROTECTOR WHITE - BALANCING VISUALIZATION SYSTEM, TROCAR WIPE FOR 3 - 7 MM, AND 7 - 12 MM TROCAR, MICRO PAD, WARMING HUB, DISPOSABLE, STERILE | GENERAL CONSUMABLES FOR: SURGICAL SUTURES, LAPRASCOPIC AND ROBOTIC SURGEONS SUPPLEMENTARY
8914 | 4229491401200 | DEVICE, SUCTION/ IRRIGATION, PISTOL GRIP WITH YANKAUER TIP, SIZE: 5MM, 32-35 CM, DISPOSABLE, STERILE | GENERAL CONSUMABLES FOR: SURGICAL SUTURES, LAPRASCOPIC AND ROBOTIC SURGEONS SUPPLEMENTARY
8915 | 4229491401300 | DEVICE, SUCTION/ IRRIGATION, PISTOL GRIP WITH YANKAUER TIP, SIZE: 5MM, 42-45 CM, DISPOSABLE, STERILE | GENERAL CONSUMABLES FOR: SURGICAL SUTURES, LAPRASCOPIC AND ROBOTIC SURGEONS SUPPLEMENTARY
8916 | 4229512300500 | "DEVICE, SUCTION/ IRRIGATION, SIZE: 5MM, 33-38 CM, DISPOSABLE, STERILE" | GENERAL CONSUMABLES FOR: SURGICAL SUTURES, LAPRASCOPIC AND ROBOTIC SURGEONS SUPPLEMENTARY
8917 | 4229491401400 | DEVICE, SUCTION/ IRRIGATION, SIZE: 5MM, 43-45 CM, DISPOSABLE, STERILE | GENERAL CONSUMABLES FOR: SURGICAL SUTURES, LAPRASCOPIC AND ROBOTIC SURGEONS SUPPLEMENTARY
8918 | 4229680510900 | DISSECTOR, FOR LAPAROSCOPIC, CURVED WITH MONOPOLAR CAUTERY, 5 MM, 42-45 CM, DISPOSABLE, STERILE | GENERAL CONSUMABLES FOR: SURGICAL SUTURES, LAPRASCOPIC AND ROBOTIC SURGEONS SUPPLEMENTARY
8919 | 4229250200700 | HANDLE, HAND CONTROLLED, PENCIL GRIP, MULTI FUNCTIONAL ELECTROSURGERY SYSTEM, DISPOSABLE, STERILE | GENERAL CONSUMABLES FOR: SURGICAL SUTURES, LAPRASCOPIC AND ROBOTIC SURGEONS SUPPLEMENTARY
8920 | 4229491401500 | HANDLE, HAND CONTROLLED, PISTOL GRIP, MULTI FUNCTIONAL ELECTROSURGERY SYSTEM, DISPOSABLE, STERILE | GENERAL CONSUMABLES FOR: SURGICAL SUTURES, LAPRASCOPIC AND ROBOTIC SURGEONS SUPPLEMENTARY
8921 | 4229491401600 | ELECTRODE, CURVED DISSECTOR, 5 MM X 34 CM, SHAFT HOLLOW TIP, TO USE WITH MULTIFUNCTIONAL PISTOL OR PENCIL GRIP, ELECTROSURGERY SYSTEM, DISPOSABLE, STERILE | GENERAL CONSUMABLES FOR: SURGICAL SUTURES, LAPRASCOPIC AND ROBOTIC SURGEONS SUPPLEMENTARY
8922 | 4229491401700 | ELECTRODE, L- SHAPED, 5 MM X 29 CM, SHAFT HOLLOW TIP, TO USE WITH MULTIFUNCTIONAL PISTOL OR PENCIL GRIP, ELECTROSURGERY SYSTEM, DISPOSABLE, STERILE | GENERAL CONSUMABLES FOR: SURGICAL SUTURES, LAPRASCOPIC AND ROBOTIC SURGEONS SUPPLEMENTARY
8923 | 4229495801200 | ELECTRODE, L- SHAPED, 5 MM X 34 CM, SHAFT HOLLOW TIP, TO USE WITH MULTIFUNCTIONAL PISTOL OR PENCIL GRIP, ELECTROSURGERY SYSTEM, DISPOSABLE, STERILE | GENERAL CONSUMABLES FOR: SURGICAL SUTURES, LAPRASCOPIC AND ROBOTIC SURGEONS SUPPLEMENTARY
8924 | 4229514319000 | ELECTRODE, RIGHT ANGLE, 5 MM X 29 CM, SHAFT HOLLOW TIP, TO USE WITH MULTIFUNCTIONAL PISTOL OR PENCIL GRIP, ELECTROSURGERY SYSTEM, DISPOSABLE, STERILE | GENERAL CONSUMABLES FOR: SURGICAL SUTURES, LAPRASCOPIC AND ROBOTIC SURGEONS SUPPLEMENTARY
8925 | 4229514319100 | ELECTRODE, RIGHT ANGLE, 5 MM X 34 CM, SHAFT HOLLOW TIP, TO USE WITH MULTIFUNCTIONAL PISTOL OR PENCIL GRIP, ELECTROSURGERY SYSTEM, DISPOSABLE, STERILE | GENERAL CONSUMABLES FOR: SURGICAL SUTURES, LAPRASCOPIC AND ROBOTIC SURGEONS SUPPLEMENTARY
8926 | 4229495802900 | ELECTRODE, SPATULA, 5 MM X 29 CM, SHAFT HOLLOW TIP, TO USE WITH MULTIFUNCTIONAL PISTOL OR PENCIL GRIP, ELECTROSURGERY SYSTEM, DISPOSABLE, STERILE | GENERAL CONSUMABLES FOR: SURGICAL SUTURES, LAPRASCOPIC AND ROBOTIC SURGEONS SUPPLEMENTARY
8927 | 4229491401800 | ELECTRODE, SPATULA, 5 MM X 34 CM, SHAFT HOLLOW TIP, TO USE WITH MULTIFUNCTIONAL PISTOL OR PENCIL GRIP, ELECTROSURGERY SYSTEM, DISPOSABLE, STERILE | GENERAL CONSUMABLES FOR: SURGICAL SUTURES, LAPRASCOPIC AND ROBOTIC SURGEONS SUPPLEMENTARY
8928 | 4229495802800 | "ENDOSCOPIC APPLICATOR, FOR GELATIN MATRIX HEMOSTASIS, FOR LAPAROSCOPIC, 39 CM ( +/- 5 CM ), STERILE" | GENERAL CONSUMABLES FOR: SURGICAL SUTURES, LAPRASCOPIC AND ROBOTIC SURGEONS SUPPLEMENTARY
8929 | 4215161472100 | "HEMOSTASIS, ENDOSCOPIC APPLICATOR, OXIDIZED REGENERATED CELLULOSE BACTERICIDAL POWDER, LAPAROSCOPIC, 2-IN-1, RIGID AND FLEXIBLE TIPS, 38 CM ( +/- 2 CM ), STERILE" | GENERAL CONSUMABLES FOR: SURGICAL SUTURES, LAPRASCOPIC AND ROBOTIC SURGEONS SUPPLEMENTARY
8930 | 4231160708700 | "HEMOSTATIC, ABSORBABLE HEMOSTATIC POWDER MADE OF OXIDIZED REGENERATED CELLULOSE AGGREGATES, BACTERICIDAL, ABSORBABLE 7-14 DAYS WITH LOCK AND FLEXIBLE TIP 5 CM ( +/- 1 CM ), PRELOADED 3GM, DISPOSABLE, STERILE" | GENERAL CONSUMABLES FOR: SURGICAL SUTURES, LAPRASCOPIC AND ROBOTIC SURGEONS SUPPLEMENTARY
8931 | 4229161415200 | SEALANT, ABSORBABLE, FOR AIR LEAK, CONTAINS ALBUMIN AND POLYETHYLENE GLYCOL, KIT, 4 ML, STERILE | GENERAL CONSUMABLES FOR: SURGICAL SUTURES, LAPRASCOPIC AND ROBOTIC SURGEONS SUPPLEMENTARY
8932 | 4229514319900 | "TIP, EXTENDED, FOR SPRAY, FOR LAPAROSCOPIC CASES, 29 CM ( +/- 1 CM ), DISPOSABLE, STERILE" | GENERAL CONSUMABLES FOR: SURGICAL SUTURES, LAPRASCOPIC AND ROBOTIC SURGEONS SUPPLEMENTARY
8933 | 4229480500200 | FILTER, FOR SMOKE, LAPAROSCOPIC, WITH ACTIVATED CHARCOAL, SIMPLE, SAFE AND EFFECTIVE REMOVAL OF SURGICAL SMOKE, WITH THUMBWHEEL CLAMP, DISPOSABLE, STERILE | GENERAL CONSUMABLES FOR: SURGICAL SUTURES, LAPRASCOPIC AND ROBOTIC SURGEONS SUPPLEMENTARY
8934 | 4229632306200 | DEVICE, LAPAROSCOPIC, FOR ATRAUMATIC HERNIA MESH FIXATION AND SEALANT APPLICATOR, 30/60 DROPS, STERILE | GENERAL CONSUMABLES FOR: SURGICAL SUTURES, LAPRASCOPIC AND ROBOTIC SURGEONS SUPPLEMENTARY
8935 | 4229551300400 | SYSTEM, FOR LAPAROSCOPIC MESH FIXATION, ABSORBABLE, 5 MM, 12-15 TACKS, DISPOSABLE, STERILE | GENERAL CONSUMABLES FOR: SURGICAL SUTURES, LAPRASCOPIC AND ROBOTIC SURGEONS SUPPLEMENTARY
8936 | 4229490000000 | SYSTEM, FOR LAPAROSCOPIC MESH FIXATION, ABSORBABLE, 5 MM, 25-30 TACKS, DISPOSABLE, STERILE | GENERAL CONSUMABLES FOR: SURGICAL SUTURES, LAPRASCOPIC AND ROBOTIC SURGEONS SUPPLEMENTARY
8937 | 4229551306300 | "SYSTEM, FOR LAPAROSCOPIC MESH FIXATION, TITANIUM, 12 MM, ARTICULATING TIP, WITH 10-15 STAPLES, DISPOSABLE, STERILE" | GENERAL CONSUMABLES FOR: SURGICAL SUTURES, LAPRASCOPIC AND ROBOTIC SURGEONS SUPPLEMENTARY
8938 | 4229551315200 | "SYSTEM, FOR LAPAROSCOPIC MESH FIXATION, ABSORBABLE, CONTAINS 15-20 TACKERS, WITH ATRAUMATIC BLUNT TIP, DISPOSABLE, STERILE" | GENERAL CONSUMABLES FOR: SURGICAL SUTURES, LAPRASCOPIC AND ROBOTIC SURGEONS SUPPLEMENTARY
8939 | 4229551315100 | "SYSTEM, FOR LAPAROSCOPIC MESH FIXATION, ABSORBABLE, CONTAINS 15-20 TACKERS, WITH SMOOTH HOLLOW CORE ANGLED TIP, DISPOSABLE, STERILE" | GENERAL CONSUMABLES FOR: SURGICAL SUTURES, LAPRASCOPIC AND ROBOTIC SURGEONS SUPPLEMENTARY
8940 | 4231200921400 | "SYSTEM, FOR LAPAROSCOPIC MESH FIXATION, ABSORBABLE, CONTAINS 25-30 TACKERS, WITH SMOOTH HOLLOW CORE ANGLED TIP, DISPOSABLE, STERILE" | GENERAL CONSUMABLES FOR: SURGICAL SUTURES, LAPRASCOPIC AND ROBOTIC SURGEONS SUPPLEMENTARY
8941 | 4229551315300 | "SYSTEM, FOR LAPAROSCOPIC MESH FIXATION, PERMANENT, CONTAINS 15-20 TACKERS, MADE FROM STAINLESS STEEL COIL, WITH SMOOTH PEEK HEADCOVER, DISPOSABLE, STERILE" | GENERAL CONSUMABLES FOR: SURGICAL SUTURES, LAPRASCOPIC AND ROBOTIC SURGEONS SUPPLEMENTARY
8942 | 4229632306300 | "SYSTEM, FOR LAPAROSCOPIC MESH FIXATION, PERMANENT, CONTAINS 25-30 TACKERS, MADE FROM STAINLESS STEEL COIL, WITH SMOOTH PEEK HEADCOVER, DISPOSABLE, STERILE" | GENERAL CONSUMABLES FOR: SURGICAL SUTURES, LAPRASCOPIC AND ROBOTIC SURGEONS SUPPLEMENTARY
8943 | 4231200921200 | "SYSTEM, FOR LAPAROSCOPIC MESH FIXATION, 5 MM X 35-37 CM LENGTH, CONTAINS 25-30 TITANIUM FASTENERS/TACKERS, DISPOSABLE, STERILE" | GENERAL CONSUMABLES FOR: SURGICAL SUTURES, LAPRASCOPIC AND ROBOTIC SURGEONS SUPPLEMENTARY
8944 | 4231200921300 | "SYSTEM, FOR LAPAROSCOPIC MESH FIXATION, 5 MM X 35-37 CM LENGTH, CONTAINS 15-20 TITANIUM FASTENERS/TACKERS, DISPOSABLE, STERILE" | GENERAL CONSUMABLES FOR: SURGICAL SUTURES, LAPRASCOPIC AND ROBOTIC SURGEONS SUPPLEMENTARY
8945 | 4229250201000 | HANDPIECE, GREY, FOR USE WITH LAPAROSCOPIC ULTRASONIC DEVICES | GENERAL CONSUMABLES FOR: SURGICAL SUTURES, LAPRASCOPIC AND ROBOTIC SURGEONS SUPPLEMENTARY
8946 | 4229495500400 | "INSTRUMENT, HOOK, L-SHAPE TIP, FOR LAPAROSCOPIC, 5MM, SIZE 30-35 CM LENGTH, TO BE PROVIDED WITH ITS HANDLE, CABLE AND GENERATOR ADAPTOR, DISPOSABLE, STERILE" | GENERAL CONSUMABLES FOR: SURGICAL SUTURES, LAPRASCOPIC AND ROBOTIC SURGEONS SUPPLEMENTARY
8947 | 4229495500000 | "INSTRUMENT, HOOK, L-SHAPE TIP, FOR LAPAROSCOPIC, WITH MONOPOLAR CAUTERY 5 MM, 36-38 CM, DISPOSABLE, STERILE" | GENERAL CONSUMABLES FOR: SURGICAL SUTURES, LAPRASCOPIC AND ROBOTIC SURGEONS SUPPLEMENTARY
8948 | 4229490824900 | "INSTRUMENT, CLAMP, ENDO BABCOCK, RATCHET, 5 MM, 30-37 CM LENGTH, DISPOSABLE, STERILE" | GENERAL CONSUMABLES FOR: SURGICAL SUTURES, LAPRASCOPIC AND ROBOTIC SURGEONS SUPPLEMENTARY
8949 | 4214240301300 | "INSTRUMENT, CLAMP, ENDO BABCOCK, RATCHET, 10 MM, 30-37 CM LENGTH, DISPOSABLE, STERILE" | GENERAL CONSUMABLES FOR: SURGICAL SUTURES, LAPRASCOPIC AND ROBOTIC SURGEONS SUPPLEMENTARY
8950 | 4229490804900 | "INSTRUMENT, CLINCH, FOR LAPAROSCOPIC, 5 MM X 30-37 CM LENGTH, DISPOSABLE, STERILE" | GENERAL CONSUMABLES FOR: SURGICAL SUTURES, LAPRASCOPIC AND ROBOTIC SURGEONS SUPPLEMENTARY
8951 | 4229490800300 | INSTRUMENT, DISSECTOR, FOR LAPAROSCOPIC, BLUNT, (PEANUT) FOR SAFE AND ATRAUMATIC MANIPULATION AND DISSECTION OF TISSUES, SOFT ABSORBENT, NON LINTING TIP, 5MM,40-45 CM, DISPOSABLE, STERILE | GENERAL CONSUMABLES FOR: SURGICAL SUTURES, LAPRASCOPIC AND ROBOTIC SURGEONS SUPPLEMENTARY
8952 | 4229490800200 | "INSTRUMENT, DISSECTOR, FOR LAPAROSCOPIC, CURVED, WITH MONOPOLAR CAUTERY, 5 MM, 30-37 CM, DISPOSABLE, STERILE" | GENERAL CONSUMABLES FOR: SURGICAL SUTURES, LAPRASCOPIC AND ROBOTIC SURGEONS SUPPLEMENTARY
8953 | 4229490805900 | INSTRUMENT, DISSECTOR, FOR LAPAROSCOPIC, CURVED, WITH MONOPOLAR CAUTERY, 5 MM X 19-21 CM LENGTH, DISPOSABLE., STERILE | GENERAL CONSUMABLES FOR: SURGICAL SUTURES, LAPRASCOPIC AND ROBOTIC SURGEONS SUPPLEMENTARY
8954 | 4229490806500 | "INSTRUMENT, ELECTROSURGICAL, FOR LAPAROSCOPIC, SEALER / DIVIDER AND GRASPER, PERMANENTLY FUSES TISSUE BUNDLES AND VESSELS, 5 MM ROTATION SHAFT, LENGTH 42-45 CM, STRAIGHT JAW, HAND OR FOOTSWITCH, DISPOSABLE, STERILE" | GENERAL CONSUMABLES FOR: SURGICAL SUTURES, LAPRASCOPIC AND ROBOTIC SURGEONS SUPPLEMENTARY
8955 | 4229496700000 | "INSTRUMENT, ELECTROSURGICAL, FOR LAPAROSCOPIC, SEALER / DIVIDER PERMANENTLY FUSES TISSUE BUNDLES AND VESSELS, 10 MM ROTATION SHAFT, LENGTH 35-37 CM, DISPOSABLE, STERILE" | GENERAL CONSUMABLES FOR: SURGICAL SUTURES, LAPRASCOPIC AND ROBOTIC SURGEONS SUPPLEMENTARY
8956 | 4229495802400 | "INSTRUMENT, ELECTROSURGICAL, FOR LAPAROSCOPIC, SEALER / DIVIDER AND GRASPER, PERMANENTLY FUSES TISSUE BUNDLES AND VESSELS, 5 MM ROTATION SHAFT, LENGTH 35-37, STRAIGHT JAW, HAND OR FOOTSWITCH, DISPOSABLE, STERILE" | GENERAL CONSUMABLES FOR: SURGICAL SUTURES, LAPRASCOPIC AND ROBOTIC SURGEONS SUPPLEMENTARY
8957 | 4229495802500 | "INSTRUMENT, ELECTROSURGICAL, FOR LAPAROSCOPIC, SEALER / DIVIDER AND GRASPER, PERMANENTLY FUSES TISSUE BUNDLES AND VESSELS, 5 MM ROTATION SHAFT, LENGTH 23-25 CM, STRAIGHT JAW, HAND OR FOOTSWITCH, DISPOSABLE, STERILE" | GENERAL CONSUMABLES FOR: SURGICAL SUTURES, LAPRASCOPIC AND ROBOTIC SURGEONS SUPPLEMENTARY
8958 | 4229496700100 | "INSTRUMENT, ELECTROSURGICAL, FOR LAPAROSCOPIC, SEALER / DIVIDER AND GRASPER, PERMANENTLY FUSES TISSUE BUNDLES AND VESSELS, WITH INTEGRATED KNIFE, 5 MM ROTATION SHAFT, CURVED JAW, LENGTH 35-37CM, DISPOSABLE, STERILE" | GENERAL CONSUMABLES FOR: SURGICAL SUTURES, LAPRASCOPIC AND ROBOTIC SURGEONS SUPPLEMENTARY
8959 | 4229495802600 | INSTRUMENT, END RETRACT, FOR LAPAROSCOPIC, 10 MM, 3-5 FINGER ARTICULATING, 30-35 CM, DISPOSABLE, STERILE | GENERAL CONSUMABLES FOR: SURGICAL SUTURES, LAPRASCOPIC AND ROBOTIC SURGEONS SUPPLEMENTARY
8960 | 4229490806600 | "INSTRUMENT, FOR LAPAROSCOPIC ULTRASONIC CUTTING AND COAGULATING, 5-6 MM X 20-25 CM SHAFT, WITH ADAPTIVE TISSUE TECHNOLOGY OR EQUIVALENT, ONE CABLE FOC PER/100 PIECE, DISPOSABLE, STERILE" | GENERAL CONSUMABLES FOR: SURGICAL SUTURES, LAPRASCOPIC AND ROBOTIC SURGEONS SUPPLEMENTARY
8961 | 4229490601300 | "INSTRUMENT, FOR LAPAROSCOPIC ULTRASONIC CUTTING AND COAGULATING, 5-6 MM X 34-37 CM SHAFT, WITH ADAPTIVE TISSUE TECHNOLOGY OR EQUIVALENT, ONE CABLE FOC PER/100 PIECE, DISPOSABLE, STERILE" | GENERAL CONSUMABLES FOR: SURGICAL SUTURES, LAPRASCOPIC AND ROBOTIC SURGEONS SUPPLEMENTARY
8962 | 4229490806700 | "INSTRUMENT, FOR LAPAROSCOPIC ULTRASONIC CUTTING AND COAGULATING, 5-6 MM X 42-45 CM SHAFT, WITH ADAPTIVE TISSUE TECHNOLOGY OR EQUIVALENT, ONE CABLE FOC PER/100 PIECE, DISPOSABLE, STERILE" | GENERAL CONSUMABLES FOR: SURGICAL SUTURES, LAPRASCOPIC AND ROBOTIC SURGEONS SUPPLEMENTARY
8963 | 4229490807300 | "INSTRUMENT, GRASPER, FOR LAPAROSCOPIC, WITH LATIS SOFT, 5MM, 35CM ( +/- 2 CM ), DISPOSABLE, STERILE" | GENERAL CONSUMABLES FOR: SURGICAL SUTURES, LAPRASCOPIC AND ROBOTIC SURGEONS SUPPLEMENTARY
8964 | 4229490605000 | "INSTRUMENT, INTEGRATED HANDPIECE, FOR LAPAROSCOPIC ULTRASONIC, 5 MM X 20-25 CM SHAFT, 16-18 MM CURVED BLADE WITH ADVANCED HEMOSTASIS AND ADAPTIVE TISSUE TECHNOLOGY OR EQUIVALENT, DISPOSABLE, STERILE" | GENERAL CONSUMABLES FOR: SURGICAL SUTURES, LAPRASCOPIC AND ROBOTIC SURGEONS SUPPLEMENTARY
8965 | 4229490808000 | "INSTRUMENT, INTEGRATED HANDPIECE, FOR LAPAROSCOPIC ULTRASONIC, 5 MM X 34-37 CM SHAFT, 16-18 MM CURVED BLADE WITH ADVANCED HEMOSTASIS AND ADAPTIVE TISSUE TECHNOLOGY OR EQUIVALENT, DISPOSABLE, STERILE" | GENERAL CONSUMABLES FOR: SURGICAL SUTURES, LAPRASCOPIC AND ROBOTIC SURGEONS SUPPLEMENTARY
8966 | 4229490808300 | "INSTRUMENT, LAPAROSCOPIC, PADDLE, RETRACT, 10-12 MM, 40-46CM, STERILE" | GENERAL CONSUMABLES FOR: SURGICAL SUTURES, LAPRASCOPIC AND ROBOTIC SURGEONS SUPPLEMENTARY
8967 | 4229490808400 | "INSTRUMENT, LOOP, MONOPOLAR, FOR LAPAROSCOPIC, FOR SECTIONING OF THE UTERUS AND MYOMAS, 3-5MM, LOOP ASSORTED SIZES, DISPOSABLE, STERILE" | GENERAL CONSUMABLES FOR: SURGICAL SUTURES, LAPRASCOPIC AND ROBOTIC SURGEONS SUPPLEMENTARY
8968 | 4229490600000 | INSTRUMENT, SCISSOR, FOR LAPAROSCOPIC, CURVED WITH MONOPOLAR CAUTERY 5 MM, LENGTH 31-35 CM, DISPOSABLE, STERILE | GENERAL CONSUMABLES FOR: SURGICAL SUTURES, LAPRASCOPIC AND ROBOTIC SURGEONS SUPPLEMENTARY
8969 | 4229490603800 | "INSTRUMENT, SEALER, BIPOLAR, ADVANCED, 5 MM X 23-27 CM, CURVED JAW, 360 DEGREE, ROTATABLE WITH SILICONE PAD, WITH ADAPTIVE TISSUE TECHNOLOGY OR EQUIVALENT, DISPOSABLE, STERILE" | GENERAL CONSUMABLES FOR: SURGICAL SUTURES, LAPRASCOPIC AND ROBOTIC SURGEONS SUPPLEMENTARY
8970 | 4229490825000 | "INSTRUMENT, SEALER, BIPOLAR, ADVANCED, 5 MM X 23-27 CM, STRAIGHT JAW, 360 DEGREE, ROTATABLE WITH SILICONE PAD, WITH ADAPTIVE TISSUE TECHNOLOGY OR EQUIVALENT, DISPOSABLE, STERILE" | GENERAL CONSUMABLES FOR: SURGICAL SUTURES, LAPRASCOPIC AND ROBOTIC SURGEONS SUPPLEMENTARY
8971 | 4229490603900 | "INSTRUMENT, SEALER, BIPOLAR, ADVANCED, 5 MM X 35-37 CM, CURVED JAW, 360 DEGREE, ROTATABLE WITH SILICONE PAD, WITH ADAPTIVE TISSUE TECHNOLOGY OR EQUIVALENT, DISPOSABLE, STERILE" | GENERAL CONSUMABLES FOR: SURGICAL SUTURES, LAPRASCOPIC AND ROBOTIC SURGEONS SUPPLEMENTARY
8972 | 4229490604000 | "INSTRUMENT, SEALER, BIPOLAR, ADVANCED, 5 MM X 43-47 CM, CURVED JAW, 360 DEGREE, ROTATABLE WITH SILICONE PAD, WITH ADAPTIVE TISSUE TECHNOLOGY OR EQUIVALENT, DISPOSABLE, STERILE" | GENERAL CONSUMABLES FOR: SURGICAL SUTURES, LAPRASCOPIC AND ROBOTIC SURGEONS SUPPLEMENTARY
8973 | 4229490604100 | "INSTRUMENT, ELECTROSURGICAL, FOR LAPAROSCOPIC, SEALER / DIVIDER AND GRASPER, PERMANENTLY FUSES TISSUE BUNDLES AND VESSELS, WITH INTEGRATED KNIFE, 5 MM ROTATION SHAFT, CURVED JAW, LENGTH 20-25CM, DISPOSABLE, STERILE" | GENERAL CONSUMABLES FOR: SURGICAL SUTURES, LAPRASCOPIC AND ROBOTIC SURGEONS SUPPLEMENTARY
8974 | 4229490802600 | "INSTRUMENT, TORSIONAL ULTRASONIC, FOR LAPAROSCOPIC, ADVANCED, THAT VIBRATES TRANSFERRING ENERGY FOR A FAST HEMOSTATIC CUTTING FOR TISSUE BUNDLES AND ARTERIES, 42-45 CM LONG, SPRING HANDLE, DISPOSABLE, STERILE" | GENERAL CONSUMABLES FOR: SURGICAL SUTURES, LAPRASCOPIC AND ROBOTIC SURGEONS SUPPLEMENTARY
8975 | 4229490808700 | "INSTRUMENT, TORSIONAL ULTRASONIC, FOR LAPAROSCOPIC, ADVANCED, THAT VIBRATES TRANSFERRING ENERGY FOR A FAST HEMOSTATIC CUTTING FOR TISSUE BUNDLES AND ARTERIES, 18-20 CM LONG, SPRING HANDLE, DISPOSABLE, STERILE" | GENERAL CONSUMABLES FOR: SURGICAL SUTURES, LAPRASCOPIC AND ROBOTIC SURGEONS SUPPLEMENTARY
8976 | 4229490808800 | "INSTRUMENT, TORSIONAL ULTRASONIC, FOR LAPAROSCOPIC, ADVANCED, THAT VIBRATES TRANSFERRING ENERGY FOR A FAST HEMOSTATIC CUTTING FOR TISSUE BUNDLES AND ARTERIES, 35-37 CM LONG, SPRING HANDLE, DISPOSABLE, STERILE" | GENERAL CONSUMABLES FOR: SURGICAL SUTURES, LAPRASCOPIC AND ROBOTIC SURGEONS SUPPLEMENTARY
8977 | 4229490604800 | "INSTRUMENT, ULTRASONIC, CORDLESS, DISSECTOR, CUTTING, COAGULATION, SEALING, FOR LAPAROSCOPIC, SHAFT 39 CM, THROUGH 5 MM TROCAR, DISPOSABLE, STERILE" | GENERAL CONSUMABLES FOR: SURGICAL SUTURES, LAPRASCOPIC AND ROBOTIC SURGEONS SUPPLEMENTARY
8978 | 4229540011200 | "LAPAROSCOPIC VERTICAL B CLAMP FOR GASTROPLASTY, BY CLIPPING, CAN BE REVERSIBLE, BARICLIP SILICONE OVER MOLDED TITANIUM BACKBONE WITH AN INFERIOR FLEXIBLE HINGED OPENING, POSTERIOR AND ANTERIOR SUTURE MARKERS, ADJUSTABLE PRESSURE LOCKING STRAP, 14.5 CM IN LENGTH, 2.5 CM INFERIOR OPENING, STERILE" | GENERAL CONSUMABLES FOR: SURGICAL SUTURES, LAPRASCOPIC AND ROBOTIC SURGEONS SUPPLEMENTARY
8979 | 4229632306900 | "LAPAROSCOPIC, L-WIRE, ELECTRODE, SIZE 5MM WITH E-Z CLEAN, PTFE COATING TO ELIMINATE STICKING, 33-35 CM DISPOSABLE STERILE" | GENERAL CONSUMABLES FOR: SURGICAL SUTURES, LAPRASCOPIC AND ROBOTIC SURGEONS SUPPLEMENTARY
8980 | 4229498100100 | LOOP, BIPOLAR, FOR LAPAROSCOPIC, FOR SECTIONING OF THE UTERUS AND MYOMAS, DISPOSABLE, STERILE | GENERAL CONSUMABLES FOR: SURGICAL SUTURES, LAPRASCOPIC AND ROBOTIC SURGEONS SUPPLEMENTARY
8981 | 4214253601700 | NEEDLE, VERESS, FOR PNEUMOPERITONEUM, WITH STYLET AND RED VISUAL INDICATOR AT THE HOLDER, ENABLE THE INSERTION IN SYRINGE AND A DART LIKE WAY, SIZE: 120 MM, DISPOSABLE, STERILE | GENERAL CONSUMABLES FOR: SURGICAL SUTURES, LAPRASCOPIC AND ROBOTIC SURGEONS SUPPLEMENTARY
8982 | 4214253601800 | NEEDLE, VERESS, FOR PNEUMOPERITONEUM, WITH STYLET AND RED VISUAL INDICATOR AT THE HOLDER, ENABLE THE INSERTION IN SYRINGE AND A DART LIKE WAY, SIZE: 150 MM, DISPOSABLE, STERILE | GENERAL CONSUMABLES FOR: SURGICAL SUTURES, LAPRASCOPIC AND ROBOTIC SURGEONS SUPPLEMENTARY
8983 | 4229633900200 | "TROCAR, THORACOSCOPIC, WITH SHREDDED SLEEVES AND BLUNT OBTURATOR, SIZE: 11 - 12 MM, DISPOSABLE, STERILE" | GENERAL CONSUMABLES FOR: SURGICAL SUTURES, LAPRASCOPIC AND ROBOTIC SURGEONS SUPPLEMENTARY
8984 | 4229633900300 | "TROCAR, THORACOSCOPIC, WITH SHREDDED SLEEVES AND BLUNT OBTURATOR, SIZE: 5.5 - 7 MM, DISPOSABLE, STERILE" | GENERAL CONSUMABLES FOR: SURGICAL SUTURES, LAPRASCOPIC AND ROBOTIC SURGEONS SUPPLEMENTARY
8985 | 4229495400700 | "POUCH, FOR LAPAROSCOPIC, FOR SPECIMEN, RETRIEVAL, POLYURETHANE TRANSPARENT POUCH, WITH ROUND METAL FLEXIBLE SUPPORT TO HELP SPECIMEN EXTRACTION, NON REFLEX SHAFT, ERGONOMIC DOUBLE RING HANDLE, SHAFT SIZE 10 MM DIAMETER, BAG VOLUME 200-500 ML, SHAFT CAN BE REMOVED SEPARATELY FROM THE POUCH, DISPOSABLE, STERILE" | GENERAL CONSUMABLES FOR: SURGICAL SUTURES, LAPRASCOPIC AND ROBOTIC SURGEONS SUPPLEMENTARY
8986 | 4229495400800 | "POUCH, FOR LAPAROSCOPIC, FOR SPECIMEN, RETRIEVAL, POLYURETHANE TRANSPARENT POUCH, WITH ROUND METAL FLEXIBLE SUPPORT TO HELP SPECIMEN EXTRACTION, NON REFLEX SHAFT, ERGONOMIC DOUBLE RING HANDLE, SHAFT SIZE 12-15 MM DIAMETER, BAG VOLUME 1200-1600 ML, SHAFT CAN BE REMOVED SEPARATELY FROM THE POUCH, DISPOSABLE, STERILE" | GENERAL CONSUMABLES FOR: SURGICAL SUTURES, LAPRASCOPIC AND ROBOTIC SURGEONS SUPPLEMENTARY
8987 | 4229517105300 | "POUCH, FOR LAPAROSCOPIC, FOR SPECIMEN, RETRIEVAL, POLYURETHANE TRANSPARENT POUCH, WITH ROUND METAL FLEXIBLE SUPPORT TO HELP SPECIMEN EXTRACTION, NON REFLEX SHAFT, ERGONOMIC DOUBLE RING HANDLE, SHAFT SIZE 5 MM DIAMETER, BAG VOLUME 100-300 ML, SHAFT CAN BE REMOVED SEPARATELY FROM THE POUCH, DISPOSABLE, STERILE" | GENERAL CONSUMABLES FOR: SURGICAL SUTURES, LAPRASCOPIC AND ROBOTIC SURGEONS SUPPLEMENTARY
8988 | 4231210809900 | POUCH, INSTRUMENT, CLEAR, PLASTIC, 3-4 POCKETS, 30 X 50 CM (+/- 5 CM), STICKY TAPE, STERILE | GENERAL CONSUMABLES FOR: SURGICAL SUTURES, LAPRASCOPIC AND ROBOTIC SURGEONS SUPPLEMENTARY
8989 | 4229491402000 | POWER SHELL, USED WITH SMART STAPLER WITH ADAPTIVE FIRING TECHNOLOGY AND REAL TIME FEEDBACK, DISPOSABLE, SINGLE USED, EACH 300-POWER SHELL SOLD WILL OFFER THE FOLLOWING FULL POWER STAPLER COMPONENT AS A FREE OF CHARGE ( 1-POWER HANDLE, 6-SIGNIA ADAPTOR, 6-INSERTION GUIDE, 1-MANUAL RETRACTION TOOL, 1-CHARGER) | GENERAL CONSUMABLES FOR: SURGICAL SUTURES, LAPRASCOPIC AND ROBOTIC SURGEONS SUPPLEMENTARY
8990 | 4229633400300 | PROTECTOR/RETRACTOR, FOR LAPAROSCOPIC SYSTEM, FEATURING A LAPAROSCOPIC CAP AND TROCAR TO FACILITATE SPECIMEN EXTRACTION, SIZE: MEDIUM 5 - 9 CM, DISPOSABLE, STERILE | GENERAL CONSUMABLES FOR: SURGICAL SUTURES, LAPRASCOPIC AND ROBOTIC SURGEONS SUPPLEMENTARY
8991 | 4229492900100 | PROTECTOR/RETRACTOR, FOR LAPAROSCOPIC SYSTEM, FEATURING A LAPAROSCOPIC CAP AND TROCAR TO FACILITATE SPECIMEN EXTRACTION, SIZE: SMALL 2.5 - 6 CM, DISPOSABLE, STERILE | GENERAL CONSUMABLES FOR: SURGICAL SUTURES, LAPRASCOPIC AND ROBOTIC SURGEONS SUPPLEMENTARY
8992 | 4229310700200 | "RETRACTOR, WOUND, PROTECTING THE WOUND MARGIN, FROM CONTACT CONTAMINATION, FOR LAPAROSCOPIC SURGERY, WITH GEL CAP, FOR INSTRUMENT OR HAND ACCESS, MEDIUM, DISPOSABLE, STERILE" | GENERAL CONSUMABLES FOR: SURGICAL SUTURES, LAPRASCOPIC AND ROBOTIC SURGEONS SUPPLEMENTARY
8993 | 4229491402100 | "SEAL, SCOPE WARMER SEAL RETAINS HEAT THROUGHOUT LENGTHY PROCEDURES, DISPOSABLE, INDIVIDUALLY PACKED IN STERILE POUCHES." | GENERAL CONSUMABLES FOR: SURGICAL SUTURES, LAPRASCOPIC AND ROBOTIC SURGEONS SUPPLEMENTARY
8994 | 4222230800300 | SET, BOWEL, RECTAL, SIZER, FOR CIRCULAR STAPLER, 25 MM X 29 MM X 33 MM, REUSABLE | GENERAL CONSUMABLES FOR: SURGICAL SUTURES, LAPRASCOPIC AND ROBOTIC SURGEONS SUPPLEMENTARY
8995 | 4214251801000 | SHEATH, FOR RIGID DIGITAL SIGMOIDOSCOPY, WITH BIOPSY PORT, FIT UP TO 2.8 MM TOOLS, 18 CM, DISPOSABLE | GENERAL CONSUMABLES FOR: SURGICAL SUTURES, LAPRASCOPIC AND ROBOTIC SURGEONS SUPPLEMENTARY
8996 | 4229542103000 | SOLUTION, ANTIFOG, 5-8 ML, BOTTLE, WITH ADHESIVE FOAM, SPONGE, DISPOSABLE, STERILE | GENERAL CONSUMABLES FOR: SURGICAL SUTURES, LAPRASCOPIC AND ROBOTIC SURGEONS SUPPLEMENTARY
8997 | 4229270100000 | "SYSTEM, DISSECTOR, COMBINATION OF A DISSECTOR AND AN ACCESS DEVICE (STRUCTURAL BALLOON TROCAR) INTEGRATED INTO A SINGLE, MODULAR DEVICE FOR TEP LAPAROSCOPIC INGUINAL HERNIA REPAIR, ELASTIC AND ROUND DISSECTION BALLOON, INTEGRATED FLIP TOP REDUCER, 5 MM INSTRUMENTS, SEALED ACCESS FOR 5, 10, AND 12 MM INSTRUMENTS, ADJUSTABLE FOAM LOCKING COLLAR, VACUUM AND MARKED INFLATION PORT SITES, LUBRICANT INCLUDED FOR EASY BALLOON AND PORT INSERTION, DISPOSABLE, STERILE" | GENERAL CONSUMABLES FOR: SURGICAL SUTURES, LAPRASCOPIC AND ROBOTIC SURGEONS SUPPLEMENTARY
8998 | 4229490604600 | "TISSUE SEALER, BIPOLAR, FOR LAPAROSCOPIC, 5 MM, WITH CURVED JAWS, USED FOR GRASPING, COAGULATION, DISSECTION AND CUTTING, 35 CM ( +/- 2 CM ) LONG, PROVIDED WITH NECESSARY CABLE AND UNIVERSAL ADAPTOR, COMPATIBLE WITH SECTOR MACHINE DISPOSABLE, STERILE" | GENERAL CONSUMABLES FOR: SURGICAL SUTURES, LAPRASCOPIC AND ROBOTIC SURGEONS SUPPLEMENTARY
8999 | 4229514320100 | "TISSUE SEALER, BIPOLAR, FOR LAPAROSCOPIC, 5 MM, WITH FENESTRATED STRAIGHT JAWS, USED FOR GRASPING, COAGULATION, DISSECTION AND CUTTING, 33-37 CM LONG, PROVIDED WITH NECESSARY CABLE AND UNIVERSAL ADAPTOR, DISPOSABLE, STERILE" | GENERAL CONSUMABLES FOR: SURGICAL SUTURES, LAPRASCOPIC AND ROBOTIC SURGEONS SUPPLEMENTARY
9000 | 4229497806100 | "TROCAR, ADVANCED ACCESS SYSTEM, WITH HOLE IN THE TIP, DIRECT INSUFFLATION UNDER VISION, 11MM X100MM, STERILE" | GENERAL CONSUMABLES FOR: SURGICAL SUTURES, LAPRASCOPIC AND ROBOTIC SURGEONS SUPPLEMENTARY
9001 | 4229540020000 | "TROCAR, ADVANCED ACCESS SYSTEM, WITH HOLE IN THE TIP, DIRECT INSUFFLATION UNDER VISION, 12MM X100MM, STERILE" | GENERAL CONSUMABLES FOR: SURGICAL SUTURES, LAPRASCOPIC AND ROBOTIC SURGEONS SUPPLEMENTARY
9002 | 4229497806000 | "TROCAR, ADVANCED ACCESS SYSTEM, WITH HOLE IN THE TIP, DIRECT INSUFFLATION UNDER VISION, 5MM X100MM, STERILE" | GENERAL CONSUMABLES FOR: SURGICAL SUTURES, LAPRASCOPIC AND ROBOTIC SURGEONS SUPPLEMENTARY
9003 | 4214410000200 | "TROCAR, ADVANCED ACCESS SYSTEM, WITH HOLE IN THE TIP, DIRECT INSUFFLATION UNDER VISION, 5MM X150MM, STERILE" | GENERAL CONSUMABLES FOR: SURGICAL SUTURES, LAPRASCOPIC AND ROBOTIC SURGEONS SUPPLEMENTARY
9004 | 4229163600000 | "TROCAR, ADVANCED ACCESS SYSTEM, WITH HOLE IN THE TIP, DIRECT INSUFFLATION UNDER VISION, 5MM X75MM, STERILE" | GENERAL CONSUMABLES FOR: SURGICAL SUTURES, LAPRASCOPIC AND ROBOTIC SURGEONS SUPPLEMENTARY
9005 | 4232160803300 | TROCAR, BLADED, DILATING TIP, WITH STABILITY SLEEVE, 12 MM X 150 MM, REDUCED PENETRATION FORCE, WITH FAST BLADE SAFETY SHIELD, DISPOSABLE, STERILE | GENERAL CONSUMABLES FOR: SURGICAL SUTURES, LAPRASCOPIC AND ROBOTIC SURGEONS SUPPLEMENTARY
9006 | 4232160802700 | TROCAR, BLADED, DILATING TIP, WITH STABILITY SLEEVE, 5 MM X 100 MM, REDUCED PENETRATION FORCE, WITH FAST BLADE SAFETY SHIELD, DISPOSABLE, STERILE | GENERAL CONSUMABLES FOR: SURGICAL SUTURES, LAPRASCOPIC AND ROBOTIC SURGEONS SUPPLEMENTARY
9007 | 4229163600200 | "TROCAR, BLADED, DILATING TIP, WITH STABILITY SLEEVE, 5 MM X 50-75 MM, REDUCED PENETRATION FORCE, WITH FAST BLADE SAFETY SHIELD, DISPOSABLE, STERILE" | GENERAL CONSUMABLES FOR: SURGICAL SUTURES, LAPRASCOPIC AND ROBOTIC SURGEONS SUPPLEMENTARY
9008 | 4229163600300 | TROCAR, BLADED, DILATING TIP, WITH STABILITY SLEEVE, 10 MM X 100 MM, REDUCED PENETRATION FORCE, WITH FAST BLADE SAFETY SHIELD, DISPOSABLE, STERILE | GENERAL CONSUMABLES FOR: SURGICAL SUTURES, LAPRASCOPIC AND ROBOTIC SURGEONS SUPPLEMENTARY
9009 | 4232160802800 | TROCAR, BLADED, DILATING TIP, WITH STABILITY SLEEVE, 11 MM X 100 MM, REDUCED PENETRATION FORCE, WITH FAST BLADE SAFETY SHIELD, DISPOSABLE, STERILE | GENERAL CONSUMABLES FOR: SURGICAL SUTURES, LAPRASCOPIC AND ROBOTIC SURGEONS SUPPLEMENTARY
9010 | 4229497810500 | TROCAR, BLADED, DILATING TIP, WITH STABILITY SLEEVE, 12 MM X 100 MM, REDUCED PENETRATION FORCE, WITH FAST BLADE SAFETY SHIELD, DISPOSABLE, STERILE | GENERAL CONSUMABLES FOR: SURGICAL SUTURES, LAPRASCOPIC AND ROBOTIC SURGEONS SUPPLEMENTARY
9011 | 4229497800100 | "TROCAR, BLADELESS, OPTICAL, 11 X 100 MM, WITH OBTURATOR AND STABILITY SLEEVE, TRANSPARENT, DISPOSABLE, STERILE" | GENERAL CONSUMABLES FOR: SURGICAL SUTURES, LAPRASCOPIC AND ROBOTIC SURGEONS SUPPLEMENTARY
9012 | 4220342405700 | "TROCAR, BLADELESS, OPTICAL, 12 X 100 MM, WITH OBTURATOR AND STABILITY SLEEVE, TRANSPARENT, DISPOSABLE, STERILE" | GENERAL CONSUMABLES FOR: SURGICAL SUTURES, LAPRASCOPIC AND ROBOTIC SURGEONS SUPPLEMENTARY
9013 | 4232160803400 | "TROCAR, BLADELESS, OPTICAL, 12 X 150 MM, WITH OBTURATOR AND STABILITY SLEEVE, TRANSPARENT, DISPOSABLE, STERILE" | GENERAL CONSUMABLES FOR: SURGICAL SUTURES, LAPRASCOPIC AND ROBOTIC SURGEONS SUPPLEMENTARY
9014 | 4229163600500 | "TROCAR, BLADELESS, OPTICAL, 12 X 50-60 MM, WITH OBTURATOR AND STABILITY SLEEVE, TRANSPARENT, DISPOSABLE, STERILE" | GENERAL CONSUMABLES FOR: SURGICAL SUTURES, LAPRASCOPIC AND ROBOTIC SURGEONS SUPPLEMENTARY
9015 | 4229497809800 | "TROCAR, BLADELESS, NON-OPTICAL, 12 X 70-75 MM, WITH OBTURATOR AND STABILITY SLEEVE, TRANSPARENT, DISPOSABLE, STERILE" | GENERAL CONSUMABLES FOR: SURGICAL SUTURES, LAPRASCOPIC AND ROBOTIC SURGEONS SUPPLEMENTARY
9016 | 4229497802300 | "TROCAR, BLADELESS, OPTICAL, 15 X 100 MM, WITH OBTURATOR AND STABILITY SLEEVE, TRANSPARENT, DISPOSABLE, STERILE" | GENERAL CONSUMABLES FOR: SURGICAL SUTURES, LAPRASCOPIC AND ROBOTIC SURGEONS SUPPLEMENTARY
9017 | 4229163600600 | "TROCAR, BLADELESS, OPTICAL, 15 X 150 MM, WITH OBTURATOR AND STABILITY SLEEVE, TRANSPARENT, DISPOSABLE, STERILE" | GENERAL CONSUMABLES FOR: SURGICAL SUTURES, LAPRASCOPIC AND ROBOTIC SURGEONS SUPPLEMENTARY
9018 | 4229497800300 | "TROCAR, BLADELESS, OPTICAL, 5 X 100 MM, WITH OBTURATOR AND STABILITY SLEEVE, TRANSPARENT, DISPOSABLE, STERILE" | GENERAL CONSUMABLES FOR: SURGICAL SUTURES, LAPRASCOPIC AND ROBOTIC SURGEONS SUPPLEMENTARY
9019 | 4229497809400 | "TROCAR, BLADELESS, OPTICAL, 5 X 150 MM, WITH OBTURATOR AND STABILITY SLEEVE, TRANSPARENT, DISPOSABLE, STERILE" | GENERAL CONSUMABLES FOR: SURGICAL SUTURES, LAPRASCOPIC AND ROBOTIC SURGEONS SUPPLEMENTARY
9020 | 4229163600700 | "TROCAR, BLADELESS, OPTICAL, 5 X 50-60 MM, WITH OBTURATOR AND STABILITY SLEEVE, TRANSPARENT, DISPOSABLE, STERILE" | GENERAL CONSUMABLES FOR: SURGICAL SUTURES, LAPRASCOPIC AND ROBOTIC SURGEONS SUPPLEMENTARY
9021 | 4229497808800 | "TROCAR, BLADELESS, OPTICAL, 5 X 70-75 MM, WITH OBTURATOR AND STABILITY SLEEVE, TRANSPARENT, DISPOSABLE, STERILE" | GENERAL CONSUMABLES FOR: SURGICAL SUTURES, LAPRASCOPIC AND ROBOTIC SURGEONS SUPPLEMENTARY
9022 | 4229163502300 | TROCAR, BLADELESS, STABILITY SLEEVE, WITH SMUDGE REDUCTION ABSORBENT MATERIAL, 12 MM X 100 MM, MITIGATES INADVERTENT VALVE OPENING/CLOSING, DISPOSABLE, STERILE | GENERAL CONSUMABLES FOR: SURGICAL SUTURES, LAPRASCOPIC AND ROBOTIC SURGEONS SUPPLEMENTARY
9023 | 4229497809700 | "TROCAR, BLUNT, SHORT / 70-75 MM, 12 MM DILATOR AND CANNULA WITH RADIALLY EXPANDABLE SLEEVE, DISPOSABLE, STERILE" | GENERAL CONSUMABLES FOR: SURGICAL SUTURES, LAPRASCOPIC AND ROBOTIC SURGEONS SUPPLEMENTARY
9024 | 4214253606500 | "TROCAR, THORACOSCOPIC, WITH SHREDDED SLEEVES AND BLUNT OBTURATOR, SIZE: 10 - 10.5 MM, DISPOSABLE, STERILE" | GENERAL CONSUMABLES FOR: SURGICAL SUTURES, LAPRASCOPIC AND ROBOTIC SURGEONS SUPPLEMENTARY
9025 | 4229163502500 | "TROCAR, BLADELESS, ADVANCED FIXATION CANNULA, WITH 5 CC BALLOON AND SYRINGE IN THE VISCERA AND RETENTION RING ON THE SKIN, 11 X 100 MM, DISPOSABLE, STERILE" | GENERAL CONSUMABLES FOR: SURGICAL SUTURES, LAPRASCOPIC AND ROBOTIC SURGEONS SUPPLEMENTARY
9026 | 4229497806200 | "TROCAR, BLADELESS, ADVANCED FIXATION CANNULA, WITH 5 CC BALLOON AND SYRINGE IN THE VISCERA AND RETENTION RING ON THE SKIN, 12 X 100 MM, DISPOSABLE, STERILE" | GENERAL CONSUMABLES FOR: SURGICAL SUTURES, LAPRASCOPIC AND ROBOTIC SURGEONS SUPPLEMENTARY
9027 | 4229163600800 | "TROCAR, BLADELESS, ADVANCED FIXATION CANNULA, WITH 5 CC BALLOON AND SYRINGE IN THE VISCERA AND RETENTION RING ON THE SKIN, 12 X 150 MM, DISPOSABLE, STERILE" | GENERAL CONSUMABLES FOR: SURGICAL SUTURES, LAPRASCOPIC AND ROBOTIC SURGEONS SUPPLEMENTARY
9028 | 4229163502600 | "TROCAR, BLADELESS, ADVANCED FIXATION CANNULA, WITH 5 CC BALLOON AND SYRINGE IN THE VISCERA AND RETENTION RING ON THE SKIN, 5 X 100 MM, DISPOSABLE, STERILE" | GENERAL CONSUMABLES FOR: SURGICAL SUTURES, LAPRASCOPIC AND ROBOTIC SURGEONS SUPPLEMENTARY
9029 | 4229497810100 | "TROCAR, BLADELESS, ADVANCED FIXATION CANNULA, WITH 5 CC BALLOON AND SYRINGE IN THE VISCERA AND RETENTION RING ON THE SKIN, 5 X 150 MM, DISPOSABLE, STERILE" | GENERAL CONSUMABLES FOR: SURGICAL SUTURES, LAPRASCOPIC AND ROBOTIC SURGEONS SUPPLEMENTARY
9030 | 4214253607200 | "TROCAR, KIT, ONE BLADED OBTURATOR, WITH TWO STABILITY SLEEVES, DOUBLE GASKET, 11 MM X 100 MM, DISPOSABLE, STERILE" | GENERAL CONSUMABLES FOR: SURGICAL SUTURES, LAPRASCOPIC AND ROBOTIC SURGEONS SUPPLEMENTARY
9031 | 4214253607300 | "TROCAR, KIT, ONE BLADED OBTURATOR, WITH TWO STABILITY SLEEVES, DOUBLE GASKET, 12 MM X 100 MM, DISPOSABLE, STERILE" | GENERAL CONSUMABLES FOR: SURGICAL SUTURES, LAPRASCOPIC AND ROBOTIC SURGEONS SUPPLEMENTARY
9032 | 4214253607400 | "TROCAR, KIT, ONE BLADED OBTURATOR, WITH TWO STABILITY SLEEVES, DOUBLE GASKET, 5 MM X 100 MM, DISPOSABLE, STERILE" | GENERAL CONSUMABLES FOR: SURGICAL SUTURES, LAPRASCOPIC AND ROBOTIC SURGEONS SUPPLEMENTARY
9033 | 4214253607500 | "TROCAR, KIT, ONE BLADED OBTURATOR, WITH TWO STABILITY SLEEVES, DOUBLE GASKET, 5 MM X 75 MM, DISPOSABLE, STERILE" | GENERAL CONSUMABLES FOR: SURGICAL SUTURES, LAPRASCOPIC AND ROBOTIC SURGEONS SUPPLEMENTARY
9034 | 4229163601000 | "TROCAR, KIT, ONE OPTICAL BLADELESS OBTURATOR, WITH TWO STABILITY SLEEVES, 11 MM X 100 MM, DISPOSABLE, STERILE" | GENERAL CONSUMABLES FOR: SURGICAL SUTURES, LAPRASCOPIC AND ROBOTIC SURGEONS SUPPLEMENTARY
9035 | 4229163601100 | "TROCAR, KIT, ONE OPTICAL BLADELESS OBTURATOR, WITH TWO STABILITY SLEEVES, 12 MM X 100 MM, DISPOSABLE, STERILE" | GENERAL CONSUMABLES FOR: SURGICAL SUTURES, LAPRASCOPIC AND ROBOTIC SURGEONS SUPPLEMENTARY
9036 | 4229163601200 | "TROCAR, KIT, ONE OPTICAL BLADELESS OBTURATOR, WITH TWO STABILITY SLEEVES, 5 MM X 100 MM, DISPOSABLE, STERILE" | GENERAL CONSUMABLES FOR: SURGICAL SUTURES, LAPRASCOPIC AND ROBOTIC SURGEONS SUPPLEMENTARY
9037 | 4229163601300 | "TROCAR, KIT, ONE OPTICAL BLADELESS OBTURATOR, WITH TWO STABILITY SLEEVES, 5 MM X 75 MM, DISPOSABLE, STERILE" | GENERAL CONSUMABLES FOR: SURGICAL SUTURES, LAPRASCOPIC AND ROBOTIC SURGEONS SUPPLEMENTARY
9038 | 4223160200500 | "TUBE, FOR INSUFFLATION, 5 MM X 3-3.5 M, WITH LUER LOCK ADAPTOR AND FILTER, IT SHOULD BE COMPATIBLE WITH HOSPITAL MACHINE, DISPOSABLE, STERILE" | GENERAL CONSUMABLES FOR: SURGICAL SUTURES, LAPRASCOPIC AND ROBOTIC SURGEONS SUPPLEMENTARY
9039 | 4229633900100 | TUBE, SINGLE, MC CORTNEY, WITH 5 MM AND 10 MM VALVES, 35 MM AND 45 MM DIAMETER FOR COLPOTOMY AND VAULT SUTURING, WITH LAPAROSCOPIC HYSTERECTOMY, STERILE | GENERAL CONSUMABLES FOR: SURGICAL SUTURES, LAPRASCOPIC AND ROBOTIC SURGEONS SUPPLEMENTARY
9040 | 4713191000200 | TROCAR, INTELLIGENT FLOW SYSTEM-5MM ACCESS PORT BLADELESS OPTICAL TIP OBTURATOR, 100MM, RELATED TO SECTOR MACHINE | GENERAL CONSUMABLES FOR: SURGICAL SUTURES, LAPRASCOPIC AND ROBOTIC SURGEONS SUPPLEMENTARY
9041 | 4229497808900 | TROCAR, INTELLIGENT FLOW SYSTEM-12MM ACCESS PORT BLADELESS OPTICAL TIP OBTURATOR, 100MM, RELATED TO SECTOR MACHINE | GENERAL CONSUMABLES FOR: SURGICAL SUTURES, LAPRASCOPIC AND ROBOTIC SURGEONS SUPPLEMENTARY
9042 | 4229540020100 | TROCAR, INTELLIGENT FLOW SYSTEM-12MM ACCESS PORT BLADELESS OPTICAL TIP OBTURATOR, 120-130 MM, RELATED TO SECTOR MACHINE | GENERAL CONSUMABLES FOR: SURGICAL SUTURES, LAPRASCOPIC AND ROBOTIC SURGEONS SUPPLEMENTARY
9043 | 4229540020200 | TROCAR, INTELLIGENT FLOW SYSTEM-5MM ACCESS PORT BLADELESS OPTICAL TIP OBTURATOR, 120-130 MM, RELATED TO SECTOR MACHINE | GENERAL CONSUMABLES FOR: SURGICAL SUTURES, LAPRASCOPIC AND ROBOTIC SURGEONS SUPPLEMENTARY
9044 | 4229497809300 | TROCAR, INTELLIGENT FLOW SYSTEM-5MM ACCESS PORT BLADELESS OPTICAL TIP OBTURATOR, 75MM, RELATED TO SECTOR MACHINE | GENERAL CONSUMABLES FOR: SURGICAL SUTURES, LAPRASCOPIC AND ROBOTIC SURGEONS SUPPLEMENTARY
9045 | 4229540020300 | TROCAR, INTELLIGENT FLOW SYSTEM-8MM ACCESS PORT BLADELESS OPTICAL TIP OBTURATOR, 100MM, RELATED TO SECTOR MACHINE | GENERAL CONSUMABLES FOR: SURGICAL SUTURES, LAPRASCOPIC AND ROBOTIC SURGEONS SUPPLEMENTARY
9046 | 4229540020400 | TROCAR, INTELLIGENT FLOW SYSTEM-8MM ACCESS PORT BLADELESS OPTICAL TIP OBTURATOR, 120-130 MM, RELATED TO SECTOR MACHINE | GENERAL CONSUMABLES FOR: SURGICAL SUTURES, LAPRASCOPIC AND ROBOTIC SURGEONS SUPPLEMENTARY
9047 | 4229540020500 | "TUBE SET, FILTERED, FOR GAS FLOW, STABLE PNEUMOPERITONEUM, SMOKE EVACUATION, RELATED TO SECTOR MACHINE" | GENERAL CONSUMABLES FOR: SURGICAL SUTURES, LAPRASCOPIC AND ROBOTIC SURGEONS SUPPLEMENTARY
9048 | 4229490806900 | "INSTRUMENT, FOR LAPAROSCOPIC, 5 MM, WITH PEEK INSULATED TO BE USED WITH GRASPER, BABCOCK, SCISSOR OR DISSECTOR, WITH MONOPOLAR, 23-25 CM LONG, NON-RATCHET, LIMITED USE" | GENERAL CONSUMABLES FOR: SURGICAL SUTURES, LAPRASCOPIC AND ROBOTIC SURGEONS SUPPLEMENTARY
9049 | 4229490806800 | "INSTRUMENT, FOR LAPAROSCOPIC, 5 MM, WITH PEEK INSULATED TO BE USED WITH GRASPER, BABCOCK, SCISSOR OR DISSECTOR, WITH MONOPOLAR, 32-35 CM LONG, NON-RATCHET, LIMITED USE" | GENERAL CONSUMABLES FOR: SURGICAL SUTURES, LAPRASCOPIC AND ROBOTIC SURGEONS SUPPLEMENTARY
9050 | 4229490803700 | "INSTRUMENT, FOR LAPAROSCOPIC, 5 MM, WITH PEEK INSULATED TO BE USED WITH GRASPER, BABCOCK, SCISSOR OR DISSECTOR, WITH MONOPOLAR, 42-45 CM LONG, NON-RATCHET, LIMITED USE" | GENERAL CONSUMABLES FOR: SURGICAL SUTURES, LAPRASCOPIC AND ROBOTIC SURGEONS SUPPLEMENTARY
9051 | 4229490808900 | "INSTRUMENT, FOR LAPAROSCOPIC, 5 MM, WITH PEEK INSULATED TO BE USED WITH GRASPER, BABCOCK, SCISSOR OR DISSECTOR, WITH MONOPOLAR, 23-25 CM LONG, RATCHET, LIMITED USE" | GENERAL CONSUMABLES FOR: SURGICAL SUTURES, LAPRASCOPIC AND ROBOTIC SURGEONS SUPPLEMENTARY
9052 | 4229490808200 | "INSTRUMENT, FOR LAPAROSCOPIC, 5 MM, WITH PEEK INSULATED TO BE USED WITH GRASPER, BABCOCK, SCISSOR OR DISSECTOR, WITH MONOPOLAR, 32-35 CM LONG, RATCHET, LIMITED USE" | GENERAL CONSUMABLES FOR: SURGICAL SUTURES, LAPRASCOPIC AND ROBOTIC SURGEONS SUPPLEMENTARY
9053 | 4229490808100 | "INSTRUMENT, FOR LAPAROSCOPIC, 5 MM, WITH PEEK INSULATED TO BE USED WITH GRASPER, BABCOCK, SCISSOR OR DISSECTOR, WITH MONOPOLAR, 42-45 CM LONG, RATCHET, LIMITED USE" | GENERAL CONSUMABLES FOR: SURGICAL SUTURES, LAPRASCOPIC AND ROBOTIC SURGEONS SUPPLEMENTARY
9054 | 4229490809000 | "INSTRUMENT, FOR LAPAROSCOPIC, 4 X 5 MM, TIPS BOX OF SCISSOR, GRASPER, DISSECTOR AND BOWEL CLAMP, DISPOSABLE, STERILE" | GENERAL CONSUMABLES FOR: SURGICAL SUTURES, LAPRASCOPIC AND ROBOTIC SURGEONS SUPPLEMENTARY
9055 | 4214240301200 | "INSTRUMENT, TIP, BABCOCK, DOUBLE ACTION, 5 MM, FOR DELICATE GRASPING, DISPOSABLE, STERILE" | GENERAL CONSUMABLES FOR: SURGICAL SUTURES, LAPRASCOPIC AND ROBOTIC SURGEONS SUPPLEMENTARY
9056 | 4229490801800 | "INSTRUMENT, TIP, ENDO CLINCH, GRASPER, DOUBLE ACTION, 5 MM, LARGER SERRATION, DISPOSABLE, STERILE" | GENERAL CONSUMABLES FOR: SURGICAL SUTURES, LAPRASCOPIC AND ROBOTIC SURGEONS SUPPLEMENTARY
9057 | 4229490825100 | "INSTRUMENT, TIP, ENDOCUT SCISSOR, DOUBLE ACTION, 5 MM, DISPOSABLE, STERILE" | GENERAL CONSUMABLES FOR: SURGICAL SUTURES, LAPRASCOPIC AND ROBOTIC SURGEONS SUPPLEMENTARY
9058 | 4229490807600 | "INSTRUMENT, TIP, GRASPER, ATRAUMATIC, LATEX FREE PADDED, AGGRESSIVE JAW, DOUBLE ACTION, 5 MM, DISPOSABLE, STERILE" | GENERAL CONSUMABLES FOR: SURGICAL SUTURES, LAPRASCOPIC AND ROBOTIC SURGEONS SUPPLEMENTARY
9059 | 4229490807700 | "INSTRUMENT, TIP, GRASPER, ATRAUMATIC, LATEX FREE PADDED, FENESTRATED JAW, DOUBLE ACTION, 5 MM, DISPOSABLE, STERILE" | GENERAL CONSUMABLES FOR: SURGICAL SUTURES, LAPRASCOPIC AND ROBOTIC SURGEONS SUPPLEMENTARY
9060 | 4229490807800 | "INSTRUMENT, TIP, GRASPER, ATRAUMATIC, UNFENESTRATED, DOUBLE ACTION, 5 MM, DISPOSABLE, STERILE" | GENERAL CONSUMABLES FOR: SURGICAL SUTURES, LAPRASCOPIC AND ROBOTIC SURGEONS SUPPLEMENTARY
9061 | 4229490801900 | "INSTRUMENT, TIP, LONG FENESTRATED GRASPER, ATRAUMATIC, DOUBLE ACTION, 5 MM, DISPOSABLE, STERILE" | GENERAL CONSUMABLES FOR: SURGICAL SUTURES, LAPRASCOPIC AND ROBOTIC SURGEONS SUPPLEMENTARY
9062 | 4229490825200 | "INSTRUMENT, TIP, BABCOCK GRASPER, DOUBLE ACTION, 5 MM, LIMITED USE" | GENERAL CONSUMABLES FOR: SURGICAL SUTURES, LAPRASCOPIC AND ROBOTIC SURGEONS SUPPLEMENTARY
9063 | 4229490825300 | "INSTRUMENT, TIP, RIGHT ANGLE DISSECTOR, DOUBLE ACTION, 5 MM, LIMITED USE" | GENERAL CONSUMABLES FOR: SURGICAL SUTURES, LAPRASCOPIC AND ROBOTIC SURGEONS SUPPLEMENTARY
9064 | 4229490825400 | "INSTRUMENT, TIP, ALLIS GRASPER, DOUBLE ACTION, 5 MM, LIMITED USE" | GENERAL CONSUMABLES FOR: SURGICAL SUTURES, LAPRASCOPIC AND ROBOTIC SURGEONS SUPPLEMENTARY
9065 | 4214251801100 | "INSTRUMENT, TIP, BIOPSY PUNCH, SINGLE ACTION, 5 MM, LIMITED USE" | GENERAL CONSUMABLES FOR: SURGICAL SUTURES, LAPRASCOPIC AND ROBOTIC SURGEONS SUPPLEMENTARY
9066 | 4229490825500 | "INSTRUMENT, TIP, DOLPHIN NOSE DISSECTOR, WITH MICRO-SERRATIONS AT THE TIP, DOUBLE ACTION, 5 MM, LIMITED USE" | GENERAL CONSUMABLES FOR: SURGICAL SUTURES, LAPRASCOPIC AND ROBOTIC SURGEONS SUPPLEMENTARY
9067 | 4229490825600 | "INSTRUMENT, TIP, FENESTRATED GRASPER, 5 MM, LIMITED USE" | GENERAL CONSUMABLES FOR: SURGICAL SUTURES, LAPRASCOPIC AND ROBOTIC SURGEONS SUPPLEMENTARY
9068 | 4229490825700 | "INSTRUMENT, TIP, HUNTER GRASPER, DEBAKEY-STYLE, ATRAUMATIC, 5 MM, LIMITED USE" | GENERAL CONSUMABLES FOR: SURGICAL SUTURES, LAPRASCOPIC AND ROBOTIC SURGEONS SUPPLEMENTARY
9069 | 4229490825800 | "INSTRUMENT, TIP, ENDO CLINCH, GRASPER, 5 MM, LARGER SERRATION, LIMITED USE" | GENERAL CONSUMABLES FOR: SURGICAL SUTURES, LAPRASCOPIC AND ROBOTIC SURGEONS SUPPLEMENTARY
9070 | 4229490825900 | "INSTRUMENT, TIP, LONG FENESTRATED GRASPER, 5 MM, LIMITED USE" | GENERAL CONSUMABLES FOR: SURGICAL SUTURES, LAPRASCOPIC AND ROBOTIC SURGEONS SUPPLEMENTARY
9071 | 4229490826000 | "INSTRUMENT, TIP, MICRO FENESTRATED GRASPER, 5 MM, LIMITED USE" | GENERAL CONSUMABLES FOR: SURGICAL SUTURES, LAPRASCOPIC AND ROBOTIC SURGEONS SUPPLEMENTARY
9072 | 4229490826100 | "INSTRUMENT, TIP, LONG MARYLAND DISSECTOR, 5 MM, LIMITED USE" | GENERAL CONSUMABLES FOR: SURGICAL SUTURES, LAPRASCOPIC AND ROBOTIC SURGEONS SUPPLEMENTARY
9073 | 4229490826200 | "INSTRUMENT, TIP, BABCOCK GRASPER, 5 MM, LIMITED USE" | GENERAL CONSUMABLES FOR: SURGICAL SUTURES, LAPRASCOPIC AND ROBOTIC SURGEONS SUPPLEMENTARY
9074 | 4229490826300 | "INSTRUMENT, TIP, GRASPER, FOR BULKY TISSUE, 5 MM, LIMITED USE" | GENERAL CONSUMABLES FOR: SURGICAL SUTURES, LAPRASCOPIC AND ROBOTIC SURGEONS SUPPLEMENTARY
9075 | 4229490826400 | "INSTRUMENT, TIP, RAPTOR GRASPER, ATRAUMATIC, 5 MM, LIMITED USE" | GENERAL CONSUMABLES FOR: SURGICAL SUTURES, LAPRASCOPIC AND ROBOTIC SURGEONS SUPPLEMENTARY
9076 | 4229490826500 | "INSTRUMENT, TIP, SHORT GRASPER, FOR BULKY TISSUE, 5 MM, LIMITED USE" | GENERAL CONSUMABLES FOR: SURGICAL SUTURES, LAPRASCOPIC AND ROBOTIC SURGEONS SUPPLEMENTARY
9077 | 4229290430000 | "INSTRUMENT, TIP, SHORT MARYLAND DISSECTOR, 5 MM, LIMITED USE" | GENERAL CONSUMABLES FOR: SURGICAL SUTURES, LAPRASCOPIC AND ROBOTIC SURGEONS SUPPLEMENTARY
9078 | 4229540011000 | "LAPAROSCOPIC LIVER RESECTOR, HANDPIECE TORSIONAL ULTRASONIC, ULTRA LOW SETTING SHEARS 36MHZ SHAPED BLADE, FOR MAXIMUM HEMOSTASIS, 5MM X 35CM, DISPOSABLE, RELATED TO SECTOR MACHINE" | GENERAL CONSUMABLES FOR: SURGICAL SUTURES, LAPRASCOPIC AND ROBOTIC SURGEONS SUPPLEMENTARY
9079 | 4229540011100 | "LAPAROSCOPIC LIVER RESECTOR, TRANSDUCER TORSIONAL ULTRASONIC, LIMITED USE FOR 50 SURGERIES, 5MM X 35CM, REUSABLE, RELATED TO SECTOR MACHINE" | GENERAL CONSUMABLES FOR: SURGICAL SUTURES, LAPRASCOPIC AND ROBOTIC SURGEONS SUPPLEMENTARY
9080 | 4229540012100 | OPEN LIVER RESECTOR, HANDPIECE TORSIONAL ULTRASONIC, ULTRA LOW SETTING SHEARS 36MHZ SHAPED BLADE, FOR MAXIMUM HEMOSTASIS, 5MM X 18CM, DISPOSABLE, RELATED TO SECTOR MACHINE | GENERAL CONSUMABLES FOR: SURGICAL SUTURES, LAPRASCOPIC AND ROBOTIC SURGEONS SUPPLEMENTARY
9081 | 4229540012200 | OPEN LIVER RESECTOR, TRANSDUCER TORSIONAL ULTRASONIC, LIMITED USE FOR 50 SURGERIES, 5MM X 18CM, REUSABLE, RELATED TO SECTOR MACHINE | GENERAL CONSUMABLES FOR: SURGICAL SUTURES, LAPRASCOPIC AND ROBOTIC SURGEONS SUPPLEMENTARY
9082 | 4229560108600 | SIZER, FOR REFLUX MANAGEMENT SYSTEM, FOR LAPAROSCOPIC, DISPOSABLE, STERILE | GENERAL CONSUMABLES FOR: SURGICAL SUTURES, LAPRASCOPIC AND ROBOTIC SURGEONS SUPPLEMENTARY
9083 | 4229472102100 | REFLUX MANAGEMENT SYSTEM, 13 BEAD | GENERAL CONSUMABLES FOR: SURGICAL SUTURES, LAPRASCOPIC AND ROBOTIC SURGEONS SUPPLEMENTARY
9084 | 4229472102200 | REFLUX MANAGEMENT SYSTEM, 14 BEAD | GENERAL CONSUMABLES FOR: SURGICAL SUTURES, LAPRASCOPIC AND ROBOTIC SURGEONS SUPPLEMENTARY
9085 | 4229472102300 | REFLUX MANAGEMENT SYSTEM, 15 BEAD | GENERAL CONSUMABLES FOR: SURGICAL SUTURES, LAPRASCOPIC AND ROBOTIC SURGEONS SUPPLEMENTARY
9086 | 4229472102400 | REFLUX MANAGEMENT SYSTEM, 16 BEAD | GENERAL CONSUMABLES FOR: SURGICAL SUTURES, LAPRASCOPIC AND ROBOTIC SURGEONS SUPPLEMENTARY
9087 | 4412161500000 | STAPLER LINE REINFORCEMENT, SYNTHETIC, BIOABSORBABLE, FOR LAPAROSCOPIC STAPLERS, 45 MM, CONSTRUCTED FROM POLYGLYCOLIC ACID, TRIMETHYLENE CARBONATE, COMPATIBLE FOR ECHELON 60, REDUCE LEAK, AND PREVENT BLEEDING ON STAPLE LINE | GENERAL CONSUMABLES FOR: SURGICAL SUTURES, LAPRASCOPIC AND ROBOTIC SURGEONS SUPPLEMENTARY
9088 | 4231201200900 | STAPLER LINE REINFORCEMENT, SYNTHETIC, BIOABSORBABLE, FOR LAPAROSCOPIC STAPLERS, 60 MM, CONSTRUCTED FROM POLYGLYCOLIC ACID, TRIMETHYLENE CARBONATE, COMPATIBLE FOR ECHELON 60, REDUCE LEAK, AND PREVENT BLEEDING ON STAPLE LINE | GENERAL CONSUMABLES FOR: SURGICAL SUTURES, LAPRASCOPIC AND ROBOTIC SURGEONS SUPPLEMENTARY
9089 | 4231201200700 | STAPLER LINE REINFORCEMENT, SYNTHETIC, BIOABSORBABLE, FOR LAPAROSCOPIC STAPLERS, 45 MM, CONSTRUCTED FROM POLYGLYCOLIC ACID, TRIMETHYLENE CARBONATE, COMPATIBLE FOR GIA, PURPLE, REDUCE LEAK, AND PREVENT BLEEDING ON STAPLE LINE | GENERAL CONSUMABLES FOR: SURGICAL SUTURES, LAPRASCOPIC AND ROBOTIC SURGEONS SUPPLEMENTARY
9090 | 4231201201200 | STAPLER LINE REINFORCEMENT, SYNTHETIC, BIOABSORBABLE, FOR LAPAROSCOPIC STAPLERS, 60 MM, CONSTRUCTED FROM POLYGLYCOLIC ACID, TRIMETHYLENE CARBONATE, COMPATIBLE FOR GIA, PURPLE, REDUCE LEAK, AND PREVENT BLEEDING ON STAPLE LINE | GENERAL CONSUMABLES FOR: SURGICAL SUTURES, LAPRASCOPIC AND ROBOTIC SURGEONS SUPPLEMENTARY
9091 | 4231201200600 | STAPLER LINE REINFORCEMENT, SYNTHETIC, BIOABSORBABLE, FOR LAPAROSCOPIC STAPLERS, 45 MM, CONSTRUCTED FROM POLYGLYCOLIC ACID, TRIMETHYLENE CARBONATE, COMPATIBLE FOR GIA, BLACK, REDUCE LEAK, AND PREVENT BLEEDING ON STAPLE LINE | GENERAL CONSUMABLES FOR: SURGICAL SUTURES, LAPRASCOPIC AND ROBOTIC SURGEONS SUPPLEMENTARY
9092 | 4231201201000 | STAPLER LINE REINFORCEMENT, SYNTHETIC, BIOABSORBABLE, FOR LAPAROSCOPIC STAPLERS, 60 MM, CONSTRUCTED FROM POLYGLYCOLIC ACID, TRIMETHYLENE CARBONATE, COMPATIBLE FOR GIA, BLACK, REDUCE LEAK, AND PREVENT BLEEDING ON STAPLE LINE | GENERAL CONSUMABLES FOR: SURGICAL SUTURES, LAPRASCOPIC AND ROBOTIC SURGEONS SUPPLEMENTARY
9093 | 4231201201100 | STAPLER LINE REINFORCEMENT, SYNTHETIC, BIOABSORBABLE, FOR LAPAROSCOPIC STAPLERS, 60 MM, CONSTRUCTED FROM POLYGLYCOLIC ACID, TRIMETHYLENE CARBONATE, COMPATIBLE FOR GIA, GREEN, REDUCE LEAK, AND PREVENT BLEEDING ON STAPLE LINE | GENERAL CONSUMABLES FOR: SURGICAL SUTURES, LAPRASCOPIC AND ROBOTIC SURGEONS SUPPLEMENTARY
9094 | 4231200930100 | "STAPLER, CIRCULAR CURVED, BATTERY OPERATED, DIAMETER 21-23 MM, ADJUSTABLE STAPLE HEIGHT AND GAP SETTING SCALE, DISPOSABLE, STERILE" | GENERAL CONSUMABLES FOR: SURGICAL SUTURES, LAPRASCOPIC AND ROBOTIC SURGEONS SUPPLEMENTARY
9095 | 4231200907000 | "STAPLER, CIRCULAR CURVED, BATTERY OPERATED, DIAMETER 25-26 MM, ADJUSTABLE STAPLE HEIGHT AND GAP SETTING SCALE, DISPOSABLE, STERILE" | GENERAL CONSUMABLES FOR: SURGICAL SUTURES, LAPRASCOPIC AND ROBOTIC SURGEONS SUPPLEMENTARY
9096 | 4231151700900 | "STAPLER, CIRCULAR CURVED, BATTERY OPERATED, DIAMETER 29-30 MM, ADJUSTABLE STAPLE HEIGHT AND GAP SETTING SCALE, DISPOSABLE, STERILE" | GENERAL CONSUMABLES FOR: SURGICAL SUTURES, LAPRASCOPIC AND ROBOTIC SURGEONS SUPPLEMENTARY
9097 | 4231151701000 | STAPLER CIRCULAR CURVED BATTERY OPERATED DIAMETER 31-32 MM ADJUSTABLE STAPLE HEIGHT AND GAP SETTING SCALE DISPOSABLE STERILE | GENERAL CONSUMABLES FOR: SURGICAL SUTURES, LAPRASCOPIC AND ROBOTIC SURGEONS SUPPLEMENTARY
9098 | 4231200908200 | "STAPLER, CIRCULAR, SIZE 21-23 MM, CURVED END TO END ANASTOMOSIS STAPLER, APPLIES TWO ROWS OF CIRCULAR STAGGERED STAPLER WITH A KNIFE IN BETWEEN, AIRTIGHT FOR BOTH OPEN AND LAPAROSCOPIC PROCEDURE, SHAFT MARKED AND ALONE PIN TROCAR, SLIM ANVIL, DISPOSABLE, STERILE" | GENERAL CONSUMABLES FOR: SURGICAL SUTURES, LAPRASCOPIC AND ROBOTIC SURGEONS SUPPLEMENTARY
9099 | 4231200912700 | "STAPLER, CIRCULAR, SIZE 25-26 MM, CURVED END TO END ANASTOMOSIS STAPLER, APPLIES TWO ROWS OF CIRCULAR STAGGERED STAPLER WITH A KNIFE IN BETWEEN, AIRTIGHT FOR BOTH OPEN AND LAPAROSCOPIC PROCEDURE, SHAFT MARKED AND ALONE PIN TROCAR, SLIM ANVIL, DISPOSABLE, STERILE" | GENERAL CONSUMABLES FOR: SURGICAL SUTURES, LAPRASCOPIC AND ROBOTIC SURGEONS SUPPLEMENTARY
9100 | 4412161500100 | "STAPLER, CIRCULAR, SIZE 25-26 MM, EXTRA LONG LENGTH, CURVED END TO END ANASTOMOSIS STAPLER, APPLIES TWO ROWS OF CIRCULAR STAGGERED STAPLER WITH A KNIFE IN BETWEEN, AIRTIGHT FOR BOTH OPEN AND LAPAROSCOPIC PROCEDURE, SHAFT MARKED AND ALONE PIN TROCAR, SLIM ANVIL, DISPOSABLE, STERILE" | GENERAL CONSUMABLES FOR: SURGICAL SUTURES, LAPRASCOPIC AND ROBOTIC SURGEONS SUPPLEMENTARY
9101 | 4231200911300 | "STAPLER, CIRCULAR, SIZE 28-29 MM, CURVED END TO END ANASTOMOSIS STAPLER, APPLIES TWO ROWS OF CIRCULAR STAGGERED STAPLER WITH A KNIFE IN BETWEEN, AIRTIGHT FOR BOTH OPEN AND LAPAROSCOPIC PROCEDURE, SHAFT MARKED AND ALONE PIN TROCAR, SLIM ANVIL, DISPOSABLE, STERILE" | GENERAL CONSUMABLES FOR: SURGICAL SUTURES, LAPRASCOPIC AND ROBOTIC SURGEONS SUPPLEMENTARY
9102 | 4229163601400 | STAPLER, CIRCULAR, SIZE 28-29 MM, EXTRA LONG LENGTH, CURVED END TO END ANASTOMOSIS STAPLER, APPLIES TWO ROWS OF CIRCULAR STAGGERED STAPLER WITH A KNIFE IN BETWEEN,AIRTIGHT FOR BOTH OPEN AND LAPAROSCOPIC PROCEDURE, SHAFT MARKED AND ALONE PIN TROCAR, SLIM ANVIL, DISPOSABLE, STERILE | GENERAL CONSUMABLES FOR: SURGICAL SUTURES, LAPRASCOPIC AND ROBOTIC SURGEONS SUPPLEMENTARY
9103 | 4231200911500 | "STAPLER, CIRCULAR, SIZE 32-34 MM, CURVED END TO END ANASTOMOSIS STAPLER, APPLIES TWO ROWS OF CIRCULAR STAGGERED STAPLER WITH A KNIFE IN BETWEEN, AIRTIGHT FOR BOTH OPEN AND LAPAROSCOPIC PROCEDURE, SHAFT MARKED AND ALONE PIN TROCAR, SLIM ANVIL, DISPOSABLE, STERILE" | GENERAL CONSUMABLES FOR: SURGICAL SUTURES, LAPRASCOPIC AND ROBOTIC SURGEONS SUPPLEMENTARY
9104 | 4229163601500 | STAPLER, CIRCULAR, SIZE 32-34 MM, EXTRA LONG LENGTH, CURVED END TO END ANASTOMOSIS STAPLER, APPLIES TWO ROWS OF CIRCULAR STAGGERED STAPLER WITH A KNIFE IN BETWEEN,AIRTIGHT FOR BOTH OPEN AND LAPAROSCOPIC PROCEDURE, SHAFT MARKED AND ALONE PIN TROCAR, SLIM ANVIL, DISPOSABLE, STERILE | GENERAL CONSUMABLES FOR: SURGICAL SUTURES, LAPRASCOPIC AND ROBOTIC SURGEONS SUPPLEMENTARY
9105 | 4412161501000 | "STAPLER, CIRCULAR, SIZE 28-29 MM, CURVED END TO END ANASTOMOSIS STAPLER, WITH TRI-STAPLE, 3-3.5-4 MM, MEDIUM/THICK, AIRTIGHT FOR BOTH OPEN AND LAPAROSCOPIC PROCEDURE, SHAFT MARKED AND ALONE PIN TROCAR, SLIM ANVIL, DISPOSABLE, STERILE" | GENERAL CONSUMABLES FOR: SURGICAL SUTURES, LAPRASCOPIC AND ROBOTIC SURGEONS SUPPLEMENTARY
9106 | 4412161501100 | "STAPLER, CIRCULAR, SIZE 28-29 MM, CURVED END TO END ANASTOMOSIS STAPLER, WITH TRI-STAPLE, 4-4.5-5 MM, EXTRA THICK, AIRTIGHT FOR BOTH OPEN AND LAPAROSCOPIC PROCEDURE, SHAFT MARKED AND ALONE PIN TROCAR, SLIM ANVIL, DISPOSABLE, STERILE" | GENERAL CONSUMABLES FOR: SURGICAL SUTURES, LAPRASCOPIC AND ROBOTIC SURGEONS SUPPLEMENTARY
9107 | 4412161501200 | "STAPLER, CIRCULAR, SIZE 28-29 MM, EXTRA LONG, CURVED END TO END ANASTOMOSIS STAPLER, WITH TRI-STAPLE, 3-3.5-4 MM, MEDIUM/THICK, AIRTIGHT FOR BOTH OPEN AND LAPAROSCOPIC PROCEDURE, SHAFT MARKED AND ALONE PIN TROCAR, SLIM ANVIL, DISPOSABLE, STERILE" | GENERAL CONSUMABLES FOR: SURGICAL SUTURES, LAPRASCOPIC AND ROBOTIC SURGEONS SUPPLEMENTARY
9108 | 4412161501300 | "STAPLER, CIRCULAR, SIZE 28-29 MM, EXTRA LONG, CURVED END TO END ANASTOMOSIS STAPLER, WITH TRI-STAPLE, 4-4.5-5 MM, EXTRA THICK, AIRTIGHT FOR BOTH OPEN AND LAPAROSCOPIC PROCEDURE, SHAFT MARKED AND ALONE PIN TROCAR, SLIM ANVIL, DISPOSABLE, STERILE" | GENERAL CONSUMABLES FOR: SURGICAL SUTURES, LAPRASCOPIC AND ROBOTIC SURGEONS SUPPLEMENTARY
9109 | 4412161501400 | "STAPLER, CIRCULAR, SIZE 31-32 MM, CURVED END TO END ANASTOMOSIS STAPLER, WITH TRI-STAPLE, 3-3.5-4 MM, MEDIUM/THICK, AIRTIGHT FOR BOTH OPEN AND LAPAROSCOPIC PROCEDURE, SHAFT MARKED AND ALONE PIN TROCAR, SLIM ANVIL, DISPOSABLE, STERILE" | GENERAL CONSUMABLES FOR: SURGICAL SUTURES, LAPRASCOPIC AND ROBOTIC SURGEONS SUPPLEMENTARY
9110 | 4412161501500 | "STAPLER, CIRCULAR, SIZE 31-32 MM, CURVED END TO END ANASTOMOSIS STAPLER, WITH TRI-STAPLE, 4-4.5-5 MM, EXTRA THICK, AIRTIGHT FOR BOTH OPEN AND LAPAROSCOPIC PROCEDURE, SHAFT MARKED AND ALONE PIN TROCAR, SLIM ANVIL, DISPOSABLE, STERILE" | GENERAL CONSUMABLES FOR: SURGICAL SUTURES, LAPRASCOPIC AND ROBOTIC SURGEONS SUPPLEMENTARY
9111 | 4412161501600 | "STAPLER, CIRCULAR, SIZE 31-32 MM, EXTRA LONG, CURVED END TO END ANASTOMOSIS STAPLER, WITH TRI-STAPLE, 3-3.5-4 MM, MEDIUM/THICK, AIRTIGHT FOR BOTH OPEN AND LAPAROSCOPIC PROCEDURE, SHAFT MARKED AND ALONE PIN TROCAR, SLIM ANVIL, DISPOSABLE, STERILE" | GENERAL CONSUMABLES FOR: SURGICAL SUTURES, LAPRASCOPIC AND ROBOTIC SURGEONS SUPPLEMENTARY
9112 | 4412161501700 | "STAPLER, CIRCULAR, SIZE 31-32 MM, EXTRA LONG, CURVED END TO END ANASTOMOSIS STAPLER, WITH TRI-STAPLE, 4-4.5-5 MM, EXTRA THICK, AIRTIGHT FOR BOTH OPEN AND LAPAROSCOPIC PROCEDURE, SHAFT MARKED AND ALONE PIN TROCAR, SLIM ANVIL, DISPOSABLE, STERILE" | GENERAL CONSUMABLES FOR: SURGICAL SUTURES, LAPRASCOPIC AND ROBOTIC SURGEONS SUPPLEMENTARY
9113 | 4412161501800 | "STAPLER, CIRCULAR, SIZE 33-34 MM, CURVED END TO END ANASTOMOSIS STAPLER, WITH TRI-STAPLE, 3-3.5-4 MM, MEDIUM/THICK, AIRTIGHT FOR BOTH OPEN AND LAPAROSCOPIC PROCEDURE, SHAFT MARKED AND ALONE PIN TROCAR, SLIM ANVIL, DISPOSABLE, STERILE" | GENERAL CONSUMABLES FOR: SURGICAL SUTURES, LAPRASCOPIC AND ROBOTIC SURGEONS SUPPLEMENTARY
9114 | 4412161501900 | "STAPLER, CIRCULAR, SIZE 33-34 MM, CURVED END TO END ANASTOMOSIS STAPLER, WITH TRI-STAPLE, 4-4.5-5 MM, EXTRA THICK, AIRTIGHT FOR BOTH OPEN AND LAPAROSCOPIC PROCEDURE, SHAFT MARKED AND ALONE PIN TROCAR, SLIM ANVIL, DISPOSABLE, STERILE" | GENERAL CONSUMABLES FOR: SURGICAL SUTURES, LAPRASCOPIC AND ROBOTIC SURGEONS SUPPLEMENTARY
9115 | 4412161502000 | "STAPLER, CIRCULAR, SIZE 33-34 MM, EXTRA LONG, CURVED END TO END ANASTOMOSIS STAPLER, WITH TRI-STAPLE, 3-3.5-4 MM, MEDIUM/THICK, AIRTIGHT FOR BOTH OPEN AND LAPAROSCOPIC PROCEDURE, SHAFT MARKED AND ALONE PIN TROCAR, SLIM ANVIL, DISPOSABLE, STERILE" | GENERAL CONSUMABLES FOR: SURGICAL SUTURES, LAPRASCOPIC AND ROBOTIC SURGEONS SUPPLEMENTARY
9116 | 4412161502100 | "STAPLER, CIRCULAR, SIZE 33-34 MM, EXTRA LONG, CURVED END TO END ANASTOMOSIS STAPLER, WITH TRI-STAPLE, 4-4.5-5 MM, EXTRA THICK, AIRTIGHT FOR BOTH OPEN AND LAPAROSCOPIC PROCEDURE, SHAFT MARKED AND ALONE PIN TROCAR, SLIM ANVIL, DISPOSABLE, STERILE" | GENERAL CONSUMABLES FOR: SURGICAL SUTURES, LAPRASCOPIC AND ROBOTIC SURGEONS SUPPLEMENTARY
9117 | 4231200923000 | "STAPLER, LINEAR, CUTTER, FOR LAPAROSCOPIC, END - END ANASTOMOSIS, CIRCULAR, 25-26 MM 4.8, WITH TILTED TOP ANVIL WITH DST+ PRE - TILTED ANVIL TRANSORAL DELIVERY ANVIL DEVICE WITH 90 CM LONG PVC NASOGASTRIC TUBE, DISPOSABLE, STERILE" | GENERAL CONSUMABLES FOR: SURGICAL SUTURES, LAPRASCOPIC AND ROBOTIC SURGEONS SUPPLEMENTARY
9118 | 4231200914700 | "STAPLER, LINEAR, CUTTER, FOR LAPAROSCOPIC, END-END ANASTOMOSIS, CIRCULAR, 25-26 MM 3.5, WITH TILTED TOP, ANVIL, WITH DST + PRE-TILTED ANVIL, TRAN SORAL DELIVERY, ANVIL DEVICE, WITH 90 CM LONG, PVC, NASOGASTRIC TUBE, DISPOSABLE, STERILE" | GENERAL CONSUMABLES FOR: SURGICAL SUTURES, LAPRASCOPIC AND ROBOTIC SURGEONS SUPPLEMENTARY
9119 | 4231201201700 | "STAPLING, KIT, HEMORRHOID, ADJUSTABLE, 33MM, DISPOSABLE, STERILE" | GENERAL CONSUMABLES FOR: SURGICAL SUTURES, LAPRASCOPIC AND ROBOTIC SURGEONS SUPPLEMENTARY
9120 | 4231200924900 | "STAPLER, OPEN SURGERY LINEAR, SIZE 30 MM, 2.4-2.5 MM, VASCULAR, RELOADABLE WHICH APPLIES TWO ROLLS OF TITANIUM STAGGERED STAPLES, TWO STEP CLOSURE WITH SAFETY INTERLOCK SYSTEM, AUTOMATIC AND MANUAL PIN PLACEMENT, SLIM ANVIL, SLIPPERY RESISTANT AND ONE HANDED INSTRUMENT, WITH UPGRADED STAPLE AND ANVIL, DISPOSABLE, STERILE" | GENERAL CONSUMABLES FOR: SURGICAL SUTURES, LAPRASCOPIC AND ROBOTIC SURGEONS SUPPLEMENTARY
9121 | 4231200920100 | "LOADING UNIT, OPEN SURGERY LINEAR STAPLER, SIZE 30 MM, 2.4-2.5 MM, VASCULAR, WHICH APPLIES TWO ROLLS OF TITANIUM STAGGERED STAPLES, TWO STEP CLOSURE WITH SAFETY INTERLOCK SYSTEM, AUTOMATIC AND MANUAL PIN PLACEMENT, SLIM ANVIL, SLIPPERY RESISTANT, AND ONE HANDED INSTRUMENT DISPOSABLE STERILE" | GENERAL CONSUMABLES FOR: SURGICAL SUTURES, LAPRASCOPIC AND ROBOTIC SURGEONS SUPPLEMENTARY
9122 | 4231200924400 | "STAPLER, OPEN SURGERY LINEAR, SIZE 30 MM, 3.5-3.6 MM, RELOADABLE WHICH APPLIES TWO ROLLS OF TITANIUM STAGGERED STAPLES, TWO STEP CLOSURE WITH SAFETY INTERLOCK SYSTEM, AUTOMATIC AND MANUAL PIN PLACEMENT, SLIM ANVIL, SLIPPERY RESISTANT AND ONE HANDED INSTRUMENT, WITH UPGRADED STAPLE AND ANVIL, DISPOSABLE, STERILE" | GENERAL CONSUMABLES FOR: SURGICAL SUTURES, LAPRASCOPIC AND ROBOTIC SURGEONS SUPPLEMENTARY
9123 | 4231200919900 | "LOADING UNIT, OPEN SURGERY LINEAR STAPLER, SIZE 30 MM, 3.5-3.6 MM, WHICH APPLIES TWO ROLLS OF TITANIUM STAGGERED STAPLES, TWO STEP CLOSURE WITH SAFETY INTERLOCK SYSTEM, AUTOMATIC AND MANUAL PIN PLACEMENT, SLIM ANVIL, SLIPPERY RESISTANT, AND ONE HANDED INSTRUMENT DISPOSABLE STERILE" | GENERAL CONSUMABLES FOR: SURGICAL SUTURES, LAPRASCOPIC AND ROBOTIC SURGEONS SUPPLEMENTARY
9124 | 4412161502200 | "STAPLER, OPEN SURGERY LINEAR, SIZE 30 MM, 4.5-4.8 MM, RELOADABLE WHICH APPLIES TWO ROLLS OF TITANIUM STAGGERED STAPLES, TWO STEP CLOSURE WITH SAFETY INTERLOCK SYSTEM, AUTOMATIC AND MANUAL PIN PLACEMENT, SLIM ANVIL, SLIPPERY RESISTANT AND ONE HANDED INSTRUMENT, WITH UPGRADED STAPLE AND ANVIL, DISPOSABLE, STERILE" | GENERAL CONSUMABLES FOR: SURGICAL SUTURES, LAPRASCOPIC AND ROBOTIC SURGEONS SUPPLEMENTARY
9125 | 4231200920000 | "LOADING UNIT, OPEN SURGERY LINEAR STAPLER, SIZE 30 MM, 4.5-4.8 MM, WHICH APPLIES TWO ROLLS OF TITANIUM STAGGERED STAPLES, TWO STEP CLOSURE WITH SAFETY INTERLOCK SYSTEM, AUTOMATIC AND MANUAL PIN PLACEMENT, SLIM ANVIL, SLIPPERY RESISTANT, AND ONE HANDED INSTRUMENT DISPOSABLE STERILE" | GENERAL CONSUMABLES FOR: SURGICAL SUTURES, LAPRASCOPIC AND ROBOTIC SURGEONS SUPPLEMENTARY
9126 | 4231200924600 | "STAPLER, OPEN SURGERY LINEAR, SIZE 45 MM, 3.5-3.6 MM, RELOADABLE WHICH APPLIES TWO ROLLS OF TITANIUM STAGGERED STAPLES, TWO STEP CLOSURE WITH SAFETY INTERLOCK SYSTEM, AUTOMATIC AND MANUAL PIN PLACEMENT, SLIM ANVIL, SLIPPERY RESISTANT AND ONE HANDED INSTRUMENT, WITH UPGRADED STAPLE AND ANVIL, DISPOSABLE, STERILE" | GENERAL CONSUMABLES FOR: SURGICAL SUTURES, LAPRASCOPIC AND ROBOTIC SURGEONS SUPPLEMENTARY
9127 | 4231200911600 | "LOADING UNIT, OPEN SURGERY LINEAR STAPLER, SIZE 45 MM, 3.5-3.6 MM, WHICH APPLIES TWO ROLLS OF TITANIUM STAGGERED STAPLES, TWO STEP CLOSURE WITH SAFETY INTERLOCK SYSTEM, AUTOMATIC AND MANUAL PIN PLACEMENT, SLIM ANVIL, SLIPPERY RESISTANT, AND ONE HANDED INSTRUMENT DISPOSABLE STERILE" | GENERAL CONSUMABLES FOR: SURGICAL SUTURES, LAPRASCOPIC AND ROBOTIC SURGEONS SUPPLEMENTARY
9128 | 4412161502300 | "STAPLER, OPEN SURGERY LINEAR, SIZE 45 MM, 4.5-4.8 MM, RELOADABLE WHICH APPLIES TWO ROLLS OF TITANIUM STAGGERED STAPLES, TWO STEP CLOSURE WITH SAFETY INTERLOCK SYSTEM, AUTOMATIC AND MANUAL PIN PLACEMENT, SLIM ANVIL, SLIPPERY RESISTANT AND ONE HANDED INSTRUMENT, WITH UPGRADED STAPLE AND ANVIL, DISPOSABLE, STERILE" | GENERAL CONSUMABLES FOR: SURGICAL SUTURES, LAPRASCOPIC AND ROBOTIC SURGEONS SUPPLEMENTARY
9129 | 4231200925500 | "LOADING UNIT, OPEN SURGERY LINEAR STAPLER, SIZE 45 MM, 4.5-4.8 MM, WHICH APPLIES TWO ROLLS OF TITANIUM STAGGERED STAPLES, TWO STEP CLOSURE WITH SAFETY INTERLOCK SYSTEM, AUTOMATIC AND MANUAL PIN PLACEMENT, SLIM ANVIL, SLIPPERY RESISTANT, AND ONE HANDED INSTRUMENT DISPOSABLE STERILE" | GENERAL CONSUMABLES FOR: SURGICAL SUTURES, LAPRASCOPIC AND ROBOTIC SURGEONS SUPPLEMENTARY
9130 | 4231200924500 | "STAPLER, OPEN SURGERY LINEAR, SIZE 60 MM, 3.5-3.6 MM, RELOADABLE WHICH APPLIES TWO ROLLS OF TITANIUM STAGGERED STAPLES, TWO STEP CLOSURE WITH SAFETY INTERLOCK SYSTEM, AUTOMATIC AND MANUAL PIN PLACEMENT, SLIM ANVIL, SLIPPERY RESISTANT AND ONE HANDED INSTRUMENT, WITH UPGRADED STAPLE AND ANVIL, DISPOSABLE, STERILE" | GENERAL CONSUMABLES FOR: SURGICAL SUTURES, LAPRASCOPIC AND ROBOTIC SURGEONS SUPPLEMENTARY
9131 | 4231200920200 | "LOADING UNIT, OPEN SURGERY LINEAR STAPLER, SIZE 60 MM, 3.5-3.6 MM, WHICH APPLIES TWO ROLLS OF TITANIUM STAGGERED STAPLES, TWO STEP CLOSURE WITH SAFETY INTERLOCK SYSTEM, AUTOMATIC AND MANUAL PIN PLACEMENT, SLIM ANVIL, SLIPPERY RESISTANT, AND ONE HANDED INSTRUMENT DISPOSABLE STERILE" | GENERAL CONSUMABLES FOR: SURGICAL SUTURES, LAPRASCOPIC AND ROBOTIC SURGEONS SUPPLEMENTARY
9132 | 4231200926200 | "STAPLER, OPEN SURGERY LINEAR, SIZE 60 MM, 4.5-4.8 MM, RELOADABLE WHICH APPLIES TWO ROLLS OF TITANIUM STAGGERED STAPLES, TWO STEP CLOSURE WITH SAFETY INTERLOCK SYSTEM, AUTOMATIC AND MANUAL PIN PLACEMENT, SLIM ANVIL, SLIPPERY RESISTANT AND ONE HANDED INSTRUMENT, WITH UPGRADED STAPLE AND ANVIL, DISPOSABLE, STERILE" | GENERAL CONSUMABLES FOR: SURGICAL SUTURES, LAPRASCOPIC AND ROBOTIC SURGEONS SUPPLEMENTARY
9133 | 4231200920300 | "LOADING UNIT, OPEN SURGERY LINEAR STAPLER, SIZE 60 MM, 4.5-4.8 MM, WHICH APPLIES TWO ROLLS OF TITANIUM STAGGERED STAPLES, TWO STEP CLOSURE WITH SAFETY INTERLOCK SYSTEM, AUTOMATIC AND MANUAL PIN PLACEMENT, SLIM ANVIL, SLIPPERY RESISTANT, AND ONE HANDED INSTRUMENT DISPOSABLE STERILE" | GENERAL CONSUMABLES FOR: SURGICAL SUTURES, LAPRASCOPIC AND ROBOTIC SURGEONS SUPPLEMENTARY
9134 | 4412161502400 | "STAPLER, OPEN SURGERY LINEAR, SIZE 90 MM, 3.5-3.6 MM, RELOADABLE WHICH APPLIES TWO ROLLS OF TITANIUM STAGGERED STAPLES, TWO STEP CLOSURE WITH SAFETY INTERLOCK SYSTEM, AUTOMATIC AND MANUAL PIN PLACEMENT, SLIM ANVIL, SLIPPERY RESISTANT AND ONE HANDED INSTRUMENT, WITH UPGRADED STAPLE AND ANVIL, DISPOSABLE, STERILE" | GENERAL CONSUMABLES FOR: SURGICAL SUTURES, LAPRASCOPIC AND ROBOTIC SURGEONS SUPPLEMENTARY
9135 | 4231200920400 | "LOADING UNIT, OPEN SURGERY LINEAR STAPLER, SIZE 90 MM, 3.5-3.6 MM, WHICH APPLIES TWO ROLLS OF TITANIUM STAGGERED STAPLES, TWO STEP CLOSURE WITH SAFETY INTERLOCK SYSTEM, AUTOMATIC AND MANUAL PIN PLACEMENT, SLIM ANVIL, SLIPPERY RESISTANT, AND ONE HANDED INSTRUMENT DISPOSABLE STERILE" | GENERAL CONSUMABLES FOR: SURGICAL SUTURES, LAPRASCOPIC AND ROBOTIC SURGEONS SUPPLEMENTARY
9136 | 4412161502500 | "STAPLER, OPEN SURGERY LINEAR, SIZE 90 MM, 4.5-4.8 MM, RELOADABLE WHICH APPLIES TWO ROLLS OF TITANIUM STAGGERED STAPLES, TWO STEP CLOSURE WITH SAFETY INTERLOCK SYSTEM, AUTOMATIC AND MANUAL PIN PLACEMENT, SLIM ANVIL, SLIPPERY RESISTANT AND ONE HANDED INSTRUMENT, WITH UPGRADED STAPLE AND ANVIL, DISPOSABLE, STERILE" | GENERAL CONSUMABLES FOR: SURGICAL SUTURES, LAPRASCOPIC AND ROBOTIC SURGEONS SUPPLEMENTARY
9137 | 4231200920500 | "LOADING UNIT, OPEN SURGERY LINEAR STAPLER, SIZE 90 MM, 4.5-4.8 MM, WHICH APPLIES TWO ROLLS OF TITANIUM STAGGERED STAPLES, TWO STEP CLOSURE WITH SAFETY INTERLOCK SYSTEM, AUTOMATIC AND MANUAL PIN PLACEMENT, SLIM ANVIL, SLIPPERY RESISTANT, AND ONE HANDED INSTRUMENT DISPOSABLE STERILE" | GENERAL CONSUMABLES FOR: SURGICAL SUTURES, LAPRASCOPIC AND ROBOTIC SURGEONS SUPPLEMENTARY
9138 | 4412161502600 | STAPLER, OPEN SURGERY LINEAR STAPLER, SIZE 55-60 MM, 2.5-2.6 MM RELOADABLE : APPLIES TWO DOUBLE ROWS OF TITANIUM STAGGERED STAPLES WITH A KNIFE IN BETWEEN TISSUE GAP CONTROL FOR ALWAYS B SHAPED FORMATION, SAFETY INTERLOCK SYSTEM, DISPOSABLE, STERILE | GENERAL CONSUMABLES FOR: SURGICAL SUTURES, LAPRASCOPIC AND ROBOTIC SURGEONS SUPPLEMENTARY
9139 | 4231200930200 | LOADING UNIT, OPEN SURGERY LINEAR STAPLER, SIZE 55-60 MM, 2.5-2.6 MM : APPLIES TWO DOUBLE ROWS OF TITANIUM STAGGERED STAPLES WITH A KNIFE IN BETWEEN TISSUE GAP CONTROL FOR ALWAYS B SHAPED FORMATION, SAFETY INTERLOCK SYSTEM, DISPOSABLE, STERILE | GENERAL CONSUMABLES FOR: SURGICAL SUTURES, LAPRASCOPIC AND ROBOTIC SURGEONS SUPPLEMENTARY
9140 | 4231200912300 | STAPLER, OPEN SURGERY LINEAR STAPLER, SIZE 55-60 MM, 3.5-3.8 MM RELOADABLE : APPLIES TWO DOUBLE ROWS OF TITANIUM STAGGERED STAPLES WITH A KNIFE IN BETWEEN TISSUE GAP CONTROL FOR ALWAYS B SHAPED FORMATION, SAFETY INTERLOCK SYSTEM, DISPOSABLE, STERILE | GENERAL CONSUMABLES FOR: SURGICAL SUTURES, LAPRASCOPIC AND ROBOTIC SURGEONS SUPPLEMENTARY
9141 | 4231200912400 | LOADING UNIT, OPEN SURGERY LINEAR STAPLER, SIZE 55-60 MM, 3.5-3.8 MM : APPLIES TWO DOUBLE ROWS OF TITANIUM STAGGERED STAPLES WITH A KNIFE IN BETWEEN TISSUE GAP CONTROL FOR ALWAYS B SHAPED FORMATION, SAFETY INTERLOCK SYSTEM, DISPOSABLE, STERILE | GENERAL CONSUMABLES FOR: SURGICAL SUTURES, LAPRASCOPIC AND ROBOTIC SURGEONS SUPPLEMENTARY
9142 | 4231200930300 | STAPLER, OPEN SURGERY LINEAR STAPLER, SIZE 55-60 MM, 4.5-4.8 MM RELOADABLE : APPLIES TWO DOUBLE ROWS OF TITANIUM STAGGERED STAPLES WITH A KNIFE IN BETWEEN TISSUE GAP CONTROL FOR ALWAYS B SHAPED FORMATION, SAFETY INTERLOCK SYSTEM, DISPOSABLE, STERILE | GENERAL CONSUMABLES FOR: SURGICAL SUTURES, LAPRASCOPIC AND ROBOTIC SURGEONS SUPPLEMENTARY
9143 | 4231200930400 | LOADING UNIT, OPEN SURGERY LINEAR STAPLER, SIZE 55-60 MM, 4.5-4.8 MM : APPLIES TWO DOUBLE ROWS OF TITANIUM STAGGERED STAPLES WITH A KNIFE IN BETWEEN TISSUE GAP CONTROL FOR ALWAYS B SHAPED FORMATION, SAFETY INTERLOCK SYSTEM, DISPOSABLE, STERILE | GENERAL CONSUMABLES FOR: SURGICAL SUTURES, LAPRASCOPIC AND ROBOTIC SURGEONS SUPPLEMENTARY
9144 | 4231200912500 | STAPLER, OPEN SURGERY LINEAR STAPLER, SIZE 70-80 MM, 3.5-3.8 MM RELOADABLE : APPLIES TWO DOUBLE ROWS OF TITANIUM STAGGERED STAPLES WITH A KNIFE IN BETWEEN TISSUE GAP CONTROL FOR ALWAYS B SHAPED FORMATION, SAFETY INTERLOCK SYSTEM, DISPOSABLE, STERILE | GENERAL CONSUMABLES FOR: SURGICAL SUTURES, LAPRASCOPIC AND ROBOTIC SURGEONS SUPPLEMENTARY
9145 | 4231200922000 | LOADING UNIT, OPEN SURGERY LINEAR STAPLER, SIZE 70-80 MM, 3.5-3.8 MM : APPLIES TWO DOUBLE ROWS OF TITANIUM STAGGERED STAPLES WITH A KNIFE IN BETWEEN TISSUE GAP CONTROL FOR ALWAYS B SHAPED FORMATION, SAFETY INTERLOCK SYSTEM, DISPOSABLE, STERILE | GENERAL CONSUMABLES FOR: SURGICAL SUTURES, LAPRASCOPIC AND ROBOTIC SURGEONS SUPPLEMENTARY
9146 | 4412161502800 | STAPLER, OPEN SURGERY LINEAR STAPLER, SIZE 70-80 MM, 4.5-4.8 MM RELOADABLE : APPLIES TWO DOUBLE ROWS OF TITANIUM STAGGERED STAPLES WITH A KNIFE IN BETWEEN TISSUE GAP CONTROL FOR ALWAYS B SHAPED FORMATION, SAFETY INTERLOCK SYSTEM, DISPOSABLE, STERILE | GENERAL CONSUMABLES FOR: SURGICAL SUTURES, LAPRASCOPIC AND ROBOTIC SURGEONS SUPPLEMENTARY
9147 | 4231200930600 | LOADING UNIT, OPEN SURGERY LINEAR STAPLER, SIZE 70-80 MM, 4.5-4.8 MM : APPLIES TWO DOUBLE ROWS OF TITANIUM STAGGERED STAPLES WITH A KNIFE IN BETWEEN TISSUE GAP CONTROL FOR ALWAYS B SHAPED FORMATION, SAFETY INTERLOCK SYSTEM, DISPOSABLE, STERILE | GENERAL CONSUMABLES FOR: SURGICAL SUTURES, LAPRASCOPIC AND ROBOTIC SURGEONS SUPPLEMENTARY
9148 | 4231200925100 | STAPLER, OPEN SURGERY LINEAR STAPLER, SIZE 100 MM, 3.5-3.8 MM RELOADABLE : APPLIES TWO DOUBLE ROWS OF TITANIUM STAGGERED STAPLES WITH A KNIFE IN BETWEEN TISSUE GAP CONTROL FOR ALWAYS B SHAPED FORMATION, SAFETY INTERLOCK SYSTEM, DISPOSABLE, STERILE | GENERAL CONSUMABLES FOR: SURGICAL SUTURES, LAPRASCOPIC AND ROBOTIC SURGEONS SUPPLEMENTARY
9149 | 4231200924100 | "LOADING UNIT, OPEN SURGERY LINEAR STAPLER, SIZE 100 MM, 3.5-3.8 MM : APPLIES TWO DOUBLE ROWS OF TITANIUM STAGGERED STAPLES WITH A KNIFE IN BETWEEN TISSUE GAP CONTROL FOR ALWAYS B SHAPED FORMATION, SAFETY INTERLOCK SYSTEM, DISPOSABLE, STERILE" | GENERAL CONSUMABLES FOR: SURGICAL SUTURES, LAPRASCOPIC AND ROBOTIC SURGEONS SUPPLEMENTARY
9150 | 4231200922100 | STAPLER, OPEN SURGERY LINEAR STAPLER, SIZE 100 MM, 4.5-4.8 MM RELOADABLE : APPLIES TWO DOUBLE ROWS OF TITANIUM STAGGERED STAPLES WITH A KNIFE IN BETWEEN TISSUE GAP CONTROL FOR ALWAYS B SHAPED FORMATION, SAFETY INTERLOCK SYSTEM, DISPOSABLE, STERILE | GENERAL CONSUMABLES FOR: SURGICAL SUTURES, LAPRASCOPIC AND ROBOTIC SURGEONS SUPPLEMENTARY
9151 | 4231200924000 | LOADING UNIT, OPEN SURGERY LINEAR STAPLER, SIZE 100 MM, 4.5-4.8 MM : APPLIES TWO DOUBLE ROWS OF TITANIUM STAGGERED STAPLES WITH A KNIFE IN BETWEEN TISSUE GAP CONTROL FOR ALWAYS B SHAPED FORMATION, SAFETY INTERLOCK SYSTEM, DISPOSABLE, STERILE | GENERAL CONSUMABLES FOR: SURGICAL SUTURES, LAPRASCOPIC AND ROBOTIC SURGEONS SUPPLEMENTARY
9152 | 4231200921700 | STAPLER, OPEN SURGERY LINEAR STAPLER, SIZE 75 MM, SELECTABLE STAPLE HEIGHT WITH 3D STAPLES TECHNOLOGY, RELOADABLE, DISPOSABLE, STERILE | GENERAL CONSUMABLES FOR: SURGICAL SUTURES, LAPRASCOPIC AND ROBOTIC SURGEONS SUPPLEMENTARY
9153 | 4231200930700 | LOADING UNIT, OPEN SURGERY LINEAR STAPLER, SIZE 75 MM, SELECTABLE STAPLE HEIGHT WITH 3D STAPLES TECHNOLOGY, DISPOSABLE, STERILE | GENERAL CONSUMABLES FOR: SURGICAL SUTURES, LAPRASCOPIC AND ROBOTIC SURGEONS SUPPLEMENTARY
9154 | 4412161502900 | "STAPLER, OPEN LINEAR, 60 MM, 3-3.5-4 MM, MEDIUM THICK, RELOADABLE, WITH TRI-STAPLE TECHNOLOGY, THREE DOUBLE ROWS OF TITANIUM STAGGERED DIFFERENT HEIGHT STAPLES, WITH SAFETY INTERLOCK SYSTEM AND TISSUE GAP CONTROL, DISPOSABLE, STERILE" | GENERAL CONSUMABLES FOR: SURGICAL SUTURES, LAPRASCOPIC AND ROBOTIC SURGEONS SUPPLEMENTARY
9155 | 4231200930800 | "LOADING UNIT, 60 MM, 3-3.5-4 MM, MEDIUM THICK, WITH TRI-STAPLE TECHNOLOGY, THREE DOUBLE ROWS OF TITANIUM STAGGERED DIFFERENT HEIGHT STAPLES, WITH SAFETY INTERLOCK SYSTEM AND TISSUE GAP CONTROL, DISPOSABLE, STERILE" | GENERAL CONSUMABLES FOR: SURGICAL SUTURES, LAPRASCOPIC AND ROBOTIC SURGEONS SUPPLEMENTARY
9156 | 4412161503000 | "STAPLER, OPEN LINEAR, 60 MM, 4-4.5-5 MM, EXTRA THICK, RELOADABLE, WITH TRI-STAPLE TECHNOLOGY, THREE DOUBLE ROWS OF TITANIUM STAGGERED DIFFERENT HEIGHT STAPLES, WITH SAFETY INTERLOCK SYSTEM AND TISSUE GAP CONTROL, DISPOSABLE, STERILE" | GENERAL CONSUMABLES FOR: SURGICAL SUTURES, LAPRASCOPIC AND ROBOTIC SURGEONS SUPPLEMENTARY
9157 | 4231200930900 | "LOADING UNIT, 60 MM, 4-4.5-5, EXTRA THICK, WITH TRI-STAPLE TECHNOLOGY, THREE DOUBLE ROWS OF TITANIUM STAGGERED DIFFERENT HEIGHT STAPLES, WITH SAFETY INTERLOCK SYSTEM AND TISSUE GAP CONTROL, DISPOSABLE, STERILE" | GENERAL CONSUMABLES FOR: SURGICAL SUTURES, LAPRASCOPIC AND ROBOTIC SURGEONS SUPPLEMENTARY
9158 | 4412161503100 | "STAPLER, OPEN LINEAR, 80 MM, 3-3.5-4 MM, MEDIUM THICK, RELOADABLE, WITH TRI-STAPLE TECHNOLOGY, THREE DOUBLE ROWS OF TITANIUM STAGGERED DIFFERENT HEIGHT STAPLES, WITH SAFETY INTERLOCK SYSTEM AND TISSUE GAP CONTROL, DISPOSABLE, STERILE" | GENERAL CONSUMABLES FOR: SURGICAL SUTURES, LAPRASCOPIC AND ROBOTIC SURGEONS SUPPLEMENTARY
9159 | 4231200931000 | "LOADING UNIT, 80 MM, 3-3.5-4 MM, MEDIUM THICK, WITH TRI-STAPLE TECHNOLOGY, THREE DOUBLE ROWS OF TITANIUM STAGGERED DIFFERENT HEIGHT STAPLES, WITH SAFETY INTERLOCK SYSTEM AND TISSUE GAP CONTROL, DISPOSABLE, STERILE" | GENERAL CONSUMABLES FOR: SURGICAL SUTURES, LAPRASCOPIC AND ROBOTIC SURGEONS SUPPLEMENTARY
9160 | 4412161503200 | "STAPLER, OPEN LINEAR, 80 MM, 4-4.5-5 MM, EXTRA THICK, RELOADABLE, WITH TRI-STAPLE TECHNOLOGY, THREE DOUBLE ROWS OF TITANIUM STAGGERED DIFFERENT HEIGHT STAPLES, WITH SAFETY INTERLOCK SYSTEM AND TISSUE GAP CONTROL, DISPOSABLE, STERILE" | GENERAL CONSUMABLES FOR: SURGICAL SUTURES, LAPRASCOPIC AND ROBOTIC SURGEONS SUPPLEMENTARY
9161 | 4231200931100 | "LOADING UNIT, 80 MM, 4-4.5-5, EXTRA THICK, WITH TRI-STAPLE TECHNOLOGY, THREE DOUBLE ROWS OF TITANIUM STAGGERED DIFFERENT HEIGHT STAPLES, WITH SAFETY INTERLOCK SYSTEM AND TISSUE GAP CONTROL, DISPOSABLE, STERILE" | GENERAL CONSUMABLES FOR: SURGICAL SUTURES, LAPRASCOPIC AND ROBOTIC SURGEONS SUPPLEMENTARY
9162 | 4231200922500 | "STAPLER, LINEAR, CUTTER, ENDO GIA OR EQUIVALENT, ULTRA, UNIVERSAL, SHORT, 45 DEGREES, X 6-8 CM SHAFT LENGTH, COMPATIBLE WITH TRISTAPLE RELOADS" | GENERAL CONSUMABLES FOR: SURGICAL SUTURES, LAPRASCOPIC AND ROBOTIC SURGEONS SUPPLEMENTARY
9163 | 4231200923500 | "STAPLER, LINEAR, CUTTER, ENDO GIA OR EQUIVALENT, ULTRA, UNIVERSAL STANDARD, 45 DEGREES X 15-18 CM SHAFT LENGTH, COMPATIBLE WITH TRISTAPLE RELOADS" | GENERAL CONSUMABLES FOR: SURGICAL SUTURES, LAPRASCOPIC AND ROBOTIC SURGEONS SUPPLEMENTARY
9164 | 4231200922400 | "STAPLER, LINEAR, CUTTER, ENDO GIA OR EQUIVALENT, ULTRA, UNIVERSAL, EXTRA LONG, 45 DEGREES, X 25-28 CM SHAFT LENGTH, COMPATIBLE WITH TRISTAPLE RELOADS" | GENERAL CONSUMABLES FOR: SURGICAL SUTURES, LAPRASCOPIC AND ROBOTIC SURGEONS SUPPLEMENTARY
9165 | 4231200919100 | "LOADING UNIT, RETICULATING, 30 X 2.4-2.6, VASCULAR, FOR STAPLER, UNIVERSAL ENDO GIA OR EQUIVALENT, ROTICULATOR, STERILE" | GENERAL CONSUMABLES FOR: SURGICAL SUTURES, LAPRASCOPIC AND ROBOTIC SURGEONS SUPPLEMENTARY
9166 | 4231200919300 | "LOADING UNIT, RETICULATING, 45 X 2.4-2.6, VASCULAR, FOR STAPLER, UNIVERSAL ENDOGIA, ROTICULATOR, STERILE" | GENERAL CONSUMABLES FOR: SURGICAL SUTURES, LAPRASCOPIC AND ROBOTIC SURGEONS SUPPLEMENTARY
9167 | 4231200919400 | "LOADING UNIT, RETICULATING, 45 X 3.4-3.8, FOR STAPLER, UNIVERSAL ENDOGIA, ROTICULATOR, STERILE" | GENERAL CONSUMABLES FOR: SURGICAL SUTURES, LAPRASCOPIC AND ROBOTIC SURGEONS SUPPLEMENTARY
9168 | 4231200919500 | "LOADING UNIT, RETICULATING, 45 X 4.5-4.8, FOR STAPLER, UNIVERSAL ENDOGIA, ROTICULATOR, STERILE" | GENERAL CONSUMABLES FOR: SURGICAL SUTURES, LAPRASCOPIC AND ROBOTIC SURGEONS SUPPLEMENTARY
9169 | 4231200919600 | "LOADING UNIT, RETICULATING, 60 X 2.4-2.6, VASCULAR, FOR STAPLER, UNIVERSAL ENDOGIA, ROTICULATOR, STERILE" | GENERAL CONSUMABLES FOR: SURGICAL SUTURES, LAPRASCOPIC AND ROBOTIC SURGEONS SUPPLEMENTARY
9170 | 4231200919700 | "LOADING UNIT, RETICULATING, 60 X 3.4-3.8, FOR STAPLER, UNIVERSAL ENDOGIA, ROTICULATOR, STERILE" | GENERAL CONSUMABLES FOR: SURGICAL SUTURES, LAPRASCOPIC AND ROBOTIC SURGEONS SUPPLEMENTARY
9171 | 4231200931300 | "LOADING UNIT, RETICULATING, 60 X 4.5-4.8, FOR STAPLER, UNIVERSAL ENDOGIA, ROTICULATOR, STERILE" | GENERAL CONSUMABLES FOR: SURGICAL SUTURES, LAPRASCOPIC AND ROBOTIC SURGEONS SUPPLEMENTARY
9172 | 4229351401000 | "LOADING UNIT, RETICULATING, WITH TRI-STAPLER TECHNOLOGY, 30 / 2-2.5-3 MM, INTEGRATED KNIFE, DISPOSABLE, STERILE" | GENERAL CONSUMABLES FOR: SURGICAL SUTURES, LAPRASCOPIC AND ROBOTIC SURGEONS SUPPLEMENTARY
9173 | 4231200931400 | "LOADING UNIT, RETICULATING, WITH TRI-STAPLER TECHNOLOGY, 30 / 3-3.5-4 MM, MEDIUM/ THICK, INTEGRATED KNIFE, DISPOSABLE, STERILE" | GENERAL CONSUMABLES FOR: SURGICAL SUTURES, LAPRASCOPIC AND ROBOTIC SURGEONS SUPPLEMENTARY
9174 | 4231200904300 | "LOADING UNIT, RETICULATING, WITH TRI-STAPLER TECHNOLOGY, 45 / 2-2.5-3 MM, INTEGRATED KNIFE, DISPOSABLE, STERILE" | GENERAL CONSUMABLES FOR: SURGICAL SUTURES, LAPRASCOPIC AND ROBOTIC SURGEONS SUPPLEMENTARY
9175 | 4231200904400 | "LOADING UNIT, RETICULATING, WITH TRI-STAPLER TECHNOLOGY, 45 / 3-3.5-4 MM, MEDIUM/ THICK, INTEGRATED KNIFE, DISPOSABLE, STERILE" | GENERAL CONSUMABLES FOR: SURGICAL SUTURES, LAPRASCOPIC AND ROBOTIC SURGEONS SUPPLEMENTARY
9176 | 4231200923300 | "LOADING UNIT, RETICULATING, WITH TRI-STAPLER TECHNOLOGY, 45 / 4-4.5-5 MM, INTEGRATED KNIFE, DISPOSABLE, STERILE" | GENERAL CONSUMABLES FOR: SURGICAL SUTURES, LAPRASCOPIC AND ROBOTIC SURGEONS SUPPLEMENTARY
9177 | 4231200904500 | "LOADING UNIT, RETICULATING, WITH TRI-STAPLER TECHNOLOGY, 60 / 2-2.5-3 MM, INTEGRATED KNIFE, DISPOSABLE, STERILE" | GENERAL CONSUMABLES FOR: SURGICAL SUTURES, LAPRASCOPIC AND ROBOTIC SURGEONS SUPPLEMENTARY
9178 | 4231200925300 | "LOADING UNIT, RETICULATING, WITH TRI-STAPLER TECHNOLOGY, 60 / 3-3.5-4 MM, MEDIUM/THICK, INTEGRATED KNIFE, DISPOSABLE, STERILE" | GENERAL CONSUMABLES FOR: SURGICAL SUTURES, LAPRASCOPIC AND ROBOTIC SURGEONS SUPPLEMENTARY
9179 | 4231200925400 | "LOADING UNIT, RETICULATING, WITH TRI-STAPLER TECHNOLOGY, 60 / 4-4.5-5 MM, INTEGRATED KNIFE, DISPOSABLE, STERILE, " | GENERAL CONSUMABLES FOR: SURGICAL SUTURES, LAPRASCOPIC AND ROBOTIC SURGEONS SUPPLEMENTARY
9180 | 4231200923400 | "LOADING UNIT, RETICULATING, WITH CURVED TIP, AND TRI-STAPLER TECHNOLOGY, 60 / 2-2.5-3 MM, INTEGRATED KNIFE, DISPOSABLE, STERILE" | GENERAL CONSUMABLES FOR: SURGICAL SUTURES, LAPRASCOPIC AND ROBOTIC SURGEONS SUPPLEMENTARY
9181 | 4231200920800 | "LOADING UNIT, RETICULATING, WITH CURVED TIP, AND TRI-STAPLER TECHNOLOGY, 60 / 3-3.5-4 MM, MEDIUM/THICK, INTEGRATED KNIFE, DISPOSABLE, STERILE" | GENERAL CONSUMABLES FOR: SURGICAL SUTURES, LAPRASCOPIC AND ROBOTIC SURGEONS SUPPLEMENTARY
9182 | 4231200923200 | "LOADING UNIT, RETICULATING, WITH REINFORCED TRI-STAPLER TECHNOLOGY, 45 / 3-3.5-4 MM, INTEGRATED KNIFE, DISPOSABLE, STERILE" | GENERAL CONSUMABLES FOR: SURGICAL SUTURES, LAPRASCOPIC AND ROBOTIC SURGEONS SUPPLEMENTARY
9183 | 4231200931500 | "LOADING UNIT, RETICULATING, WITH REINFORCED TRI-STAPLER TECHNOLOGY, 45 / 4-4.5-5 MM, INTEGRATED KNIFE, DISPOSABLE, STERILE" | GENERAL CONSUMABLES FOR: SURGICAL SUTURES, LAPRASCOPIC AND ROBOTIC SURGEONS SUPPLEMENTARY
9184 | 4231200923900 | "LOADING UNIT, RETICULATING, WITH REINFORCED TRI-STAPLER TECHNOLOGY, 60 / 3-3.5-4 MM, INTEGRATED KNIFE, DISPOSABLE, STERILE" | GENERAL CONSUMABLES FOR: SURGICAL SUTURES, LAPRASCOPIC AND ROBOTIC SURGEONS SUPPLEMENTARY
9185 | 4231200923800 | "LOADING UNIT, RETICULATING, WITH REINFORCED TRI-STAPLER TECHNOLOGY, 60 / 4-4.5-5 MM, INTEGRATED KNIFE, DISPOSABLE, STERILE" | GENERAL CONSUMABLES FOR: SURGICAL SUTURES, LAPRASCOPIC AND ROBOTIC SURGEONS SUPPLEMENTARY
9186 | 4231200908700 | "LOADING UNIT, RADIAL, WITH TRI-STAPLE TECHNOLOGY, 3-3.5-4, MEDIUM / THICK, INTEGRATED KNIFE, DISPOSABLE, STERILE" | GENERAL CONSUMABLES FOR: SURGICAL SUTURES, LAPRASCOPIC AND ROBOTIC SURGEONS SUPPLEMENTARY
9187 | 4231200921500 | "STAPLER, LINEAR CUTTER, 45 MM, ARTICULATING, BATTERY OPERATED WITH SURFACE GRIPING TECHNOLOGY TO PREVENT TISSUE SLIPPAGE FOR IMPROVED HEMOSTASIS, 3 POINT GAP CONTROL FOR STRONG COMPRESSION, 260-300 MM, DISPOSABLE, STERILE" | GENERAL CONSUMABLES FOR: SURGICAL SUTURES, LAPRASCOPIC AND ROBOTIC SURGEONS SUPPLEMENTARY
9188 | 4229540013400 | "STAPLER, LINEAR CUTTER, 45 MM, ARTICULATING, BATTERY OPERATED WITH SURFACE GRIPING TECHNOLOGY TO PREVENT TISSUE SLIPPAGE FOR IMPROVED HEMOSTASIS, 3 POINT GAP CONTROL FOR STRONG COMPRESSION, 320-360 MM, DISPOSABLE, STERILE" | GENERAL CONSUMABLES FOR: SURGICAL SUTURES, LAPRASCOPIC AND ROBOTIC SURGEONS SUPPLEMENTARY
9189 | 4231200922600 | "STAPLER, LINEAR CUTTER, 45 MM, ARTICULATING, BATTERY OPERATED WITH SURFACE GRIPING TECHNOLOGY TO PREVENT TISSUE SLIPPAGE FOR IMPROVED HEMOSTASIS, 3 POINT GAP CONTROL FOR STRONG COMPRESSION, 420-460 MM, DISPOSABLE, STERILE" | GENERAL CONSUMABLES FOR: SURGICAL SUTURES, LAPRASCOPIC AND ROBOTIC SURGEONS SUPPLEMENTARY
9190 | 4412161503300 | "STAPLER, LINEAR CUTTER, 45 MM, COMPACT ARTICULATING, SURFACE GRIPING TECHNOLOGY TO PREVENT TISSUE SLIPPAGE FOR IMPROVED HEMOSTASIS, 3 POINT GAP CONTROL FOR STRONG COMPRESSION, 260-300 MM, DISPOSABLE, STERILE" | GENERAL CONSUMABLES FOR: SURGICAL SUTURES, LAPRASCOPIC AND ROBOTIC SURGEONS SUPPLEMENTARY
9191 | 4412161503400 | "STAPLER, LINEAR CUTTER, 45 MM, ARTICULATING, SURFACE GRIPING TECHNOLOGY TO PREVENT TISSUE SLIPPAGE FOR IMPROVED HEMOSTASIS, 3 POINT GAP CONTROL FOR STRONG COMPRESSION, 320-360 MM, DISPOSABLE, STERILE" | GENERAL CONSUMABLES FOR: SURGICAL SUTURES, LAPRASCOPIC AND ROBOTIC SURGEONS SUPPLEMENTARY
9192 | 4231200922700 | "LOADING UNIT, STAPLER, LINEAR, CUTTER, FOR LAPAROSCOPIC, 45 MM, 2.5-2.7 MM, FOR VASCULAR, DISPOSABLE, STERILE" | GENERAL CONSUMABLES FOR: SURGICAL SUTURES, LAPRASCOPIC AND ROBOTIC SURGEONS SUPPLEMENTARY
9193 | 4412161503600 | "LOADING UNIT, STAPLER, LINEAR, CUTTER, FOR LAPAROSCOPIC, 45 MM, 3.5-3.7 MM, FOR REGULAR TISSUE, DISPOSABLE, STERILE" | GENERAL CONSUMABLES FOR: SURGICAL SUTURES, LAPRASCOPIC AND ROBOTIC SURGEONS SUPPLEMENTARY
9194 | 4229472102500 | "LOADING UNIT, STAPLER, LINEAR, CUTTER, FOR LAPAROSCOPIC, 45 MM, 3.8-3.9 MM, FOR REGULAR/THICK TISSUE, DISPOSABLE, STERILE" | GENERAL CONSUMABLES FOR: SURGICAL SUTURES, LAPRASCOPIC AND ROBOTIC SURGEONS SUPPLEMENTARY
9195 | 4412161503700 | "LOADING UNIT, STAPLER, LINEAR, CUTTER, FOR LAPAROSCOPIC, 45 MM, 4.0-4.1 MM, FOR THICK TISSUE, DISPOSABLE, STERILE" | GENERAL CONSUMABLES FOR: SURGICAL SUTURES, LAPRASCOPIC AND ROBOTIC SURGEONS SUPPLEMENTARY
9196 | 4229351400800 | "LOADING UNIT, STAPLER, LINEAR, CUTTER, FOR LAPAROSCOPIC, 45 MM, 4.2-4.3 MM, FOR VERY THICK TISSUE, DISPOSABLE, STERILE" | GENERAL CONSUMABLES FOR: SURGICAL SUTURES, LAPRASCOPIC AND ROBOTIC SURGEONS SUPPLEMENTARY
9197 | 4231200922800 | "STAPLER, LINEAR CUTTER, 60 MM, ARTICULATING, BATTERY OPERATED WITH SURFACE GRIPING TECHNOLOGY TO PREVENT TISSUE SLIPPAGE FOR IMPROVED HEMOSTASIS, 3 POINT GAP CONTROL FOR STRONG COMPRESSION, 260-300 MM, DISPOSABLE, STERILE" | GENERAL CONSUMABLES FOR: SURGICAL SUTURES, LAPRASCOPIC AND ROBOTIC SURGEONS SUPPLEMENTARY
9198 | 4231200913000 | "STAPLER, LINEAR CUTTER, 60 MM, ARTICULATING, BATTERY OPERATED WITH SURFACE GRIPING TECHNOLOGY TO PREVENT TISSUE SLIPPAGE FOR IMPROVED HEMOSTASIS, 3 POINT GAP CONTROL FOR STRONG COMPRESSION, 320-360 MM, DISPOSABLE, STERILE" | GENERAL CONSUMABLES FOR: SURGICAL SUTURES, LAPRASCOPIC AND ROBOTIC SURGEONS SUPPLEMENTARY
9199 | 4229540013500 | "STAPLER, LINEAR CUTTER, 60 MM, ARTICULATING, BATTERY OPERATED WITH SURFACE GRIPING TECHNOLOGY TO PREVENT TISSUE SLIPPAGE FOR IMPROVED HEMOSTASIS, 3 POINT GAP CONTROL FOR STRONG COMPRESSION, 420-460 MM, DISPOSABLE, STERILE" | GENERAL CONSUMABLES FOR: SURGICAL SUTURES, LAPRASCOPIC AND ROBOTIC SURGEONS SUPPLEMENTARY
9200 | 4231200921800 | "STAPLER, LINEAR CUTTER, 60 MM, ARTICULATING, SURFACE GRIPING TECHNOLOGY TO PREVENT TISSUE SLIPPAGE FOR IMPROVED HEMOSTASIS, 3 POINT GAP CONTROL FOR STRONG COMPRESSION, 320-360 MM, DISPOSABLE, STERILE" | GENERAL CONSUMABLES FOR: SURGICAL SUTURES, LAPRASCOPIC AND ROBOTIC SURGEONS SUPPLEMENTARY
9201 | 4412161503900 | "STAPLER, LINEAR CUTTER, 60 MM, LONG ARTICULATING, SURFACE GRIPING TECHNOLOGY TO PREVENT TISSUE SLIPPAGE FOR IMPROVED HEMOSTASIS, 3 POINT GAP CONTROL FOR STRONG COMPRESSION, 420-460 MM, DISPOSABLE, STERILE" | GENERAL CONSUMABLES FOR: SURGICAL SUTURES, LAPRASCOPIC AND ROBOTIC SURGEONS SUPPLEMENTARY
9202 | 4231200908300 | "LOADING UNIT, STAPLER, LINEAR, CUTTER, FOR LAPAROSCOPIC, 60 MM, 2.4-2.6 MM, FOR VASCULAR, DISPOSABLE, STERILE" | GENERAL CONSUMABLES FOR: SURGICAL SUTURES, LAPRASCOPIC AND ROBOTIC SURGEONS SUPPLEMENTARY
9203 | 4231200908600 | "LOADING UNIT, STAPLER, LINEAR, CUTTER, FOR LAPAROSCOPIC, 60 MM, 3.5-3.7 MM, FOR REGULAR TISSUE, DISPOSABLE, STERILE" | GENERAL CONSUMABLES FOR: SURGICAL SUTURES, LAPRASCOPIC AND ROBOTIC SURGEONS SUPPLEMENTARY
9204 | 4231201100200 | "LOADING UNIT, STAPLER, LINEAR, CUTTER, FOR LAPAROSCOPIC, 60 MM, 3.8-3.9 MM, FOR REGULAR/THICK TISSUE, DISPOSABLE, STERILE" | GENERAL CONSUMABLES FOR: SURGICAL SUTURES, LAPRASCOPIC AND ROBOTIC SURGEONS SUPPLEMENTARY
9205 | 4231200912800 | "LOADING UNIT, STAPLER, LINEAR, CUTTER, FOR LAPAROSCOPIC, 60 MM, 4.0-4.1 MM, FOR THICK TISSUE, DISPOSABLE, STERILE" | GENERAL CONSUMABLES FOR: SURGICAL SUTURES, LAPRASCOPIC AND ROBOTIC SURGEONS SUPPLEMENTARY
9206 | 4231200908400 | "LOADING UNIT, STAPLER, LINEAR, CUTTER, FOR LAPAROSCOPIC, 60 MM, 4.2-4.3 MM, FOR VERY THICK TISSUE, DISPOSABLE, STERILE" | GENERAL CONSUMABLES FOR: SURGICAL SUTURES, LAPRASCOPIC AND ROBOTIC SURGEONS SUPPLEMENTARY
9207 | 4231200926600 | LOADING UNIT, STAPLE LINE REINFORCEMENT MATERIAL, COMPOSED OF (POLYGLACTIN 910 AND POLYDIOXANONE), CLICK AND GO APPLICATOR AND BUTTRESS ATTACHMENT MATERIAL FOR 60MM, DISPOSABLE, STERILE | GENERAL CONSUMABLES FOR: SURGICAL SUTURES, LAPRASCOPIC AND ROBOTIC SURGEONS SUPPLEMENTARY
9208 | 4229495803500 | STAPLER, CONTOUR, CURVED CUTTER, WITH 1.5 MM CLOSED STAPLE HEIGHT , REGULAR, STERILE | GENERAL CONSUMABLES FOR: SURGICAL SUTURES, LAPRASCOPIC AND ROBOTIC SURGEONS SUPPLEMENTARY
9209 | 4231200919800 | LOADING UNIT, REGULAR TISSUE, FOR STAPLER CUTTER, CURVED CONTOUR, 1.5 MM CLOSED STAPLE HEIGHT , STERILE | GENERAL CONSUMABLES FOR: SURGICAL SUTURES, LAPRASCOPIC AND ROBOTIC SURGEONS SUPPLEMENTARY
9210 | 4231200931600 | STAPLER, CONTOUR, CURVED CUTTER, WITH 2.0 MM CLOSED STAPLE HEIGHT,THICK, STERILE | GENERAL CONSUMABLES FOR: SURGICAL SUTURES, LAPRASCOPIC AND ROBOTIC SURGEONS SUPPLEMENTARY
9211 | 4229541413900 | LOADING UNIT, THICK TISSUE, FOR STAPLER CUTTER, CURVED CONTOUR, 2.0 MM CLOSED STAPLE HEIGHT , STERILE | GENERAL CONSUMABLES FOR: SURGICAL SUTURES, LAPRASCOPIC AND ROBOTIC SURGEONS SUPPLEMENTARY
9212 | 4231201001600 | "STAPLER, LINEAR CUTTER, 35 MM, ARTICULATING, BATTERY OPERATED WITH SURFACE GRIPING TECHNOLOGY TO PREVENT TISSUE SLIPPAGE FOR IMPROVED HEMOSTASIS, WITH ADVANCEMENT PLACEMENT TIP, DISPOSABLE, STERILE, 300-350 MM, DISPOSABLE, STERILE" | GENERAL CONSUMABLES FOR: SURGICAL SUTURES, LAPRASCOPIC AND ROBOTIC SURGEONS SUPPLEMENTARY
9213 | 4231200906300 | "LOADING UNIT, STAPLER, LINEAR, CUTTER, FOR LAPAROSCOPIC, 35 MM, 2.4-2.7 MM, FOR VASCULAR/THIN TISSUE, DISPOSABLE, STERILE" | GENERAL CONSUMABLES FOR: SURGICAL SUTURES, LAPRASCOPIC AND ROBOTIC SURGEONS SUPPLEMENTARY
9214 | 4231201000100 | STAPLER, OPEN SURGERY, WITH READY STAINLESS STEEL STAPLES AND SUTURE, FOR PURSE STRING, SAFETY INTERNAL SYSTEM, SIZE: 45, DISPOSABLE, STERILE | GENERAL CONSUMABLES FOR: SURGICAL SUTURES, LAPRASCOPIC AND ROBOTIC SURGEONS SUPPLEMENTARY
9215 | 4231200925800 | STAPLER, OPEN SURGERY, WITH READY STAINLESS STEEL STAPLES AND SUTURE, FOR PURSE STRING, SAFETY INTERNAL SYSTEM, SIZE: 65, DISPOSABLE, STERILE | GENERAL CONSUMABLES FOR: SURGICAL SUTURES, LAPRASCOPIC AND ROBOTIC SURGEONS SUPPLEMENTARY
9216 | 4229620800400 | "ATRIAL RETRACTOR, SHORT RIGHT, COMPATIBLE WITH DA VINCI XI" | GENERAL CONSUMABLES FOR: SURGICAL SUTURES, LAPRASCOPIC AND ROBOTIC SURGEONS SUPPLEMENTARY
9217 | 4229621100500 | "BIPOLAR ENERGY INSTRUMENT CORD (5 M), COMPATIBLE WITH DA VINCI XI" | GENERAL CONSUMABLES FOR: SURGICAL SUTURES, LAPRASCOPIC AND ROBOTIC SURGEONS SUPPLEMENTARY
9218 | 4229620403700 | "BLACK DIAMOND, MICRO FORCEPS, COMPATIBLE WITH DA VINCI XI" | GENERAL CONSUMABLES FOR: SURGICAL SUTURES, LAPRASCOPIC AND ROBOTIC SURGEONS SUPPLEMENTARY
9219 | 4229621800600 | "BLUE FIBER CABLE KIT, COMPATIBLE WITH DA VINCI XI" | GENERAL CONSUMABLES FOR: SURGICAL SUTURES, LAPRASCOPIC AND ROBOTIC SURGEONS SUPPLEMENTARY
9220 | 4229620403400 | "CADIERE FORCEPS, COMPATIBLE WITH DA VINCI XI" | GENERAL CONSUMABLES FOR: SURGICAL SUTURES, LAPRASCOPIC AND ROBOTIC SURGEONS SUPPLEMENTARY
9221 | 4229620403800 | "CARDIAC PROBE GRASPER, COMPATIBLE WITH DA VINCI XI" | GENERAL CONSUMABLES FOR: SURGICAL SUTURES, LAPRASCOPIC AND ROBOTIC SURGEONS SUPPLEMENTARY
9222 | 4229620403500 | COBRA GRASPER, COMPATIBLE WITH DA VINCI XI | GENERAL CONSUMABLES FOR: SURGICAL SUTURES, LAPRASCOPIC AND ROBOTIC SURGEONS SUPPLEMENTARY
9223 | 4229621800400 | COLUMN DRAPE, COMPATIBLE, WITH DA VINCI XI | GENERAL CONSUMABLES FOR: SURGICAL SUTURES, LAPRASCOPIC AND ROBOTIC SURGEONS SUPPLEMENTARY
9224 | 4229620200300 | CURVED BIPOLAR DISSECTOR, COMPATIBLE WITH DA VINCI XI | GENERAL CONSUMABLES FOR: SURGICAL SUTURES, LAPRASCOPIC AND ROBOTIC SURGEONS SUPPLEMENTARY
9225 | 4229620403900 | DEBAKEY FORCEPS, COMPATIBLE WITH DA VINCI XI | GENERAL CONSUMABLES FOR: SURGICAL SUTURES, LAPRASCOPIC AND ROBOTIC SURGEONS SUPPLEMENTARY
9226 | 4229620800200 | DUAL BLADE RETRACTOR, COMPATIBLE WITH DA VINCI XI | GENERAL CONSUMABLES FOR: SURGICAL SUTURES, LAPRASCOPIC AND ROBOTIC SURGEONS SUPPLEMENTARY
9227 | 4229621602900 | ENDOWRIST STAPLER 45 INSTRUMENT, COMPATIBLE WITH DA VINCI XI | GENERAL CONSUMABLES FOR: SURGICAL SUTURES, LAPRASCOPIC AND ROBOTIC SURGEONS SUPPLEMENTARY
9228 | 4229621100700 | ENERGY ACTIVATION CABLE, ETHICON, GEN 11, COMPATIBLE WITH DA VINCI XI | GENERAL CONSUMABLES FOR: SURGICAL SUTURES, LAPRASCOPIC AND ROBOTIC SURGEONS SUPPLEMENTARY
9229 | 4229620300800 | FENESTRATED BIPOLAR FORCEPS, COMPATIBLE WITH DA VINCI XI | GENERAL CONSUMABLES FOR: SURGICAL SUTURES, LAPRASCOPIC AND ROBOTIC SURGEONS SUPPLEMENTARY
9230 | 4229621100800 | FORCE BIPOLAR WITH DOUBLE GRIP ,COMPATIBLE WITH DA VINCI XI | GENERAL CONSUMABLES FOR: SURGICAL SUTURES, LAPRASCOPIC AND ROBOTIC SURGEONS SUPPLEMENTARY
9231 | 4229620402900 | GRASPER BIPOLAR LONG , COMPATIBLE WITH DA VINCI XI | GENERAL CONSUMABLES FOR: SURGICAL SUTURES, LAPRASCOPIC AND ROBOTIC SURGEONS SUPPLEMENTARY
9232 | 4229620800600 | HARMONIC ACE, CURVED SHEARS, COMPATIBLE WITH DA VINCI XI | GENERAL CONSUMABLES FOR: SURGICAL SUTURES, LAPRASCOPIC AND ROBOTIC SURGEONS SUPPLEMENTARY
9233 | 4229620701100 | "LARGE NEEDLE DRIVER, COMPATIBLE WITH DA VINCI XI" | GENERAL CONSUMABLES FOR: SURGICAL SUTURES, LAPRASCOPIC AND ROBOTIC SURGEONS SUPPLEMENTARY
9234 | 4229620701000 | "LARGE SUTURECUT NEEDLE DRIVER, COMPATIBLE WITH DA VINCI XI" | GENERAL CONSUMABLES FOR: SURGICAL SUTURES, LAPRASCOPIC AND ROBOTIC SURGEONS SUPPLEMENTARY
9235 | 4229620403200 | LONG TIP FORCEPS, COMPATIBLE WITH DA VINCI XI | GENERAL CONSUMABLES FOR: SURGICAL SUTURES, LAPRASCOPIC AND ROBOTIC SURGEONS SUPPLEMENTARY
9236 | 4229620300600 | MARYLAND BIPOLAR FORCEPS, COMPATIBLE WITH DA VINCI XI | GENERAL CONSUMABLES FOR: SURGICAL SUTURES, LAPRASCOPIC AND ROBOTIC SURGEONS SUPPLEMENTARY
9237 | 4229620101000 | "LARGE CLIP APPLIER, COMPATIBLE WITH DA VINCI XI" | GENERAL CONSUMABLES FOR: SURGICAL SUTURES, LAPRASCOPIC AND ROBOTIC SURGEONS SUPPLEMENTARY
9238 | 4229620101100 | MEDIUM-LARGE CLIP APPLIER, COMPATIBLE WITH DA VINCI XI | GENERAL CONSUMABLES FOR: SURGICAL SUTURES, LAPRASCOPIC AND ROBOTIC SURGEONS SUPPLEMENTARY
9239 | 4229620100600 | SMALL CLIP APPLIER, COMPATIBLE WITH DA VINCI XI | GENERAL CONSUMABLES FOR: SURGICAL SUTURES, LAPRASCOPIC AND ROBOTIC SURGEONS SUPPLEMENTARY
9240 | 4229620700900 | MEGA NEEDLE DRIVER, COMPATIBLE WITH DA VINCI XI | GENERAL CONSUMABLES FOR: SURGICAL SUTURES, LAPRASCOPIC AND ROBOTIC SURGEONS SUPPLEMENTARY
9241 | 4229620700800 | MEGA SUTURECUT NEEDLE DRIVER, COMPATIBLE WITH DA VINCI XI | GENERAL CONSUMABLES FOR: SURGICAL SUTURES, LAPRASCOPIC AND ROBOTIC SURGEONS SUPPLEMENTARY
9242 | 4229620300900 | MICRO BIPOLAR FORCEPS, COMPATIBLE WITH DA VINCI XI | GENERAL CONSUMABLES FOR: SURGICAL SUTURES, LAPRASCOPIC AND ROBOTIC SURGEONS SUPPLEMENTARY
9243 | 4229620800800 | MONOPOLAR CURVED SCISSORS (HOT SHEARS), COMPATIBLE WITH DA VINCI XI, REQUIRES TIP COVER ACCESSORY | GENERAL CONSUMABLES FOR: SURGICAL SUTURES, LAPRASCOPIC AND ROBOTIC SURGEONS SUPPLEMENTARY
9244 | 4229621100400 | MONOPOLAR ENERGY INSTRUMENT CORD (4 M), COMPATIBLE WITH DA VINCI XI | GENERAL CONSUMABLES FOR: SURGICAL SUTURES, LAPRASCOPIC AND ROBOTIC SURGEONS SUPPLEMENTARY
9245 | 4229620300500 | PERMANENT CAUTERY HOOK, COMPATIBLE WITH DA VINCI XI | GENERAL CONSUMABLES FOR: SURGICAL SUTURES, LAPRASCOPIC AND ROBOTIC SURGEONS SUPPLEMENTARY
9246 | 4229620300700 | PERMANENT CAUTERY SPATULA, COMPATIBLE WITH DA VINCI XI | GENERAL CONSUMABLES FOR: SURGICAL SUTURES, LAPRASCOPIC AND ROBOTIC SURGEONS SUPPLEMENTARY
9247 | 4229621000900 | POTTS SCISSORS, COMPATIBLE WITH DA VINCI XI | GENERAL CONSUMABLES FOR: SURGICAL SUTURES, LAPRASCOPIC AND ROBOTIC SURGEONS SUPPLEMENTARY
9248 | 4229620403000 | PROGRASP FORCEPS, COMPATIBLE WITH DA VINCI XI | GENERAL CONSUMABLES FOR: SURGICAL SUTURES, LAPRASCOPIC AND ROBOTIC SURGEONS SUPPLEMENTARY
9249 | 4229620403600 | RESANO FORCEPS, COMPATIBLE WITH DA VINCI XI | GENERAL CONSUMABLES FOR: SURGICAL SUTURES, LAPRASCOPIC AND ROBOTIC SURGEONS SUPPLEMENTARY
9250 | 4229621001000 | ROUND TIP SCISSORS, COMPATIBLE WITH DA VINCI XI | GENERAL CONSUMABLES FOR: SURGICAL SUTURES, LAPRASCOPIC AND ROBOTIC SURGEONS SUPPLEMENTARY
9251 | 4229620800300 | SMALL GRASPING RETRACTOR (SMALL GRAPTOR), COMPATIBLE WITH DA VINCI XI | GENERAL CONSUMABLES FOR: SURGICAL SUTURES, LAPRASCOPIC AND ROBOTIC SURGEONS SUPPLEMENTARY
9252 | 4229621601700 | STAPLER 45 BLUE RELOAD (3.5 MM, 6-ROW), COMPATIBLE WITH DA VINCI XI | GENERAL CONSUMABLES FOR: SURGICAL SUTURES, LAPRASCOPIC AND ROBOTIC SURGEONS SUPPLEMENTARY
9253 | 4229621601800 | STAPLER 45 GREEN RELOAD (4.3 MM, 4-ROW), COMPATIBLE WITH DA VINCI XI | GENERAL CONSUMABLES FOR: SURGICAL SUTURES, LAPRASCOPIC AND ROBOTIC SURGEONS SUPPLEMENTARY
9254 | 4229621601600 | STAPLER 45 WHITE RELOAD (2.5 MM, 6-ROW), COMPATIBLE WITH DA VINCI XI | GENERAL CONSUMABLES FOR: SURGICAL SUTURES, LAPRASCOPIC AND ROBOTIC SURGEONS SUPPLEMENTARY
9255 | 4229621101000 | STAPLER SUREFORM 45 CURVED-TIP STERILE ,COMPATIBLE WITH DA VINCI XI | GENERAL CONSUMABLES FOR: SURGICAL SUTURES, LAPRASCOPIC AND ROBOTIC SURGEONS SUPPLEMENTARY
9256 | 4229621601500 | SUREFORM 60 BLACK RELOAD (4.6 MM, 6-ROW), COMPATIBLE WITH DA VINCI XI | GENERAL CONSUMABLES FOR: SURGICAL SUTURES, LAPRASCOPIC AND ROBOTIC SURGEONS SUPPLEMENTARY
9257 | 4229621601300 | SUREFORM 60 BLUE RELOAD (3.5 MM, 6-ROW), COMPATIBLE WITH DA VINCI XI | GENERAL CONSUMABLES FOR: SURGICAL SUTURES, LAPRASCOPIC AND ROBOTIC SURGEONS SUPPLEMENTARY
9258 | 4229621601400 | SUREFORM 60 GREEN RELOAD (4.3 MM, 6-ROW), COMPATIBLE WITH DA VINCI XI | GENERAL CONSUMABLES FOR: SURGICAL SUTURES, LAPRASCOPIC AND ROBOTIC SURGEONS SUPPLEMENTARY
9259 | 4229621603100 | SUREFORM 60 INSTRUMENT, COMPATIBLE WITH DA VINCI XI, THIS PRODUCT REQUIRES SYSTEM SOFTWARE VERSION P8_D OR NEWER | GENERAL CONSUMABLES FOR: SURGICAL SUTURES, LAPRASCOPIC AND ROBOTIC SURGEONS SUPPLEMENTARY
9260 | 4229621605200 | SUREFORM 60 WHITE RELOAD (2.5 MM, 6-ROW), COMPATIBLE WITH DA VINCI XI | GENERAL CONSUMABLES FOR: SURGICAL SUTURES, LAPRASCOPIC AND ROBOTIC SURGEONS SUPPLEMENTARY
9261 | 4229620403100 | TENACULUM FORCEPS, COMPATIBLE WITH DA VINCI XI | GENERAL CONSUMABLES FOR: SURGICAL SUTURES, LAPRASCOPIC AND ROBOTIC SURGEONS SUPPLEMENTARY
9262 | 4229620403300 | TIP-UP FENESTRATED GRASPER, COMPATIBLE WITH DA VINCI XI | GENERAL CONSUMABLES FOR: SURGICAL SUTURES, LAPRASCOPIC AND ROBOTIC SURGEONS SUPPLEMENTARY
9263 | 4229621101100 | TRAY DAVINCI XI PROCEDURE 6 INSTRUMENTS, COMPATIBLE WITH DA VINCI XI | GENERAL CONSUMABLES FOR: SURGICAL SUTURES, LAPRASCOPIC AND ROBOTIC SURGEONS SUPPLEMENTARY
9264 | 4229621101200 | TRAY DAVINCI XI SINGLE STAPLER AND ACCESSORY, COMPATIBLE WITH DA VINCI XI | GENERAL CONSUMABLES FOR: SURGICAL SUTURES, LAPRASCOPIC AND ROBOTIC SURGEONS SUPPLEMENTARY
9265 | 4229621604100 | VESSEL SEALER EXTEND, COMPATIBLE WITH DA VINCI XI | GENERAL CONSUMABLES FOR: SURGICAL SUTURES, LAPRASCOPIC AND ROBOTIC SURGEONS SUPPLEMENTARY
9266 | 4229621602100 | "12 - 8 MM REDUCER (BOX OF 6) COMPATIBLE, WITH DA VINCI XI" | GENERAL CONSUMABLES FOR: SURGICAL SUTURES, LAPRASCOPIC AND ROBOTIC SURGEONS SUPPLEMENTARY
9267 | 4229621604800 | "12 MM AND STAPLER BLADELESS OBTURATOR, COMPATIBLE WITH DA VINCI XI" | GENERAL CONSUMABLES FOR: SURGICAL SUTURES, LAPRASCOPIC AND ROBOTIC SURGEONS SUPPLEMENTARY
9268 | 4229621604900 | "12 MM AND STAPLER BLADELESS OBTURATOR, LONG, COMPATIBLE WITH DA VINCI XI" | GENERAL CONSUMABLES FOR: SURGICAL SUTURES, LAPRASCOPIC AND ROBOTIC SURGEONS SUPPLEMENTARY
9269 | 4229621604600 | "12 MM AND STAPLER BLUNT OBTURATOR, COMPATIBLE WITH DA VINCI XI" | GENERAL CONSUMABLES FOR: SURGICAL SUTURES, LAPRASCOPIC AND ROBOTIC SURGEONS SUPPLEMENTARY
9270 | 4229621604700 | "12 MM AND STAPLER BLUNT OBTURATOR, LONG, COMPATIBLE WITH DA VINCI XI" | GENERAL CONSUMABLES FOR: SURGICAL SUTURES, LAPRASCOPIC AND ROBOTIC SURGEONS SUPPLEMENTARY
9271 | 4229621601900 | "12 MM AND STAPLER CANNULA (100 MM), COMPATIBLE WITH DA VINCI XI" | GENERAL CONSUMABLES FOR: SURGICAL SUTURES, LAPRASCOPIC AND ROBOTIC SURGEONS SUPPLEMENTARY
9272 | 4229621604200 | "12 MM AND STAPLER CANNULA SEAL (BOX OF 10), COMPATIBLE WITH DA VINCI XI" | GENERAL CONSUMABLES FOR: SURGICAL SUTURES, LAPRASCOPIC AND ROBOTIC SURGEONS SUPPLEMENTARY
9273 | 4229621602000 | "12 MM AND STAPLER CANNULA, LONG (150 MM), COMPATIBLE WITH DA VINCI XI" | GENERAL CONSUMABLES FOR: SURGICAL SUTURES, LAPRASCOPIC AND ROBOTIC SURGEONS SUPPLEMENTARY
9274 | 4229621604300 | "5 MM - 8 MM CANNULA SEAL, COMPATIBLE WITH DA VINCI XI" | GENERAL CONSUMABLES FOR: SURGICAL SUTURES, LAPRASCOPIC AND ROBOTIC SURGEONS SUPPLEMENTARY
9275 | 4229621203000 | "8 MM BLADELESS OBTURATOR (OPTICAL), COMPATIBLE WITH DA VINCI XI" | GENERAL CONSUMABLES FOR: SURGICAL SUTURES, LAPRASCOPIC AND ROBOTIC SURGEONS SUPPLEMENTARY
9276 | 4229621203100 | "8 MM BLADELESS OBTURATOR, LONG (OPTICAL), COMPATIBLE WITH DA VINCI XI" | GENERAL CONSUMABLES FOR: SURGICAL SUTURES, LAPRASCOPIC AND ROBOTIC SURGEONS SUPPLEMENTARY
9277 | 4229621202800 | "8 MM BLUNT OBTURATOR, COMPATIBLE WITH DA VINCI XI" | GENERAL CONSUMABLES FOR: SURGICAL SUTURES, LAPRASCOPIC AND ROBOTIC SURGEONS SUPPLEMENTARY
9278 | 4229621202900 | "8 MM BLUNT OBTURATOR, LONG COMPATIBLE WITH DA VINCI XI" | GENERAL CONSUMABLES FOR: SURGICAL SUTURES, LAPRASCOPIC AND ROBOTIC SURGEONS SUPPLEMENTARY
9279 | 4229621203200 | "8 MM CANNULA, COMPATIBLE WITH DA VINCI XI" | GENERAL CONSUMABLES FOR: SURGICAL SUTURES, LAPRASCOPIC AND ROBOTIC SURGEONS SUPPLEMENTARY
9280 | 4229621203300 | "8 MM CANNULA, LONG COMPATIBLE WITH DA VINCI XI" | GENERAL CONSUMABLES FOR: SURGICAL SUTURES, LAPRASCOPIC AND ROBOTIC SURGEONS SUPPLEMENTARY
9281 | 4229621602600 | "8 MM ENDOSCOPE STERILIZATION TRAY, COMPATIBLE WITH DA VINCI XI" | GENERAL CONSUMABLES FOR: SURGICAL SUTURES, LAPRASCOPIC AND ROBOTIC SURGEONS SUPPLEMENTARY
9282 | 4229621602200 | "8 MM ENDOSCOPE, 0 DEGREE, COMPATIBLE WITH DA VINCI XI" | GENERAL CONSUMABLES FOR: SURGICAL SUTURES, LAPRASCOPIC AND ROBOTIC SURGEONS SUPPLEMENTARY
9283 | 4229621602300 | "8 MM ENDOSCOPE, 30 DEGREE, COMPATIBLE WITH DA VINCI XI" | GENERAL CONSUMABLES FOR: SURGICAL SUTURES, LAPRASCOPIC AND ROBOTIC SURGEONS SUPPLEMENTARY
9284 | 4229621203400 | "8 MM FLARED/GROUNDED CANNULA, COMPATIBLE WITH DA VINCI XI" | GENERAL CONSUMABLES FOR: SURGICAL SUTURES, LAPRASCOPIC AND ROBOTIC SURGEONS SUPPLEMENTARY
9285 | 4229621104600 | "TIP COVER ACCESSORY, USED WITH MONOPOLAR CURVED SCISSORS, COMPATIBLE WITH DA VINCI" | GENERAL CONSUMABLES FOR: SURGICAL SUTURES, LAPRASCOPIC AND ROBOTIC SURGEONS SUPPLEMENTARY
9286 | 4229621104700 | "ENERGY ACTIVATION CABLE, FORCE TRIAD COMPATIBLE WITH DA VINCI" | GENERAL CONSUMABLES FOR: SURGICAL SUTURES, LAPRASCOPIC AND ROBOTIC SURGEONS SUPPLEMENTARY
9287 | 4231220165600 | "SUTURE, STERNAL WIRES, STAINLESS STEEL, MONOFILAMENT, NON-ABSORBABLE, SIZE 3, 48 MM ( +/- 1 MM ), 1/2 CIRCLE, TAPER CUT NEEDLE, 4-5 X 45-50 CM, STERILE" | GENERAL CONSUMABLES FOR: SURGICAL SUTURES, LAPRASCOPIC AND ROBOTIC SURGEONS SUPPLEMENTARY
9288 | 4232150100500 | "SUTURE, STERNAL WIRES, STAINLESS STEEL, MONOFILAMENT, NON-ABSORBABLE, SIZE 1, 25-26 MM ( +/- 1 MM ), 1/2 CIRCLE, REVERSE OR TAPER CUT NEEDLE, 4 X 45-50 CM, STERILE" | GENERAL CONSUMABLES FOR: SURGICAL SUTURES, LAPRASCOPIC AND ROBOTIC SURGEONS SUPPLEMENTARY
9289 | 4412161503500 | "STAPLER, LINEAR CUTTER, 45 MM, LONG ARTICULATING, SURFACE GRIPING TECHNOLOGY TO PREVENT TISSUE SLIPPAGE FOR IMPROVED HEMOSTASIS, 3 POINT GAP CONTROL FOR STRONG COMPRESSION, 420-460 MM, DISPOSABLE, STERILE" | GENERAL CONSUMABLES FOR: SURGICAL SUTURES, LAPRASCOPIC AND ROBOTIC SURGEONS SUPPLEMENTARY
9290 | 4412161503800 | "STAPLER, LINEAR CUTTER, 60 MM, COMPACT ARTICULATING, SURFACE GRIPING TECHNOLOGY TO PREVENT TISSUE SLIPPAGE FOR IMPROVED HEMOSTASIS, 3 POINT GAP CONTROL FOR STRONG COMPRESSION, 260-300 MM, DISPOSABLE, STERILE" | GENERAL CONSUMABLES FOR: SURGICAL SUTURES, LAPRASCOPIC AND ROBOTIC SURGEONS SUPPLEMENTARY
9291 | 4229290437100 | SUTURE, POLYGLACTIN 910, ANTIBACTERIAL (COATED TRICLOSAN), MULTIFILAMENT, ABSORBABLE, SIZE 0, 40 MM ( +/- 1 MM ), 1/2 CIRCLE, REVERSE CUTTING NEEDLE, 90-95 CM, VIOLET, STERILE | GENERAL CONSUMABLES FOR: SURGICAL SUTURES, LAPRASCOPIC AND ROBOTIC SURGEONS SUPPLEMENTARY
9292 | 4229290437200 | SUTURE, POLYGLACTIN 910, ANTIBACTERIAL (COATED TRICLOSAN), MULTIFILAMENT, ABSORBABLE, SIZE 2/0, 48 MM ( +/- 1 MM ), 1/2 CIRCLE, ROUND BODY NEEDLE, 70-75 CM, VIOLET, STERILE | GENERAL CONSUMABLES FOR: SURGICAL SUTURES, LAPRASCOPIC AND ROBOTIC SURGEONS SUPPLEMENTARY
9293 | 4229290437300 | SUTURE, POLYGLACTIN 910, MULTIFILAMENT, RAPID ABSORPTION, SIZE 5/0, 11-12 MM, 3/8 CIRCLE, MULTIPASS PRIME REVERSE CUTTING NEEDLE, 45-50 CM, UNDYED, STERILE | GENERAL CONSUMABLES FOR: SURGICAL SUTURES, LAPRASCOPIC AND ROBOTIC SURGEONS SUPPLEMENTARY
9294 | 4229290437400 | SUTURE, POLYGLACTIN 910, MULTIFILAMENT, RAPID ABSORPTION, SIZE 6/0, 11-12 MM, 3/8 CIRCLE, MULTIPASS PRIME REVERSE CUTTING NEEDLE, 45-50 CM, UNDYED, STERILE | GENERAL CONSUMABLES FOR: SURGICAL SUTURES, LAPRASCOPIC AND ROBOTIC SURGEONS SUPPLEMENTARY
9295 | 4229290437500 | SUTURE, POLIGLECAPRONE 25, ANTIBACTERIAL, MONOFILAMENT, ABSORBABLE, SIZE 4/0, 15-16 MM, 3/8 CIRCLE, PRIME REVERSE CUTTING NEEDLE, 70 CM, UNDYED, STERILE | GENERAL CONSUMABLES FOR: SURGICAL SUTURES, LAPRASCOPIC AND ROBOTIC SURGEONS SUPPLEMENTARY
9296 | 4231220168200 | "SUTURE, POLYDIOXANONE, MONOFILAMENT, ABSORBABLE, SIZE 5/0, 13-14 MM, 3/8 CIRCLE, ROUND BODY NEEDLE, 70-75 CM, GREEN, STERILE" | GENERAL CONSUMABLES FOR: SURGICAL SUTURES, LAPRASCOPIC AND ROBOTIC SURGEONS SUPPLEMENTARY
9297 | 4231220168300 | "SUTURE, POLYDIOXANONE, MONOFILAMENT, ABSORBABLE, SIZE 6/0, 13-14 MM, 3/8 CIRCLE, TAPER CUT DOUBLE ARM NEEDLE, 70-75 CM, GREEN, STERILE" | GENERAL CONSUMABLES FOR: SURGICAL SUTURES, LAPRASCOPIC AND ROBOTIC SURGEONS SUPPLEMENTARY
9298 | 4229290437600 | SUTURE, POLYPROPYLENE, MONOFILAMENT, NON-ABSORBABLE, SIZE 3/0, 25-26 MM, 1/2 CIRCLE, ROUND BODY DOUBLE ARM NEEDLE, 120 CM ( +/- 5 CM ), BLUE, STERILE | GENERAL CONSUMABLES FOR: SURGICAL SUTURES, LAPRASCOPIC AND ROBOTIC SURGEONS SUPPLEMENTARY
9299 | 4229290437700 | SUTURE, POLYPROPYLENE, MONOFILAMENT, NON-ABSORBABLE, SIZE 4/0, 19-20 MM, 3/8 CIRCLE, MULTIPASS PRIME REVERSE CUTTING NEEDLE, 45-50 CM, BLUE, STERILE | GENERAL CONSUMABLES FOR: SURGICAL SUTURES, LAPRASCOPIC AND ROBOTIC SURGEONS SUPPLEMENTARY
9300 | 4229290437800 | SUTURE, POLYPROPYLENE, MONOFILAMENT, NON-ABSORBABLE, SIZE 8/0, 6.5 MM, 3/8 CIRCLE, TUNGSTEN-RHENIUM ALLOY, TAPER POINT DOUBLE ARM NEEDLE, 60-65 CM, BLUE, STERILE | GENERAL CONSUMABLES FOR: SURGICAL SUTURES, LAPRASCOPIC AND ROBOTIC SURGEONS SUPPLEMENTARY
9301 | 4229290437900 | SUTURE, POLYESTER, MULTIFILAMENT, NON-ABSORBABLE, SIZE 3/0, 25-26 MM, 1/2 CIRCLE, ROUND BODY NEEDLE, 70-75 CM, BLUE OR GREEN, STERILE | GENERAL CONSUMABLES FOR: SURGICAL SUTURES, LAPRASCOPIC AND ROBOTIC SURGEONS SUPPLEMENTARY
9302 | 4229290438000 | SUTURE, POLYESTER, COATED SILICON OR POLYBUTILATE, MULTIFILAMENT, NON-ABSORBABLE, SIZE 5, 48 MM ( +/- 1 MM ), 1/2 CIRCLE, TAPER CUT NEEDLE, 4 X 70-75 CM, BLUE OR GREEN, STERILE | GENERAL CONSUMABLES FOR: SURGICAL SUTURES, LAPRASCOPIC AND ROBOTIC SURGEONS SUPPLEMENTARY
9303 | 4229290438100 | SUTURE, POLYESTER, COATED SILICON OR POLYBUTILATE, MULTIFILAMENT, NON-ABSORBABLE, SIZE 2/0, 17-18 MM, 1/2 CIRCLE, TAPER CUT DOUBLE ARM NEEDLE, WITH 7 X 3 MM FIRM PLEDGET, 8 X 70-75 CM, 4 BLUE OR GREEN AND 4 WHITE, STERILE | GENERAL CONSUMABLES FOR: SURGICAL SUTURES, LAPRASCOPIC AND ROBOTIC SURGEONS SUPPLEMENTARY
9304 | 4229290438200 | SUTURE, POLYESTER, COATED SILICON OR POLYBUTILATE, MULTIFILAMENT, NON-ABSORBABLE, SIZE 2/0, 19-20 MM, 1/2 CIRCLE, TAPER POINT DOUBLE ARM NEEDLE, WITH 3 X 7 MM FIRM PLEDGET, 70-75 CM, BLUE, STERILE | GENERAL CONSUMABLES FOR: SURGICAL SUTURES, LAPRASCOPIC AND ROBOTIC SURGEONS SUPPLEMENTARY
9305 | 4220341039200 | "SUTURE, POLYESTER, COATED SILICON OR POLYBUTILATE, MULTIFILAMENT, NON-ABSORBABLE, SIZE 2/0, 19-20 MM, 1/2 CIRCLE, TAPER POINT DOUBLE ARM NEEDLE, 10 X 70-75 CM, 5 BLUE OR GREEN & 5 WHITE, STERILE" | GENERAL CONSUMABLES FOR: SURGICAL SUTURES, LAPRASCOPIC AND ROBOTIC SURGEONS SUPPLEMENTARY
9306 | 4231220128200 | SUTURE, SILK, MULTIFILAMENT, NON-ABSORBABLE, SIZE 0, 31 MM ( +/- 1 MM ), 1/2 CIRCLE, CUTTING NEEDLE, 70-75 CM, STERILE | GENERAL CONSUMABLES FOR: SURGICAL SUTURES, LAPRASCOPIC AND ROBOTIC SURGEONS SUPPLEMENTARY
9307 | 4231220125600 | SUTURE, POLYGLYCONATE, MONOFILAMENT, ABSORBABLE, LOOP, SIZE 0, 48 MM ( +/- 1 MM ), 1/2 CIRCLE, TAPER POINT NEEDLE, 150 CM ( +/- 20 CM ), GREEN, STERILE | GENERAL CONSUMABLES FOR: SURGICAL SUTURES, LAPRASCOPIC AND ROBOTIC SURGEONS SUPPLEMENTARY
9308 | 4229290402900 | "SUTURE, POLYGLYCONATE, MONOFILAMENT, ABSORBABLE, LOOP, SIZE 1, 40 MM ( +/- 1 MM ), 1/2 CIRCLE, TAPER POINT NEEDLE, 150 CM ( +/- 20 CM ), GREEN, STERILE" | GENERAL CONSUMABLES FOR: SURGICAL SUTURES, LAPRASCOPIC AND ROBOTIC SURGEONS SUPPLEMENTARY
9309 | 4229290438300 | SUTURE, POLYBUTESTER, UNIDIRECTIONAL, DUAL ANGLE CUT, LOOP LOCK, MONOFILAMENT, NON-ABSORBABLE, SIZE 2/0, 37 MM ( +/- 1 MM ), 1/2 CIRCLE, TAPER POINT NEEDLE, 15 CM, BLUE, STERILE | GENERAL CONSUMABLES FOR: SURGICAL SUTURES, LAPRASCOPIC AND ROBOTIC SURGEONS SUPPLEMENTARY
9310 | 4229290438400 | SUTURE, POLYBUTESTER, UNIDIRECTIONAL, DUAL ANGLE CUT, LOOP LOCK, MONOFILAMENT, NON-ABSORBABLE, SIZE 3/0, 25-26 MM, 1/2 CIRCLE, TAPER POINT NEEDLE, 20-23 CM, BLUE, STERILE | GENERAL CONSUMABLES FOR: SURGICAL SUTURES, LAPRASCOPIC AND ROBOTIC SURGEONS SUPPLEMENTARY
9311 | 4220341044800 | "PLEDGET, PTFE, OVAL SHAPE, SIZE 3 X 6 MM FIRM, DISPOSABLE, STERILE" | GENERAL CONSUMABLES FOR: SURGICAL SUTURES, LAPRASCOPIC AND ROBOTIC SURGEONS SUPPLEMENTARY
9312 | 4229554402800 | "PLEDGET, PTFE, OVAL SHAPE, SIZE 3 X 6 MM SOFT, DISPOSABLE, STERILE" | GENERAL CONSUMABLES FOR: SURGICAL SUTURES, LAPRASCOPIC AND ROBOTIC SURGEONS SUPPLEMENTARY
9313 | 4229554404800 | PLEDGET, PTFE, OVAL SHAPE, SIZE 4.5 X 6 MM FIRM, DISPOSABLE, STERILE | GENERAL CONSUMABLES FOR: SURGICAL SUTURES, LAPRASCOPIC AND ROBOTIC SURGEONS SUPPLEMENTARY
9314 | 4229632101100 | SET, OFFICE, HYSTEROSCOPE, WITH INSTRUMENTS CHANNEL, INTEGRATED CAMERA AND LIGHT SOURCE, WITH ONE BIOPSY FORCEPS, DISPOSABLE, STERILE. | GENERAL CONSUMABLES FOR: SURGICAL SUTURES, LAPRASCOPIC AND ROBOTIC SURGEONS SUPPLEMENTARY
9315 | 4229163502800 | TROCAR, BLADELESS, OPTICAL, 3 X 60-65 MM, WITH OBTURATOR AND STABILITY SLEEVE, TRANSPARENT, DISPOSABLE, STERILE | GENERAL CONSUMABLES FOR: SURGICAL SUTURES, LAPRASCOPIC AND ROBOTIC SURGEONS SUPPLEMENTARY
9316 | 4229163502900 | TROCAR, BLADELESS, NON-OPTICAL, 3 X 45-50 MM, WITH OBTURATOR AND STABILITY SLEEVE, WITH SILICONE SUTURE FIXATION DEVICE, TRANSPARENT, DISPOSABLE, STERILE | GENERAL CONSUMABLES FOR: SURGICAL SUTURES, LAPRASCOPIC AND ROBOTIC SURGEONS SUPPLEMENTARY
9317 | 4229163503000 | TROCAR, BLADELESS, NON-OPTICAL, 3 X 60-65 MM, WITH OBTURATOR AND STABILITY SLEEVE, WITH SILICONE SUTURE FIXATION DEVICE, TRANSPARENT, DISPOSABLE, STERILE | GENERAL CONSUMABLES FOR: SURGICAL SUTURES, LAPRASCOPIC AND ROBOTIC SURGEONS SUPPLEMENTARY
9318 | 4229163503100 | TROCAR, BLADELESS, NON-OPTICAL, 3 X 70-75 MM, WITH OBTURATOR AND STABILITY SLEEVE, TRANSPARENT, DISPOSABLE, STERILE. | GENERAL CONSUMABLES FOR: SURGICAL SUTURES, LAPRASCOPIC AND ROBOTIC SURGEONS SUPPLEMENTARY
9319 | 4229163503200 | TROCAR, BLADELESS, NON-OPTICAL, 5 X 100 MM, WITH OBTURATOR AND STABILITY SLEEVE, TRANSPARENT, DISPOSABLE, STERILE. | GENERAL CONSUMABLES FOR: SURGICAL SUTURES, LAPRASCOPIC AND ROBOTIC SURGEONS SUPPLEMENTARY
9320 | 4229163503300 | TROCAR, BLADELESS, NON-OPTICAL, 5 X 150 MM, WITH OBTURATOR AND STABILITY SLEEVE, TRANSPARENT, DISPOSABLE, STERILE. | GENERAL CONSUMABLES FOR: SURGICAL SUTURES, LAPRASCOPIC AND ROBOTIC SURGEONS SUPPLEMENTARY
9321 | 4229163503400 | TROCAR, BLADELESS, NON-OPTICAL, 11 X 100 MM, WITH OBTURATOR AND STABILITY SLEEVE, TRANSPARENT, DISPOSABLE, STERILE | GENERAL CONSUMABLES FOR: SURGICAL SUTURES, LAPRASCOPIC AND ROBOTIC SURGEONS SUPPLEMENTARY
9322 | 4229163503500 | TROCAR, BLADELESS, NON-OPTICAL, 12 X 100 MM, WITH OBTURATOR AND STABILITY SLEEVE, TRANSPARENT, DISPOSABLE, STERILE | GENERAL CONSUMABLES FOR: SURGICAL SUTURES, LAPRASCOPIC AND ROBOTIC SURGEONS SUPPLEMENTARY
9323 | 4229163503600 | TROCAR, BLADELESS, NON-OPTICAL, 12 X 150 MM, WITH OBTURATOR AND STABILITY SLEEVE, TRANSPARENT, DISPOSABLE, STERILE | GENERAL CONSUMABLES FOR: SURGICAL SUTURES, LAPRASCOPIC AND ROBOTIC SURGEONS SUPPLEMENTARY
9324 | 4229163503700 | TROCAR, BLADELESS, NON-OPTICAL, 15 X 100 MM, WITH OBTURATOR AND STABILITY SLEEVE, TRANSPARENT, DISPOSABLE, STERILE | GENERAL CONSUMABLES FOR: SURGICAL SUTURES, LAPRASCOPIC AND ROBOTIC SURGEONS SUPPLEMENTARY
9325 | 4229163503800 | TROCAR, BLADELESS, NON-OPTICAL, 15 X 150 MM, WITH OBTURATOR AND STABILITY SLEEVE, TRANSPARENT, DISPOSABLE, STERILE | GENERAL CONSUMABLES FOR: SURGICAL SUTURES, LAPRASCOPIC AND ROBOTIC SURGEONS SUPPLEMENTARY
9326 | 4231200913200 | POWERED HANDLE, CLOSING/FIRING/OPENING ALL POWERED CONTROL, BUTTONS CONTROL, BATTERY SYSTEM, INTELLIGENT OVERLOAD PROTECTION TO MISFIRING ON OVERTHICK TISSUE, ACCOMMODATES BOTH LINEAR AND CIRCULAR SHAFT, DISPOSABLE, STERILE | GENERAL CONSUMABLES FOR: SURGICAL SUTURES, LAPRASCOPIC AND ROBOTIC SURGEONS SUPPLEMENTARY
9327 | 4231200913300 | POWERED HANDLE, CLOSING/FIRING/OPENING ALL POWERED CONTROL, BUTTONS CONTROL, BATTERY SYSTEM, INTELLIGENT OVERLOAD PROTECTION TO MISFIRING ON OVERTHICK TISSUE, ACCOMMODATES BOTH LINEAR AND CIRCULAR SHAFT, REUSABLE. | GENERAL CONSUMABLES FOR: SURGICAL SUTURES, LAPRASCOPIC AND ROBOTIC SURGEONS SUPPLEMENTARY
9328 | 4231200913400 | CIRCULAR SHAFT 29MM, LUMEN SIZE 20.6MM, CROSS-B STAPLE TITANIUM, 3 CLOSED STAPLE HIGHTS, WHITE 1.2MM, BLUE 1.5MM, GREEN 2.0MM, ANVIL TRI-LEAF LIKE DESIGN, COMPATIBLE WITH RE-USABLE POWERED HANDLE, CLOSING/FIRING/OPENING, AUTOMATIC 4MM OPENING, POWERED CONTROL, BUTTONS CONTROL, BATTERY SYSTEM, INTELLIGENT OVERLOAD PROTECTION TO MISFIRING ON OVERTHICK TISSUE, DISPOSABLE. STERILE. | GENERAL CONSUMABLES FOR: SURGICAL SUTURES, LAPRASCOPIC AND ROBOTIC SURGEONS SUPPLEMENTARY
9329 | 4231200913500 | CIRCULAR SHAFT 31MM, LUMEN SIZE 22.8MM, CROSS-B STAPLE TITANIUM, 3 CLOSED STAPLE HIGHTS, WHITE 1.2MM, BLUE 1.5MM, GREEN 2.0MM, ANVIL TRI-LEAF LIKE DESIGN, COMPATIBLE WITH RE-USABLE POWERED HANDLE, CLOSING/FIRING/OPENING, AUTOMATIC 4MM OPENING, POWERED CONTROL, BUTTONS CONTROL, BATTERY SYSTEM, INTELLIGENT OVERLOAD PROTECTION TO MISFIRING ON OVERTHICK TISSUE, DISPOSABLE. STERILE. | GENERAL CONSUMABLES FOR: SURGICAL SUTURES, LAPRASCOPIC AND ROBOTIC SURGEONS SUPPLEMENTARY
9330 | 4231200913600 | ENDOSCOPIC LINEAR CUTTER DRIVING 65-80 MM SHAFT, FIRING VISUAL SCALE FROM 0-60MM, MANUAL ROTATION HANDLE 55 DEGREES, COMPATIBLE WITH POWERED HANDLE, CLOSING/FIRING/OPENING ALL POWERED CONTROL, INTELLIGENT OVERLOAD PROTECTION, DISPOSABLE, STERILE. | GENERAL CONSUMABLES FOR: SURGICAL SUTURES, LAPRASCOPIC AND ROBOTIC SURGEONS SUPPLEMENTARY
9331 | 4231200913700 | ENDOSCOPIC LINEAR CUTTER DRIVING 155-180 MM SHAFT, FIRING VISUAL SCALE FROM 0-60MM, MANUAL ROTATION HANDLE 55 DEGREES, COMPATIBLE WITH POWERED HANDLE, CLOSING/FIRING/OPENING ALL POWERED CONTROL, INTELLIGENT OVERLOAD PROTECTION, DISPOSABLE, STERILE. | GENERAL CONSUMABLES FOR: SURGICAL SUTURES, LAPRASCOPIC AND ROBOTIC SURGEONS SUPPLEMENTARY
9332 | 4231200913800 | ENDOSCOPIC LINEAR CUTTER DRIVING 250-300 MM SHAFT, FIRING VISUAL SCALE FROM 0-60MM, MANUAL ROTATION HANDLE 55 DEGREES, COMPATIBLE WITH POWERED HANDLE, CLOSING/FIRING/OPENING ALL POWERED CONTROL, INTELLIGENT OVERLOAD PROTECTION, DISPOSABLE, STERILE. | GENERAL CONSUMABLES FOR: SURGICAL SUTURES, LAPRASCOPIC AND ROBOTIC SURGEONS SUPPLEMENTARY
9333 | 4231201102400 | RELOAD, 60MM CONVENTIONAL, TITANIUM, LEG OPEN HEIGHT 2.5-2.8 MM, DISPOSABLE BLADE, 55-60 DEGREE ANGULATION WITH A DUAL ARTICULATION COMPATIBLE WITH COMPLETE INTELLIGENT POWERED/CUSTOMIZED HANDLE/DRIVING UNIT, DISPOSABLE, STERILE. | GENERAL CONSUMABLES FOR: SURGICAL SUTURES, LAPRASCOPIC AND ROBOTIC SURGEONS SUPPLEMENTARY
9334 | 4231201102500 | RELOAD, 60MM CONVENTIONAL, TITANIUM, LEG OPEN HEIGHT 3.5-3.7 MM, DISPOSABLE BLADE, 55-60 DEGREE ANGULATION WITH A DUAL ARTICULATION COMPATIBLE WITH COMPLETE INTELLIGENT POWERED/CUSTOMIZED HANDLE/DRIVING UNIT, DISPOSABLE, STERILE. | GENERAL CONSUMABLES FOR: SURGICAL SUTURES, LAPRASCOPIC AND ROBOTIC SURGEONS SUPPLEMENTARY
9335 | 4231201102600 | RELOAD, 60MM CONVENTIONAL, TITANIUM, LEG OPEN HEIGHT 3.8-4.0 MM, DISPOSABLE BLADE, 55-60 DEGREE ANGULATION WITH A DUAL ARTICULATION COMPATIBLE WITH COMPLETE INTELLIGENT POWERED/CUSTOMIZED HANDLE/DRIVING UNIT, DISPOSABLE, STERILE. | GENERAL CONSUMABLES FOR: SURGICAL SUTURES, LAPRASCOPIC AND ROBOTIC SURGEONS SUPPLEMENTARY
9336 | 4231201102700 | RELOAD, 60MM CONVENTIONAL, TITANIUM, LEG OPEN HEIGHT 4.2-4.4 MM, DISPOSABLE BLADE, 55-60 DEGREE ANGULATION WITH A DUAL ARTICULATION COMPATIBLE WITH COMPLETE INTELLIGENT POWERED/CUSTOMIZED HANDLE/DRIVING UNIT, DISPOSABLE, STERILE. | GENERAL CONSUMABLES FOR: SURGICAL SUTURES, LAPRASCOPIC AND ROBOTIC SURGEONS SUPPLEMENTARY
9337 | 4231201102800 | RELOAD, 60MM CONVENTIONAL, TITANIUM, LEG OPEN HEIGHT 4.5-4.7 MM, DISPOSABLE BLADE, 55-60 DEGREE ANGULATION WITH A DUAL ARTICULATION COMPATIBLE WITH COMPLETE INTELLIGENT POWERED/CUSTOMIZED HANDLE/DRIVING UNIT, DISPOSABLE, STERILE. | GENERAL CONSUMABLES FOR: SURGICAL SUTURES, LAPRASCOPIC AND ROBOTIC SURGEONS SUPPLEMENTARY
9338 | 4229553800000 | REFLUX MANAGEMENT SYSTEM, 17 BEAD | GENERAL CONSUMABLES FOR: SURGICAL SUTURES, LAPRASCOPIC AND ROBOTIC SURGEONS SUPPLEMENTARY
9339 | 4231220312600 | SUTURE, POLYPROPYLENE, MONOFILAMENT, NON-ABSORBABLE, SIZE 10/0, 5.5 MM, STRAIGHT SPATULATED NEEDLE, 30 CM, BLUE, STERILE | GENERAL CONSUMABLES FOR: SURGICAL SUTURES, LAPRASCOPIC AND ROBOTIC SURGEONS SUPPLEMENTARY
9340 | 4229290438500 | SUTURE, POLYGLYCONATE, UNIDIRECTIONAL, DUAL ANGLE CUT, LOOP LOCK, MONOFILAMENT, ABSORBABLE, SIZE 2/0, 26-27 MM, 1/2 CIRCLE, TAPER POINT NEEDLE, 30 CM, VIOLET, STERILE | GENERAL CONSUMABLES FOR: SURGICAL SUTURES, LAPRASCOPIC AND ROBOTIC SURGEONS SUPPLEMENTARY
9341 | 4229290438600 | SUTURE, POLYGLYCONATE, UNIDIRECTIONAL, DUAL ANGLE CUT, LOOP LOCK, MONOFILAMENT, ABSORBABLE, SIZE 3/0, 25-26 MM, 1/2 CIRCLE, TAPER POINT NEEDLE, 20-23 CM, VIOLET, STERILE | GENERAL CONSUMABLES FOR: SURGICAL SUTURES, LAPRASCOPIC AND ROBOTIC SURGEONS SUPPLEMENTARY
9342 | 4229490807400 | INSTRUMENT, GRASPER, ARTICULATING STYLE, FLEX, WAVY, 5MM, 30-35 CM, DISPOSABLE, STERILE | GENERAL CONSUMABLES FOR: SURGICAL SUTURES, LAPRASCOPIC AND ROBOTIC SURGEONS SUPPLEMENTARY
9343 | 4214310110000 | "LAPAROSCOPIC BIPOLAR BLUNT COAGULATOR 5 MM SUCTION/IRRIGATION DEVICE, 32 T0 44 CM LONG ELECTRODE, WITH SIDE HOLES SUCTION AND HANDLE, PROVIDED WITH SUCTION/IRRIGATION TUBING, AND UNIVERSAL CABLE, DISPOSABLE, STERILE" | GENERAL CONSUMABLES FOR: SURGICAL SUTURES, LAPRASCOPIC AND ROBOTIC SURGEONS SUPPLEMENTARY
9344 | 4229514320000 | "TISSUE SEALER, BIPOLAR, FOR LAPAROSCOPIC, 5 MM, WITH FENESTRATED CURVED JAWS, USED FOR GRASPING, COAGULATION, DISSECTION AND CUTTING, 33-37 CM LONG, PROVIDED WITH NECESSARY CABLE AND UNIVERSAL ADAPTOR, DISPOSABLE, STERILE" | GENERAL CONSUMABLES FOR: SURGICAL SUTURES, LAPRASCOPIC AND ROBOTIC SURGEONS SUPPLEMENTARY
9345 | 4231201001700 | "STAPLER, ROTICULATOR, TRANSVERSE ANASTOMOSIS (TA), 30 X 3.5-3.8, DISPOSABLE, STERILE" | GENERAL CONSUMABLES FOR: SURGICAL SUTURES, LAPRASCOPIC AND ROBOTIC SURGEONS SUPPLEMENTARY
9346 | 4231201001800 | "STAPLER, ROTICULATOR, TRANSVERSE ANASTOMOSIS (TA), 30 X 4.5-4.8, DISPOSABLE, STERILE" | GENERAL CONSUMABLES FOR: SURGICAL SUTURES, LAPRASCOPIC AND ROBOTIC SURGEONS SUPPLEMENTARY
9347 | 4231201001900 | "STAPLER, ROTICULATOR, TRANSVERSE ANASTOMOSIS (TA), 55 X 3.5-3.8, DISPOSABLE, STERILE" | GENERAL CONSUMABLES FOR: SURGICAL SUTURES, LAPRASCOPIC AND ROBOTIC SURGEONS SUPPLEMENTARY
9348 | 4229496600000 | CATHETER FOR CHOLANGIOGRAM DUAL LUMEN NON-RADIOPAQUE CATHETER 3-5 FRENCH DIAMETER WITH RIBBED BALLOON NEAR THE TIP AND CURVED TIP INTRODU CER FOR LAPAROSCOPIC CHOLANGIOGRAM DISPOSABLE STERILE | GENERAL CONSUMABLES FOR: SURGICAL SUTURES, LAPRASCOPIC AND ROBOTIC SURGEONS SUPPLEMENTARY
9349 | 4227191506600 | INNER CANNULA , WITH TWIST LOCK MECHANISM, USED WITH TRACHEOSTOMY XLT SIZE 6.0 SINGLE USE STERILE, DISPOSABLE | ANESTHSIA AND RESPIRATORY SUPPLEMENTARY
9350 | 4227191506700 | INNER CANNULA , WITH TWIST LOCK MECHANISM, USED WITH TRACHEOSTOMY XLT SIZE 7.0 SINGLE USE STERILE, DISPOSABLE | ANESTHSIA AND RESPIRATORY SUPPLEMENTARY
9351 | 4227191544100 | INNER CANNULA , WITH TWIST LOCK MECHANISM, USED WITH TRACHEOSTOMY XLT SIZE 5.0 SINGLE USE STERILE, DISPOSABLE | ANESTHSIA AND RESPIRATORY SUPPLEMENTARY
9352 | 4227191544200 | INNER CANNULA , WITH TWIST LOCK MECHANISM, USED WITH TRACHEOSTOMY XLT SIZE 8.0 SINGLE USE STERILE, DISPOSABLE | ANESTHSIA AND RESPIRATORY SUPPLEMENTARY
9353 | 4227151526600 | TRANSPORT VENTILATOR CIRCUIT KIT SINGLE LUMEN WITH PEEP VALVE 5-20 CMH2O AND PRESSURE MONITORING LINE, SINGLE PATIENT USE COMPATIBLE WITH EP PLUS DEMAND VERSION PARAPAC VENTILATOR OR EQUIVALENT | ANESTHSIA AND RESPIRATORY SUPPLEMENTARY
9354 | 4110623101500 | CASSETTE FOR RAPID INFUSER WITH 3-SPIKE DISPOSABLE SET, MEDICAL GRADE STAINLESS STEEL RINGS WITHIN THE STERILE FLUID PATH, HEAT EXCHANGER, PATIENT LINE WITH INJECTION PORT120 ML RESERVOIR WITH 250-MICRON COARSE BLOOD FILTER, ALUMINUM-FREE, COMPATIBLE WITH BELMONT OR EQUIVALENT | ANESTHSIA AND RESPIRATORY SUPPLEMENTARY
9355 | 4200014100100 | SENSOR, BODY POSITIONAL SENSOR / COMPATIBLE WITH ALICE 6 POLYSOMNOGRAPHY | ANESTHSIA AND RESPIRATORY SUPPLEMENTARY
9356 | 4219000085000 | HYPERTHERMIA KIT WITH 4.4 LITER RESERVOIR, MEDICAL GRADE STAINLESS STEEL RINGS WITHIN THE STERILE FLUID PATH, HEAT EXCHANGER, DOUBLE LUMEN PATIENT LINE WITH (2) TEMPERATURE PROBES,, ALUMINUM-FREE, COMPATIBLE WITH HYPERTHERMIA PUMP OR EQUIVALENT | ANESTHSIA AND RESPIRATORY SUPPLEMENTARY
9357 | 4224180802800 | SACROILIAC JOINT ABLATION AND PULSED RADIOFREQUENCY PROBE WITH 3 ELECTRODES. COMPATIBLE WITH ABBOTT IONIC FR GENERATOR DISPOSABLE | ANESTHSIA AND RESPIRATORY SUPPLEMENTARY
9358 | 4227150513600 | PEDIATRIC SINGLE HEATED BREATHING CIRCUIT WITH HUMIDIFICATION CHAMBER, WATER TRAP AND PRESSURE LINE. COMPATIBLE WITH DEAS HYDRALTIS HUMIDIFER OR EQUIVALENT.LENGTH 1.50M. HEATING ELEMENT INSERTED IN THE SPIRAL OF THE TUBING. INSULATED TEMPERATURE PORT. TUBE FOR HUMIDIFIER CONNECTION. NON CONDUCTIVE. LATEX FREE. PHTHALATES FREE. INCLUDES ALL ACCESSORIES. | ANESTHSIA AND RESPIRATORY SUPPLEMENTARY
9359 | 4227180605300 | MESH NEBULIZER KIT FOR AIRICU. MESH NEBULIZER CHAMBER WITH MOUTHPIECE INCLUDES MEDICATION CUP WITH 8 ML CAPACITY, OXYGEN TUBE AND TWO DIFFERENT SIZES OF FACE MASK. COMPATIBLE WITH AIRICU OR EQUIVALENT | ANESTHSIA AND RESPIRATORY SUPPLEMENTARY
9360 | 4227191544600 | MASK NASAL PEDIATRIC (SILICONE/GEL), VENTED, SIZE EXTRA SMALL WITH STRAP AND SWIVEL, ADJUSTABLE FOREHEAD SUPPORT, ADJUSTABLE MOLD DISPOSABLE FOR CPAP/BIPAP MACHINE. | ANESTHSIA AND RESPIRATORY SUPPLEMENTARY
9361 | 4227200401900 | MEDIUM STYLET FOR VIDEO INTUBATION BLADE PRE-SHAPED DISPOSABLE COMPATIBLE WITH VERATHON SYSTEM OR EQUIVALENT | ANESTHSIA AND RESPIRATORY SUPPLEMENTARY
9362 | 4227250067000 | BRONCHOSCOPE DISPOSABLE FLEXIBLE SIZE 2.8 WITHOUT WORKING CHANNEL , LENGTH 566M STERILE COMPATIBLE WITH GLIDESCOPE VERATHON MONITOR OR EQUIVALENT | ANESTHSIA AND RESPIRATORY SUPPLEMENTARY
9363 | 4227250067100 | CATHETER CENTRAL VENOUS COMPLETE KIT ANTI-MICROBIAL, CONTAINS: DOUBLE LUMEN CATHETER 4 FR X 8CM - GUIDE WIRE (UNKINKABLE) NOT LESS THAN 40CM WITH SOFT TIP AND END J- TIP EXTENSION LINE CLAMPS FENESTRATED DRAPE ADHESIVE NOT LESS THAN 40X60 CM WITH 7-10CM FENESTRATION- CATHETER CONTAIN CLAMP- SCALPEL NUMBER 11 NOT LESS THAN FOUR GAUZE 4X4 NOT LESS THAN TWO 2X2 SUTURE BRAIDED SILK WITH STRAIGHT NEEDLE TISSUE DILATOR INJECTION NEEDLE 25G SYRINGE 3ML LUER LOCK SYRINGE 5ML LUER SLIP INTRODUCER NEEDLE 21 GA CATHETER 22 GA X NOT LESS THAN 4.0CM RADIOPAQUE WITH INTRODUCER NEEDLE WITH 5 ML LUER-SLIP SYRINGE DISPOSABLE STERILE. | ANESTHSIA AND RESPIRATORY SUPPLEMENTARY
9364 | 4227250067200 | CATHETER CENTRAL VENOUS COMPLETE KIT, ANTI-MICROBIAL, CONTAINS: DOUBLE LUMEN CATHETER 4 FR X 5CM - GUIDE WIRE (UNKINKABLE) NOT LESS THAN 40CM WITH SOFT TIP AND END J- TIP EXTENSION LINE CLAMPS FENESTRATED DRAPE ADHESIVE NOT LESS THAN 40X60 CM WITH 7-10CM FENESTRATION- CATHETER CONTAIN CLAMP- SCALPEL NUMBER 11 NOT LESS THAN FOUR GAUZE 4X4" NOT LESS THAN TWO 2X2" SUTURE BRAIDED SILK WITH STRAIGHT NEEDLE TISSUE DILATOR INJECTION NEEDLE 25G SYRINGE 3ML LUER LOCK SYRINGE 5ML LUER SLIP INTRODUCER NEEDLE 21 GA CATHETER 22 GA X NOT LESS THAN 4.0CM RADIOPAQUE WITH INTRODUCER NEEDLE WITH 5 ML LUER-SLIP SYRINGE DISPOSABLE STERILE. | ANESTHSIA AND RESPIRATORY SUPPLEMENTARY
9365 | 4227250067300 | CATHETER CENTRAL VENOUS COMPLETE KIT, ANTI-MICROBIAL, CONTAINS: DOUBLE LUMEN CATHETER 4 FR X 13CM - GUIDE WIRE (UNKINKABLE) NOT LESS THAN 40CM WITH SOFT TIP AND END J- TIP EXTENSION LINE CLAMPS FENESTRATED DRAPE ADHESIVE NOT LESS THAN 40X60 CM WITH 7-10CM FENESTRATION- CATHETER CONTAIN CLAMP- SCALPEL NUMBER 11 NOT LESS THAN FOUR GAUZE 4X4" NOT LESS THAN TWO 2X2" SUTURE BRAIDED SILK WITH STRAIGHT NEEDLE TISSUE DILATOR INJECTION NEEDLE 25G SYRINGE 3ML LUER LOCK SYRINGE 5ML LUER SLIP INTRODUCER NEEDLE 21 GA CATHETER 22 GA X NOT LESS THAN 4.0CM RADIOPAQUE WITH INTRODUCER NEEDLE WITH 5 ML LUER-SLIP SYRINGE DISPOSABLE STERILE. | ANESTHSIA AND RESPIRATORY SUPPLEMENTARY
9366 | 4227250067400 | RESERVOIR AND CASSETTE FULL SET FOR RAPID INFUSER CONTAINS CASSETTE MEDICAL GRADE STAINLESS STEEL RINGS WITHIN THE STERILE FLUID PATH, HEAT EXCHANGER, PATIENT LINE WITH INJECTION PORT AND 3.0 L RESERVOIR WITH 160-MICRON MICROAGGREGATE BLOOD TRANSFUSION FILTER, ALUMINUM-FREE, ,COMPATIBLE WITH BELMONT OR EQUIVALENT | ANESTHSIA AND RESPIRATORY SUPPLEMENTARY
9367 | 4228190001900 | ADULT CURE WRAP WATER WARNING WITH A SOFT MESH, SECURED VIA PRESSURE SENSITIVE ADHESIVESTRIPS WHICH ADHERE TO THE GARMENT AND NOT THE PATIENT ,SIZE ADULT SINGLE USE COMPATIBLE WITH CRITICOOL OR EQUIVALENT | ANESTHSIA AND RESPIRATORY SUPPLEMENTARY
9368 | 4228190002000 | PEDIATRIC MD CURE WRAP WATER WARNING WITH A SOFT MESH, SECURED VIA PRESSURE SENSITIVE ADHESIVESTRIPS WHICH ADHERE TO THE GARMENT AND NOT THE PATIENT ,SIZE PEDIATRIC ,SINGLE USE COMPATIBLE WITH CRITICOOL OR EQUIVALENT | ANESTHSIA AND RESPIRATORY SUPPLEMENTARY
9369 | 4228190002100 | PEDIATRIC XL CURE WRAP WATER WARNING WITH A SOFT MESH, SECURED VIA PRESSURE SENSITIVE ADHESIVESTRIPS WHICH ADHERE TO THE GARMENT AND NOT THE PATIENT , FOR PEDICATRIC EXTRA LARG ,SINGLE USE COMPATIBLE WITH CRITICOOL OR EQUIVALENT | ANESTHSIA AND RESPIRATORY SUPPLEMENTARY
9370 | 4228190002200 | INFANT CURE WRAP WATER WARNING WITH A SOFT MESH, SECURED VIA PRESSURE SENSITIVE ADHESIVESTRIPS WHICH ADHERE TO THE GARMENT AND NOT THE PATIENT ,SIZE INFANT SINGLE USE COMPATIBLE WITH CRITICOOL OR EQUIVALENT | ANESTHSIA AND RESPIRATORY SUPPLEMENTARY
9371 | 4228190002300 | INFANT CURE WRAP WATER WARNING WITH A SOFT MESH, SECURED VIA PRESSURE SENSITIVE ADHESIVESTRIPS WHICH ADHERE TO THE GARMENT AND NOT THE PATIENT , SIZE INFANT EXTRA SMALL, SINGLE USE COMPATIBLE WITH CRITICOOL OR EQUIVALENT | ANESTHSIA AND RESPIRATORY SUPPLEMENTARY
9372 | 4218232600700 | CAP, FOR EEG, MADE OF FABRIC MATERIAL, UNIVERSAL CONNECTION TO FIT ALL NEUROPHYSIOLOGY MACHINES, REUSABLE, ASSORTED SIZES | NEUROSCIENCES CONSUMABLES SUPPLEMENTARY
9373 | 4214252307700 | NEEDLE, HYPODERMIC NEEDLE ELECTRODE, FOR EMG GUIDED MEDICATIONS INJECTION, IT SHOULD BE COMPATIBLE WITH LUER LOCK SYRINGES, ASSORTED SIZES | NEUROSCIENCES CONSUMABLES SUPPLEMENTARY
9374 | 4220344707600 | REVASCULARIZATION DEVICE, FOR NEURO VASCULAR, CLOSED CELL, HAS VISIBLE PROXIMAL AND DISTAL RADIOPAQUE MARKERS, ASSORTED SIZES, LENGTH NOT MORE THAN 20 MM, COMPATIBLE WITH 0.017 MICROCATHETER, STERILE. | NEUROSCIENCES CONSUMABLES SUPPLEMENTARY
9375 | 4218154202400 | ELECTRODES, SURFACE, 4 DISCS, WITH LEADS, PRE-GELLED, FOR EMG AND NCS AND IOM, CONNECTION MUST BE UNIVERSAL TO FIT ALL NEUROPHYSIOLOGY MACHINES, DISPOSABLE, ASSORTED SIZES | NEUROSCIENCES CONSUMABLES SUPPLEMENTARY
9376 | 4218230005400 | OBTURATOR, MAKES A TUNNEL FOR ELECTRODE WIRES THROUGH SURGICAL SITE, 200 CM (+/- 10 CM), REUSABLE, STERILE | NEUROSCIENCES CONSUMABLES SUPPLEMENTARY
9377 | 4218230001300 | DRILL GUIDE BLOCK, FOR DEPTH ELECTRODES PLACEMENT, COMPATIBLE WITH LEKSELL FRAME, REUSABLE | NEUROSCIENCES CONSUMABLES SUPPLEMENTARY
9378 | 4111220600400 | ELECTRODES, CUP, FOR EEG, DISPOSABLE, ASSORTED LENGTH | NEUROSCIENCES CONSUMABLES SUPPLEMENTARY
9379 | 4218232603700 | ELECTRODES, CUP, FOR EEG, MRI COMPATIBLE, DISPOSABLE, ASSORTED LENGTHS | NEUROSCIENCES CONSUMABLES SUPPLEMENTARY
9380 | 4218232603400 | ELECTRODES, CUP, FOR EEG, GOLD PLATED, 10 MM DISC WITH 2 MM HOLE, REUSABLE, ASSORTED LENGHTS | NEUROSCIENCES CONSUMABLES SUPPLEMENTARY
9381 | 4218232603600 | ELECTRODES, CUP, FOR EEG, GOLD PLATED, 6 MM DISC WITH 1.5 MM HOLE, REUSABLE, ASSORTED LENGTHS | NEUROSCIENCES CONSUMABLES SUPPLEMENTARY
9382 | 4218230002000 | ELECTRODES, GROUND, STRAP TYPE, CONNECTION MUST BE UNIVERSAL TO FIT ALL NEUROPHYSIOLOGY MACHINES, REUSABLE, ASSORTED SIZES | NEUROSCIENCES CONSUMABLES SUPPLEMENTARY
9383 | 4218230001900 | ELECTRODES, GROUND, DISC TYPE, MADE OF STAINLESS STEEL, CONNECTION MUST BE UNIVERSAL TO FIT ALL NEUROPHYSIOLOGY MACHINES, REUSABLE, ASSORTED SIZES | NEUROSCIENCES CONSUMABLES SUPPLEMENTARY
9384 | 4218154202300 | ELECTRODES, TAB TYPE, ADHESIVE, FOR NCS AND EMG RECORDING AND STIMULATION, DISPOSABLE, ASSORTED SIZES | NEUROSCIENCES CONSUMABLES SUPPLEMENTARY
9385 | 4218154201800 | NEEDLE, EMG NEEDLE, MONOPOLAR, CABLES MUST BE PROVIDED FREE OF CHARGE, DISPOSABLE, STERILE, ASSORTED SIZES | NEUROSCIENCES CONSUMABLES SUPPLEMENTARY
9386 | 4214320900300 | NEEDLE, EMG NEEDLE, MONOPOLAR, WITH LEAD WIRE ATTACHED, CONNECTION MUST BE UNIVERSAL TO FIT ALL NEUROPHYSIOLOGY MACHINES, DISPOSABLE, STERILE, ASSORTED SIZES | NEUROSCIENCES CONSUMABLES SUPPLEMENTARY
9387 | 4218154202600 | NEEDLE, EMG NEEDLE, SINGLE FIBER, CABLES MUST BE PROVIDED FREE OF CHARGE, DISPOSABLE, STERILE, ASSORTED SIZES | NEUROSCIENCES CONSUMABLES SUPPLEMENTARY
9388 | 4229517107100 | STIMULATION PROBE, MONOPOLAR, FOR NERVES STIMULATION, CONNECTION MUST BE UNIVERSAL TO FIT ALL NEUROPHYSIOLOGY MACHINES, DISPOSABLE, STERILE | NEUROSCIENCES CONSUMABLES SUPPLEMENTARY
9389 | 4218230001400 | ELECTRODE, EPIDURAL SPINAL, FOR D-WAVE RECORDING DURING EVOKED POTENTIAL MONITORING, CONNECTION MUST BE UNIVERSAL TO FIT ALL NEUROPHYSIOLOGY MACHINES, DISPOSABLE, ASSORTED SIZES | NEUROSCIENCES CONSUMABLES SUPPLEMENTARY
9390 | 4218230005900 | STIMULATION PROBE, BALL TIP, FOR NERVES STIMULATION, CONNECTION MUST BE UNIVERSAL TO FIT ALL NEUROPHYSIOLOGY MACHINES, DISPOSABLE, STERILE | NEUROSCIENCES CONSUMABLES SUPPLEMENTARY
9391 | 4218230006100 | STIMULATION PROBE, CONCENTRIC, ADJUSTABLE TIP, FOR NERVES STIMULATION, CONNECTION MUST BE UNIVERSAL TO FIT ALL NEUROPHYSIOLOGY MACHINES, DISPOSABLE, STERILE | NEUROSCIENCES CONSUMABLES SUPPLEMENTARY
9392 | 4218230006000 | STIMULATION PROBE, BIPOLAR, FOR NERVES STIMULATION, CONNECTION MUST BE UNIVERSAL TO FIT ALL NEUROPHYSIOLOGY MACHINES, DISPOSABLE, STERILE | NEUROSCIENCES CONSUMABLES SUPPLEMENTARY
9393 | 4218230006400 | STIMULATION PROBE, FLUSH TIP, FOR NERVES STIMULATION, CONNECTION MUST BE UNIVERSAL TO FIT ALL NEUROPHYSIOLOGY MACHINES, DISPOSABLE, STERILE | NEUROSCIENCES CONSUMABLES SUPPLEMENTARY
9394 | 4218230006500 | STIMULATION PROBE, RIGHT ANGLED DOUBLE HOOK, FOR NERVES STIMULATION, CONNECTION MUST BE UNIVERSAL TO FIT ALL NEUROPHYSIOLOGY MACHINES, DISPOSABLE, STERILE | NEUROSCIENCES CONSUMABLES SUPPLEMENTARY
9395 | 4218230006300 | STIMULATION PROBE, DOUBLE HOOK, FOR NERVES STIMULATION, CONNECTION MUST BE UNIVERSAL TO FIT ALL NEUROPHYSIOLOGY MACHINES, DISPOSABLE, STERILE | NEUROSCIENCES CONSUMABLES SUPPLEMENTARY
9396 | 4218230006600 | STIMULATION PROBE, TRIPLE HOOK, FOR NERVES STIMULATION, CONNECTION MUST BE UNIVERSAL TO FIT ALL NEUROPHYSIOLOGY MACHINES, DISPOSABLE, STERILE | NEUROSCIENCES CONSUMABLES SUPPLEMENTARY
9397 | 4218230002700 | ELECTRODES, SUBDERMAL NEEDLE ELECTRODES, SINGLE, FOR INTRA OPERATIVE MONITORING, MADE OF STAINLESS STEEL, CONNECTION MUST BE UNIVERSAL TO FIT ALL NEUROPHYSIOLOGY MACHINES, DISPOSABLE, ASSORTED SIZE | NEUROSCIENCES CONSUMABLES SUPPLEMENTARY
9398 | 4218230002800 | ELECTRODES, SUBDERMAL NEEDLE ELECTRODES, TWISTED PAIR, FOR INTRA OPERATIVE MONITORING, MADE OF STAINLESS STEEL, CONNECTION MUST BE UNIVERSAL TO FIT ALL NEUROPHYSIOLOGY MACHINES, DISPOSABLE, ASSORTED SIZE | NEUROSCIENCES CONSUMABLES SUPPLEMENTARY
9399 | 4229543500500 | EAR TIPS, MADE OF FOAM, USED WITH INSERT TIP STIMULATORS, FOR BRAIN STEM AUDITORY RESPONSES, DISPOSABLE, ASSORTED SIZES | NEUROSCIENCES CONSUMABLES SUPPLEMENTARY
9400 | 4218154202500 | ELECTRODE, EMG NEEDLE ELECTRODE, PAIRED, FOR INTRAOPERATIVE FACIAL NERVE MONITORING, CONNECTION MUST BE UNIVERSAL TO FIT ALL NEUROPHYSIOLOGY MACHINES, DISPOSABLE, ASSORTED SIZE | NEUROSCIENCES CONSUMABLES SUPPLEMENTARY
9401 | 4218230001600 | ELECTRODE, SPHENOIDAL NEEDLE ELECTRODE, SINGLE, CONNECTION MUST BE UNIVERSAL TO FIT ALL NEUROPHYSIOLOGY MACHINES, DISPOSABLE, ASSORTED SIZES | NEUROSCIENCES CONSUMABLES SUPPLEMENTARY
9402 | 4218230001700 | ELECTRODE, SUBDERMAL NEEDLE ELECTRODE, 90 DEGREE, FOR INTRA OPERATIVE MONITORING, CONNECTION MUST BE UNIVERSAL TO FIT ALL NEUROPHYSIOLOGY MACHINES, DISPOSABLE, ASSORTED SIZE | NEUROSCIENCES CONSUMABLES SUPPLEMENTARY
9403 | 4218230006200 | STIMULATION PROBE, DISSECTING, CONNECTION MUST BE UNIVERSAL TO FIT ALL NEUROPHYSIOLOGY MACHINES, REUSABLE, ASSORTED SIZES | NEUROSCIENCES CONSUMABLES SUPPLEMENTARY
9404 | 4218230001500 | ELECTRODE, OCULOMOTOR NEEDLE ELECTRODE, BIPOLAR, CONNECTION MUST BE UNIVERSAL TO FIT ALL NEUROPHYSIOLOGY MACHINES, DISPOSABLE, STERILE, ASSORTED SIZE | NEUROSCIENCES CONSUMABLES SUPPLEMENTARY
9405 | 4218230001800 | ELECTRODE, SUBDERMAL NEEDLE ELECTRODE, CORKSCREW TYPE, CONNECTION MUST BE UNIVERSAL TO FIT ALL NEUROPHYSIOLOGY MACHINES, DISPOSABLE, STERILE, ASSORTED SIZE | NEUROSCIENCES CONSUMABLES SUPPLEMENTARY
9406 | 4229493302100 | PROBE, MONOPOLAR, MAPPING AND SUCTION, CONNECTION MUST BE UNIVERSAL TO FIT ALL NEUROPHYSIOLOGY MACHINES, DISPOSABLE, STERILE, ASSORTED SIZES | NEUROSCIENCES CONSUMABLES SUPPLEMENTARY
9407 | 4229610032900 | IMPLANTABLE PULSE GENERATOR, NON RECHARGEABLE, FOR DEEP BRAIN STIMULATION, MRI COMPATIBLE | NEUROSCIENCES CONSUMABLES SUPPLEMENTARY
9408 | 4229610033000 | IMPLANTABLE PULSE GENERATOR, RECHARGEABLE, FOR DEEP BRAIN STIMULATION, MRI COMPATIBLE | NEUROSCIENCES CONSUMABLES SUPPLEMENTARY
9409 | 4218230004900 | LEADS, DIRECTIONAL, FOR DEEP BRAIN STIMULATION, MRI COMPATIBLE, ASSORTED SIZES | NEUROSCIENCES CONSUMABLES SUPPLEMENTARY
9410 | 4218230004700 | LEAD EXTENSIONS, FOR DEEP BRAIN STIMULATION, ASSORTED SIZES | NEUROSCIENCES CONSUMABLES SUPPLEMENTARY
9411 | 4218230000000 | TUNNELERS, FOR DEEP BRAIN STIMULATION, ASSORTED SIZES | NEUROSCIENCES CONSUMABLES SUPPLEMENTARY
9412 | 4229610027800 | BURR HOLE COVER KIT, FOR DEEP BRAIN STIMULATION | NEUROSCIENCES CONSUMABLES SUPPLEMENTARY
9413 | 4218230005500 | PATIENT PROGRAMMER, FOR DEEP BRAIN STIMULATION | NEUROSCIENCES CONSUMABLES SUPPLEMENTARY
9414 | 4218230000500 | CLINICIAN PROGRAMMER, FOR DEEP BRAIN STIMULATION | NEUROSCIENCES CONSUMABLES SUPPLEMENTARY
9415 | 4218230005300 | NON IMPLANTABLE EXTERNAL PULSE GENERATOR, FOR TESTING PURPOSE, FOR DEEP BRAIN STIMULATION | NEUROSCIENCES CONSUMABLES SUPPLEMENTARY
9416 | 4218230004300 | EXTERNAL PATIENT RECHARGING SYSTEM, FOR DEEP BRAIN STIMULATOR | NEUROSCIENCES CONSUMABLES SUPPLEMENTARY
9417 | 4218230000100 | TRIAL CABLE, FOR DEEP BRAIN STIMULATION, INTRAOPERATIVE TESTING, DISPOSABLE, STERILE, ASSORTED SIZES | NEUROSCIENCES CONSUMABLES SUPPLEMENTARY
9418 | 4229552200100 | VAGAL NERVE STIMULATOR DEVICE, IMPLANTABLE, THE SYSTEM CONTAINS LEAD AND TUNNELER TO STIMULATE VAGUS NERVE | NEUROSCIENCES CONSUMABLES SUPPLEMENTARY
9419 | 4229552200000 | ACCESSORY PACK, FOR VAGAL NERVE STIMULATOR | NEUROSCIENCES CONSUMABLES SUPPLEMENTARY
9420 | 4214250420700 | NEEDLE, BRAIN BIOPSY NEEDLE, FOR STEREOTACTIC GUIDED PROCEDURES, STAINLESS STEEL, DISPOSABLE, STERILE, ASSORTED SIZES | NEUROSCIENCES CONSUMABLES SUPPLEMENTARY
9421 | 4218230003400 | ELECTRODES, SUBDURAL STRIP ELECTRODES, PLATINUM, 4 CONTACTS, ASSORTED CONFIGURATIONS, CABLES WITH UNIVERSAL CONNECTION TO FIT ALL NEUROPHYSIOLOGY MACHINES, DISPOSABLE, STERILE | NEUROSCIENCES CONSUMABLES SUPPLEMENTARY
9422 | 4218230003500 | ELECTRODES, SUBDURAL STRIP ELECTRODES, PLATINUM, 6 CONTACTS, ASSORTED CONFIGURATIONS, CABLES WITH UNIVERSAL CONNECTION TO FIT ALL NEUROPHYSIOLOGY MACHINES, DISPOSABLE, STERILE | NEUROSCIENCES CONSUMABLES SUPPLEMENTARY
9423 | 4218230003700 | ELECTRODES, SUBDURAL STRIP ELECTRODES, PLATINUM, 8 CONTACTS, ASSORTED CONFIGURATIONS, CABLES WITH UNIVERSAL CONNECTION TO FIT ALL NEUROPHYSIOLOGY MACHINES, DISPOSABLE, STERILE | NEUROSCIENCES CONSUMABLES SUPPLEMENTARY
9424 | 4218230003000 | ELECTRODES, SUBDURAL STRIP ELECTRODES, PLATINUM, 10 CONTACTS, ASSORTED CONFIGURATIONS, CABLES WITH UNIVERSAL CONNECTION TO FIT ALL NEUROPHYSIOLOGY MACHINES, DISPOSABLE, STERILE | NEUROSCIENCES CONSUMABLES SUPPLEMENTARY
9425 | 4218231901300 | ELECTRODES, SUBDURAL GRID, PLATINUM, 8 CONTACTS, ASSORTED CONFIGURATIONS, CABLES WITH UNIVERSAL CONNECTION TO FIT ALL NEUROPHYSIOLOGY MACHINES, DISPOSABLE, STERILE | NEUROSCIENCES CONSUMABLES SUPPLEMENTARY
9426 | 4218231901000 | ELECTRODES, SUBDURAL GRID, PLATINUM, 16 CONTACTS, ASSORTED CONFIGURATIONS, CABLES WITH UNIVERSAL CONNECTION TO FIT ALL NEUROPHYSIOLOGY MACHINES, DISPOSABLE, STERILE | NEUROSCIENCES CONSUMABLES SUPPLEMENTARY
9427 | 4218231901200 | ELECTRODES, SUBDURAL GRID, PLATINUM, 32 CONTACTS, ASSORTED CONFIGURATIONS, CABLES WITH UNIVERSAL CONNECTION TO FIT ALL NEUROPHYSIOLOGY MACHINES, DISPOSABLE, STERILE | NEUROSCIENCES CONSUMABLES SUPPLEMENTARY
9428 | 4218230002900 | ELECTRODES, SUBDURAL GRID ELECTRODES, PLATINUM, 64 CONTACTS, ASSORTED CONFIGURATIONS, CABLES WITH UNIVERSAL CONNECTION TO FIT ALL NEUROPHYSIOLOGY MACHINES, DISPOSABLE, STERILE | NEUROSCIENCES CONSUMABLES SUPPLEMENTARY
9429 | 4218230002500 | ELECTRODES, STEREOTACTIC DEPTH ELECTRODE, WITH ANCHORS AND BOLTS, PLATINUM, 6 CONTACTS, ASSORTED CONFIGURATIONS, CABLES WITH UNIVERSAL CONNECTION TO FIT ALL NEUROPHYSIOLOGY MACHINES, DISPOSABLE, STERILE | NEUROSCIENCES CONSUMABLES SUPPLEMENTARY
9430 | 4218230002600 | ELECTRODES, STEREOTACTIC DEPTH ELECTRODE, WITH ANCHORS AND BOLTS, PLATINUM, 8 CONTACTS, ASSORTED CONFIGURATIONS, CABLES WITH UNIVERSAL CONNECTION TO FIT ALL NEUROPHYSIOLOGY MACHINES, DISPOSABLE, STERILE | NEUROSCIENCES CONSUMABLES SUPPLEMENTARY
9431 | 4218230002100 | ELECTRODES, STEREOTACTIC DEPTH ELECTRODE, WITH ANCHORS AND BOLTS, PLATINUM, 10 CONTACTS, ASSORTED CONFIGURATIONS, CABLES WITH UNIVERSAL CONNECTION TO FIT ALL NEUROPHYSIOLOGY MACHINES, DISPOSABLE, STERILE | NEUROSCIENCES CONSUMABLES SUPPLEMENTARY
9432 | 4218230002200 | ELECTRODES, STEREOTACTIC DEPTH ELECTRODE, WITH ANCHORS AND BOLTS, PLATINUM, 12 CONTACTS, ASSORTED CONFIGURATIONS, CABLES WITH UNIVERSAL CONNECTION TO FIT ALL NEUROPHYSIOLOGY MACHINES, DISPOSABLE, STERILE | NEUROSCIENCES CONSUMABLES SUPPLEMENTARY
9433 | 4218230002300 | ELECTRODES, STEREOTACTIC DEPTH ELECTRODE, WITH ANCHORS AND BOLTS, PLATINUM, 14 CONTACTS, ASSORTED CONFIGURATIONS, CABLES WITH UNIVERSAL CONNECTION TO FIT ALL NEUROPHYSIOLOGY MACHINES, DISPOSABLE, STERILE | NEUROSCIENCES CONSUMABLES SUPPLEMENTARY
9434 | 4218230004200 | ELECTRODES, SUBDURAL, DUAL SIDED INTERHEMISPHERIC ELECTRODES, PLATINUM, 8 CONTACTS, ASSORTED CONFIGURATIONS, CABLES WITH UNIVERSAL CONNECTION TO FIT ALL NEUROPHYSIOLOGY MACHINES, DISPOSABLE, STERILE | NEUROSCIENCES CONSUMABLES SUPPLEMENTARY
9435 | 4218230003800 | ELECTRODES, SUBDURAL, DUAL SIDED INTERHEMISPHERIC ELECTRODES, PLATINUM, 12 CONTACTS, ASSORTED CONFIGURATIONS, CABLES WITH UNIVERSAL CONNECTION TO FIT ALL NEUROPHYSIOLOGY MACHINES, DISPOSABLE, STERILE | NEUROSCIENCES CONSUMABLES SUPPLEMENTARY
9436 | 4218230003900 | ELECTRODES, SUBDURAL, DUAL SIDED INTERHEMISPHERIC ELECTRODES, PLATINUM, 16 CONTACTS, ASSORTED CONFIGURATIONS, CABLES WITH UNIVERSAL CONNECTION TO FIT ALL NEUROPHYSIOLOGY MACHINES, DISPOSABLE, STERILE | NEUROSCIENCES CONSUMABLES SUPPLEMENTARY
9437 | 4218230004000 | ELECTRODES, SUBDURAL, DUAL SIDED INTERHEMISPHERIC ELECTRODES, PLATINUM, 20 CONTACTS, ASSORTED CONFIGURATIONS, CABLES WITH UNIVERSAL CONNECTION TO FIT ALL NEUROPHYSIOLOGY MACHINES, DISPOSABLE, STERILE | NEUROSCIENCES CONSUMABLES SUPPLEMENTARY
9438 | 4218230004100 | ELECTRODES, SUBDURAL, DUAL SIDED INTERHEMISPHERIC ELECTRODES, PLATINUM, 32 CONTACTS, ASSORTED CONFIGURATIONS, CABLES WITH UNIVERSAL CONNECTION TO FIT ALL NEUROPHYSIOLOGY MACHINES, DISPOSABLE, STERILE | NEUROSCIENCES CONSUMABLES SUPPLEMENTARY
9439 | 4218230000900 | CONNECTION SYSTEM, FOR ELECTRODES, LIGHTWEIGHT, FLEXIBLE, 4 CONTACTS, ASSORTED CONFIGURATIONS | NEUROSCIENCES CONSUMABLES SUPPLEMENTARY
9440 | 4218230001000 | CONNECTION SYSTEM, FOR ELECTRODES, LIGHTWEIGHT, FLEXIBLE, 6 CONTACTS, ASSORTED CONFIGURATIONS | NEUROSCIENCES CONSUMABLES SUPPLEMENTARY
9441 | 4218230001200 | CONNECTION SYSTEM, FOR ELECTRODES, LIGHTWEIGHT, FLEXIBLE, 8 CONTACTS, ASSORTED CONFIGURATIONS | NEUROSCIENCES CONSUMABLES SUPPLEMENTARY
9442 | 4218230000600 | CONNECTION SYSTEM, FOR ELECTRODES, LIGHTWEIGHT, FLEXIBLE, 12 CONTACTS, ASSORTED CONFIGURATIONS | NEUROSCIENCES CONSUMABLES SUPPLEMENTARY
9443 | 4218230000700 | CONNECTION SYSTEM, FOR ELECTRODES, LIGHTWEIGHT, FLEXIBLE, 16 CONTACTS, ASSORTED CONFIGURATIONS | NEUROSCIENCES CONSUMABLES SUPPLEMENTARY
9444 | 4218230000800 | CONNECTION SYSTEM, FOR ELECTRODES, LIGHTWEIGHT, FLEXIBLE, 32 CONTACTS, ASSORTED CONFIGURATIONS | NEUROSCIENCES CONSUMABLES SUPPLEMENTARY
9445 | 4218230001100 | CONNECTION SYSTEM, FOR ELECTRODES, LIGHTWEIGHT, FLEXIBLE, 64 CONTACTS, ASSORTED CONFIGURATIONS | NEUROSCIENCES CONSUMABLES SUPPLEMENTARY
9446 | 4229230700400 | WRENCH, FOR PLACEMENT AND REMOVAL OF ANCHOR BOLTS, 25 CM (+/- 2 CM), REUSABLE | NEUROSCIENCES CONSUMABLES SUPPLEMENTARY
9447 | 4218230004500 | INSERTION STAR ARRAY ELECTRODES, FOR DEEP BRAIN STIMULATION, COMPATIBLE WITH MICROELECTRODE RECORDING MACHINE, DISPOSABLE, STERILE, ASSORTED SIZES | NEUROSCIENCES CONSUMABLES SUPPLEMENTARY
9448 | 4218230004800 | LEAD INSERTION TUBE, WITH STYLET, FOR DEEP BRAIN STIMULATION, COMPATIBLE WITH MICROELECTRODE RECORDING MACHINE, DISPOSABLE, STERILE, ASSORTED SIZES | NEUROSCIENCES CONSUMABLES SUPPLEMENTARY
9449 | 4218230005000 | LEADS, WITH CANNULA AND CABLES, FOR DEEP BRAIN STIMULATION, COMPATIBLE WITH MICROELECTRODE RECORDING MACHINE, DISPOSABLE, STERILE | NEUROSCIENCES CONSUMABLES SUPPLEMENTARY
9450 | 4229510011100 | INSERTS, TO FIT FIXATION POSTS, COMPATIBLE WITH LEKSELL FRAME, DISPOSABLE | NEUROSCIENCES CONSUMABLES SUPPLEMENTARY
9451 | 4218230000300 | CANNULA SLEEVE GUIDE, SLOTTED, FOR DEPTH ELECTRODES PLACEMENT, COMPATIBLE WITH LEKSELL FRAME, REUSABLE | NEUROSCIENCES CONSUMABLES SUPPLEMENTARY
9452 | 4218230000400 | CANNULA, TWO PIECE, SLOTTED, FOR DEPTH ELECTRODES PLACEMENT, COMPATIBLE WITH LEKSELL FRAME, REUSABLE, ASSORTED SIZES | NEUROSCIENCES CONSUMABLES SUPPLEMENTARY
9453 | 4218230005700 | RULER, CHANNELED, FOR DEPTH ELECTRODES PLACEMENT, COMPATIBLE WITH LEKSELL FRAME, REUSABLE | NEUROSCIENCES CONSUMABLES SUPPLEMENTARY
9454 | 4218230700000 | FIXATION PIN, USED TO ATTACH THE HEAD FRAME TO THE PATIENT'S HEAD, COMPATIBLE WITH STEREOTACTIC SYSTEM, DISPOSABLE, STERILE, ASSORTED SIZES | NEUROSCIENCES CONSUMABLES SUPPLEMENTARY
9455 | 4218230005800 | RULER, USED TO MEASURE THE SIZE OF FIXATION PINS, DISPOSABLE, STERILE | NEUROSCIENCES CONSUMABLES SUPPLEMENTARY
9456 | 4229515700300 | POSITIONING HEAD BAND, WITH OPEN FACE DESIGN, VELCRO CLOSURE, COMPATIBLE WITH STEREOTACTIC SYSTEM, DISPOSABLE, STERILE | NEUROSCIENCES CONSUMABLES SUPPLEMENTARY
9457 | 4229660100200 | DRILL KIT, FOR STEREOTACTIC FRAME USE, INCLUDES DRILL STOPS AND ADJUSTMENT WRENCHES, DISPOSABLE | NEUROSCIENCES CONSUMABLES SUPPLEMENTARY
9458 | 4218230004600 | DRILL GUIDE AND PLACEMENT WRENCH, FOR DEPTH ELECTRODES PLACEMENT, REUSABLE | NEUROSCIENCES CONSUMABLES SUPPLEMENTARY
9459 | 4229360300600 | NEURO SHUNTS VALVE, VENTRICULAR, PROGRAMMABLE, BURR HOLE TYPE, ASSORTED SIZES AND PRESSURES AS PER HOSPITAL REQUEST, DISPOSABLE, STERILE. | NEUROSCIENCES CONSUMABLES SUPPLEMENTARY
9460 | 4229551201100 | NEURO SHUNTS VALVE, VENTRICULAR, PROGRAMMABLE, SIDE-INLET TYPE, ASSORTED SIZES AND PRESSURES AS PER HOSPITAL REQUEST, DISPOSABLE, STERILE. | NEUROSCIENCES CONSUMABLES SUPPLEMENTARY
9461 | 4229551203500 | LUMBO-PERITONEAL SHUNT VALVE, PROGRAMMABLE, ASSORTED SIZES AND PRESSURES AS PER HOSPITAL REQUEST, DISPOSABLE, STERILE. | NEUROSCIENCES CONSUMABLES SUPPLEMENTARY
9462 | 4218230005600 | PROGRAMMER, FOR NEURO SHUNT VALVES | NEUROSCIENCES CONSUMABLES SUPPLEMENTARY
9463 | 4229545303300 | ANTI-SIPHON DEVICE, FOR NEURO SHUNT VALVE, DISPOSABLE, STERILE, ASSORTED SIZES | NEUROSCIENCES CONSUMABLES SUPPLEMENTARY
9464 | 4229560106000 | NEURO SHUNTS VALVE, BURR HOLE TYPE, ASSORTED PRESSURES AND SIZES AS PER HOSPITAL REQUEST, DISPOSABLE, STERILE. | NEUROSCIENCES CONSUMABLES SUPPLEMENTARY
9465 | 4229360300400 | NEURO SHUNTS VALVE, SIDE-INLET TYPE, ASSORTED PRESSURES AND SIZES AS PER HOSPITAL REQUEST, DISPOSABLE, STERILE. | NEUROSCIENCES CONSUMABLES SUPPLEMENTARY
9466 | 4229551203400 | LUMBO-PERITONEAL SHUNT VALVE, ASSORTED PRESSURES AND SIZES AS PER HOSPITAL REQUEST, DISPOSABLE, STERILE | NEUROSCIENCES CONSUMABLES SUPPLEMENTARY
9467 | 4229560100300 | NEURO INTRAVENTRICULAR CATHETER, ANTIBIOTIC-IMPREGNATED, ASSORTED SIZES AND ANGLES AS PER HOSPITAL REQUEST, DISPOSABLE, STERILE. | NEUROSCIENCES CONSUMABLES SUPPLEMENTARY
9468 | 4229610003300 | NEURO INTRAVENTRICULAR CATHETER, STANDARD, ASSORTED SIZES AND ANGLES AS PER HOSPITAL REQUEST, DISPOSABLE, STERILE. | NEUROSCIENCES CONSUMABLES SUPPLEMENTARY
9469 | 4229560108700 | NEURO PERITONEAL CATHETER, FOR CEREBRAL SPINAL FLUID, ANTIBIOTIC-IMPREGNATED, ASSORTED SIZES AS PER HOSPITAL REQUEST, DISPOSABLE, STERILE. | NEUROSCIENCES CONSUMABLES SUPPLEMENTARY
9470 | 4229560113800 | NEURO PERITONEAL CATHETER, FOR CEREBRAL SPINAL FLUID, ASSORTED SIZES AS PER HOSPITAL REQUEST, DISPOSABLE, STERILE. | NEUROSCIENCES CONSUMABLES SUPPLEMENTARY
9471 | 4229163502700 | NEURO SPLIT TROCAR, FOR PLACEMENT OF THE SHUNT CATHETER IN BOTH THE VENTRICLE AND PERITONEUM, DISPOSABLE, STERILE. | NEUROSCIENCES CONSUMABLES SUPPLEMENTARY
9472 | 4229560100200 | NEURO CATHETER PASSER, ADULT SIZES, ASSORTED AS PER HOSPITAL REQUEST, DISPOSABLE, STERILE | NEUROSCIENCES CONSUMABLES SUPPLEMENTARY
9473 | 4229560100100 | NEURO CATHETER PASSER, PEDIATRIC SIZES, ASSORTED AS PER HOSPITAL REQUEST, DISPOSABLE, STERILE. | NEUROSCIENCES CONSUMABLES SUPPLEMENTARY
9474 | 4229380100500 | NEURO CATHETER PASSER, ASSORTED AS PER HOSPITAL REQUEST, REUSABLE | NEUROSCIENCES CONSUMABLES SUPPLEMENTARY
9475 | 4229560111000 | VENTRICULAR RESERVOIR, FOR CEREBRAL SPINAL FLUID, BURR HOLE TYPE, ASSORTED SIZES AS PER HOSPITAL REQUEST, DISPOSABLE, STERILE. | NEUROSCIENCES CONSUMABLES SUPPLEMENTARY
9476 | 4231170400400 | VENTRICULAR RESERVOIR, FOR CEREBRAL SPINAL FLUID, NON BURR HOLE TYPE, ASSORTED SIZES AS PER HOSPITAL REQUEST, DISPOSABLE, STERILE. | NEUROSCIENCES CONSUMABLES SUPPLEMENTARY
9477 | 4229560104600 | CONNECTOR, NON METAL, Y SHAPED, FOR PROXIMAL AND DISTAL SHUNT CATHETER, DISPOSABLE, STERILE | NEUROSCIENCES CONSUMABLES SUPPLEMENTARY
9478 | 4229560104800 | CONNECTOR, NON METAL STRAIGHT, FOR PROXIMAL AND DISTAL SHUNT CATHETER, DISPOSABLE, STERILE | NEUROSCIENCES CONSUMABLES SUPPLEMENTARY
9479 | 4229560201700 | EXTERNAL DRAINAGE SYSTEM, NEURO, WITH VENTRICULAR CATHETER, FOR DRAINING CEREBROSPINAL FLUID, DISPOSABLE, STERILE. | NEUROSCIENCES CONSUMABLES SUPPLEMENTARY
9480 | 4229610003600 | DRAINAGE BAG REPLACEMENT, COMPATIBLE WITH HOSPITALS DRAINAGE SYSTEM, DISPOSABLE | NEUROSCIENCES CONSUMABLES SUPPLEMENTARY
9481 | 4229560103700 | NEURO VENTRICULAR CATHETER, ANTIBIOTIC-IMPREGNATED, FOR EXTERNALLY DRAINING CEREBROSPINAL FLUID, ASSORTED SIZES AND ANGLES AS PER HOSPITAL REQUEST, DISPOSABLE, STERILE. | NEUROSCIENCES CONSUMABLES SUPPLEMENTARY
9482 | 4229560110200 | TUBE, EXTERNAL DRAINAGE, CEREBROSPINAL FLUID (CSF) LUMBOPERITONEAL SHUNT, DISPOSABLE, STERILE | NEUROSCIENCES CONSUMABLES SUPPLEMENTARY
9483 | 4214160103100 | CRANIAL ACCESS KIT, FOR NEURO EXTERNAL DRAINAGE SYSTEM, DISPOSABLE, STERILE | NEUROSCIENCES CONSUMABLES SUPPLEMENTARY
9484 | 4229352001800 | SUCTION TIPS, ULTRA MALLEABLE, DISPOSABLE, STERILE, ASSORTED SIZES | NEUROSCIENCES CONSUMABLES SUPPLEMENTARY
9485 | 4218230005200 | NAVIGATION PATIENT TRACKER, DISPOSABLE, STERILE | NEUROSCIENCES CONSUMABLES SUPPLEMENTARY
9486 | 4218230000200 | NAVIGATION POINTER NEURO, DISPOSABLE, STERILE | NEUROSCIENCES CONSUMABLES SUPPLEMENTARY
9487 | 4229610007600 | NAVIGATED BIOPSY NEEDLE, DISPOSABLE | NEUROSCIENCES CONSUMABLES SUPPLEMENTARY
9488 | 4229610007800 | NAVIGATED SHUNT PLACEMENT NEEDLE, NON INVASIVE, DISPOSABLE | NEUROSCIENCES CONSUMABLES SUPPLEMENTARY
9489 | 4229610001400 | REFLECTIVE SPHERES, FOR NEURO NAVIGATION, DISPOSABLE, STERILE | NEUROSCIENCES CONSUMABLES SUPPLEMENTARY
9490 | 4214210500400 | TRANSDUCER KIT INTRACRANIAL PRESSURE BOTH SUBDURAL AND INTRA PARENCHYMAL PRESSURE MONITORING DISPOSABLE STERILE | NEUROSCIENCES CONSUMABLES SUPPLEMENTARY
9491 | 4218191900200 | SKULL BOLT KIT, PLASTIC, CONSISTS OF ICP TRANSDUCER WITH A TUOHY-BORST ADAPTER, ONE ADULT AND ONE PEDIATRIC SKULL BOLT WITH SPACING WASHERS, AND A DISPOSABLE ICP SCREW HANDLE. | NEUROSCIENCES CONSUMABLES SUPPLEMENTARY
9492 | 4229560101400 | VENTRICULAR CATHETER KIT, CONSISTS OF ICP TRANSDUCER, VENTRICULAR CATHETER WITH FEMALE LUER LOCK CONNECTOR, A TUOHY-BORST ADAPTER WITH DRAINAGE PORT, A SPLIT TROCAR, 10-GUAGE VENTRICULAR NEEDLE AND A STYLET. | NEUROSCIENCES CONSUMABLES SUPPLEMENTARY
9493 | 4229610000700 | DURAL PATCH, FOR NEURO SURGERY DURAL REPAIR, ONLAY, DERIVED FROM BOVINE, SIZE: 1 X 1 INCH (+/- 0.5 INCH), STERILE | NEUROSCIENCES CONSUMABLES SUPPLEMENTARY
9494 | 4229610302300 | DURAL PATCH, FOR NEURO SURGERY DURAL REPAIR, ONLAY, DERIVED FROM BOVINE, SIZE: 1 X 3 INCH (+/- 0.5 INCH), STERILE | NEUROSCIENCES CONSUMABLES SUPPLEMENTARY
9495 | 4229610303600 | DURAL PATCH, FOR NEURO SURGERY DURAL REPAIR, ONLAY, DERIVED FROM BOVINE, SIZE: 2 X 2 INCH (+/- 0.5 INCH), STERILE | NEUROSCIENCES CONSUMABLES SUPPLEMENTARY
9496 | 4229610303700 | DURAL PATCH, FOR NEURO SURGERY DURAL REPAIR, ONLAY, DERIVED FROM BOVINE, SIZE: 3 X 3 INCH (+/- 0.7 INCH), STERILE | NEUROSCIENCES CONSUMABLES SUPPLEMENTARY
9497 | 4229552508600 | DURAL PATCH, FOR NEURO SURGERY DURAL REPAIR, ONLAY, DERIVED FROM BOVINE, SIZE: 4 X 5 INCH (+/- 1 INCH), STERILE | NEUROSCIENCES CONSUMABLES SUPPLEMENTARY
9498 | 4229610032600 | DURAL PATCH, FOR NEURO SURGERY DURAL REPAIR, SUTURABLE, DERIVED FROM BOVINE, SIZE: 1 X 1 INCH (+/- 0.5 INCH), STERILE | NEUROSCIENCES CONSUMABLES SUPPLEMENTARY
9499 | 4229610001700 | DURAL PATCH, FOR NEURO SURGERY DURAL REPAIR, SUTURABLE, DERIVED FROM BOVINE, SIZE: 1 X 3 INCH (+/- 0.5 INCH), STERILE | NEUROSCIENCES CONSUMABLES SUPPLEMENTARY
9500 | 4229610301400 | DURAL PATCH, FOR NEURO SURGERY DURAL REPAIR, SUTURABLE, DERIVED FROM BOVINE, SIZE: 2 X 2 INCH (+/- 0.5 INCH), STERILE | NEUROSCIENCES CONSUMABLES SUPPLEMENTARY
9501 | 4229610001000 | DURAL PATCH, FOR NEURO SURGERY DURAL REPAIR, SUTURABLE, DERIVED FROM BOVINE, SIZE: 3 X 3 INCH (+/- 0.7 INCH), STERILE | NEUROSCIENCES CONSUMABLES SUPPLEMENTARY
9502 | 4229610032700 | DURAL PATCH, FOR NEURO SURGERY DURAL REPAIR, SUTURABLE, DERIVED FROM BOVINE, SIZE: 4 X 5 INCH (+/- 1 INCH), STERILE | NEUROSCIENCES CONSUMABLES SUPPLEMENTARY
9503 | 4229610032800 | DURAL SUBSTITUTE, FOR NEURO SURGERY DURAL REPAIR, SYNTHETIC, SUTURABLE, SIZE: 1 X 1 INCH (+/- 0.5 INCH), STERILE. | NEUROSCIENCES CONSUMABLES SUPPLEMENTARY
9504 | 4229610304300 | DURAL SUBSTITUTE, FOR NEURO SURGERY DURAL REPAIR, SYNTHETIC, SUTURABLE, SIZE: 2 X 2 INCH (+/- 0.5 INCH), STERILE. | NEUROSCIENCES CONSUMABLES SUPPLEMENTARY
9505 | 4229610002500 | DURAL SUBSTITUTE, FOR NEURO SURGERY DURAL REPAIR, SYNTHETIC, SUTURABLE, SIZE: 3 X 3 INCH (+/- 0.7 INCH), STERILE, STERILE. | NEUROSCIENCES CONSUMABLES SUPPLEMENTARY
9506 | 4229610304200 | DURAL SUBSTITUTE, FOR NEURO SURGERY DURAL REPAIR, SYNTHETIC, SUTURABLE, SIZE: 4 X 5 INCH (+/- 1 INCH), STERILE. | NEUROSCIENCES CONSUMABLES SUPPLEMENTARY
9507 | 4229610100300 | CLIPS, ANEURYSM CLIPS, PERMANENT, MINI, ASSORTED SIZES | NEUROSCIENCES CONSUMABLES SUPPLEMENTARY
9508 | 4229610100700 | CLIPS, ANEURYSM CLIPS, PERMANENT, STANDARD, ASSORTED SIZES | NEUROSCIENCES CONSUMABLES SUPPLEMENTARY
9509 | 4229610200000 | CLIPS, ANEURYSM CLIPS, TEMPORARY, MINI, ASSORTED SIZES | NEUROSCIENCES CONSUMABLES SUPPLEMENTARY
9510 | 4229610200500 | CLIPS, ANEURYSM CLIPS, TEMPORARY, STANDARD, ASSORTED SIZES | NEUROSCIENCES CONSUMABLES SUPPLEMENTARY
9511 | 4228150916300 | STERILIZATION TRAY, FOR ANEURYSM CLIPS | NEUROSCIENCES CONSUMABLES SUPPLEMENTARY
9512 | 4229610021700 | CRANIOPLASTY KIT, ACRYLIC BONE CEMENT, POWDER, FOR CRANIAL DEFECTS REPAIR, STERILE | NEUROSCIENCES CONSUMABLES SUPPLEMENTARY
9513 | 4229310733200 | RETRACTOR, FISH HOOK, STAINLESS STEEL, ASSORTED SIZES AS PER HOSPITAL REQUEST, DISPOSABLE, STERILE | NEUROSCIENCES CONSUMABLES SUPPLEMENTARY
9514 | 4229610022200 | PERFORATOR, FOR SKULL BONE, HUDSON CHUCK, SMALL, 9 MM, THIN, DISPOSABLE | NEUROSCIENCES CONSUMABLES SUPPLEMENTARY
9515 | 4229170301700 | PERFORATOR, FOR SKULL BONE, HUDSON CHUCK, SMALL, 9 MM, THICK, DISPOSABLE | NEUROSCIENCES CONSUMABLES SUPPLEMENTARY
9516 | 4229610022300 | PERFORATOR, FOR SKULL BONE, HUDSON CHUCK, MEDIUM, 11 MM, THIN, DISPOSABLE | NEUROSCIENCES CONSUMABLES SUPPLEMENTARY
9517 | 4229170301600 | PERFORATOR, FOR SKULL BONE, HUDSON CHUCK, MEDIUM, 11 MM, THICK, DISPOSABLE | NEUROSCIENCES CONSUMABLES SUPPLEMENTARY
9518 | 4229170301500 | PERFORATOR, FOR SKULL BONE, HUDSON CHUCK, LARGE, 13 MM, THIN, DISPOSABLE | NEUROSCIENCES CONSUMABLES SUPPLEMENTARY
9519 | 4229170301400 | PERFORATOR, FOR SKULL BONE, HUDSON CHUCK, LARGE, 13 MM, THICK, DISPOSABLE | NEUROSCIENCES CONSUMABLES SUPPLEMENTARY
9520 | 4229610000000 | PERFORATOR, FOR SKULL BONE, HUDSON CHUCK, EXTRA LARGE, 14 MM, THIN, DISPOSABLE | NEUROSCIENCES CONSUMABLES SUPPLEMENTARY
9521 | 4229610022400 | PERFORATOR, FOR SKULL BONE, HUDSON CHUCK, EXTRA LARGE, 14 MM, THICK, DISPOSABLE | NEUROSCIENCES CONSUMABLES SUPPLEMENTARY
9522 | 4229517104600 | MICRO DISSECTION NEEDLE, MONOPOLAR, STRAIGHT TIP, WITH EXTENDED SHAFT, DISPOSABLE, STERILE, ASSORTED SIZES | NEUROSCIENCES CONSUMABLES SUPPLEMENTARY
9523 | 4229610001200 | LUBRICANT/DIFFUSER CARTRIDGE, COMPATIBLE WITH LEGEND SYSTEM, DISPOSABLE | NEUROSCIENCES CONSUMABLES SUPPLEMENTARY
9524 | 4229420520700 | MICRO ENDONASAL BAYONATED SET: SUCTIONS, CURETTES, DISSECTORS, PITUITARY TUMOR FORCEPS, PITUITARY SCISSORS, REUSABLE | NEUROSCIENCES CONSUMABLES SUPPLEMENTARY
9525 | 4229420520800 | MICRO VASCULAR NEURO ANASTOMOSIS SET, INCLUDING DISSECTORS, BAYONATED FORCEPS, BAYONATED SCISSORS, BAYONATED NEEDLE HOLDERS, VESSEL SEALER WITH HOLDER, REUSABLE | NEUROSCIENCES CONSUMABLES SUPPLEMENTARY
9526 | 4229492404100 | BIPOLAR FORCEPS, ELECTROSURGICAL, NEURO, BAYONET, NON-STICK, 16-19 CM TOTAL LENGTH, ASSORTED TIP SIZES, REUSABLE | NEUROSCIENCES CONSUMABLES SUPPLEMENTARY
9527 | 4229492404200 | BIPOLAR FORCEPS, ELECTROSURGICAL, NEURO, BAYONET, NON-STICK, 20-22 CM TOTAL LENGTH, ASSORTED TIP SIZES, REUSABLE | NEUROSCIENCES CONSUMABLES SUPPLEMENTARY
9528 | 4229492403300 | BIPOLAR FORCEPS, ELECTROSURGICAL, NEURO, BAYONET, NON-STICK, 23-26 CM TOTAL LENGTH, ASSORTED TIP SIZES, REUSABLE | NEUROSCIENCES CONSUMABLES SUPPLEMENTARY
9529 | 4229492403800 | BIPOLAR FORCEPS, ELECTROSURGICAL, NEURO, BAYONET, NON-IRRIGATING, NON-STICK, 16-19 CM TOTAL LENGTH, ASSORTED TIP SIZES, DISPOSABLE, STERILE | NEUROSCIENCES CONSUMABLES SUPPLEMENTARY
9530 | 4229492403900 | BIPOLAR FORCEPS, ELECTROSURGICAL, NEURO, BAYONET, NON-IRRIGATING, NON-STICK, 20-22 CM TOTAL LENGTH, ASSORTED TIP SIZES, DISPOSABLE, STERILE | NEUROSCIENCES CONSUMABLES SUPPLEMENTARY
9531 | 4229492404000 | BIPOLAR FORCEPS, ELECTROSURGICAL, NEURO, BAYONET, NON-IRRIGATING, NON-STICK, 23-26 CM TOTAL LENGTH, ASSORTED TIP SIZES, DISPOSABLE, STERILE | NEUROSCIENCES CONSUMABLES SUPPLEMENTARY
9532 | 4229492403500 | BIPOLAR FORCEPS, ELECTROSURGICAL, NEURO, BAYONET, IRRIGATING, NON-STICK, 16-19 CM TOTAL LENGTH, ASSORTED TIP SIZES, DISPOSABLE, STERILE | NEUROSCIENCES CONSUMABLES SUPPLEMENTARY
9533 | 4229492403600 | BIPOLAR FORCEPS, ELECTROSURGICAL, NEURO, BAYONET, IRRIGATING, NON-STICK, 20-22 CM TOTAL LENGTH, ASSORTED TIP SIZES, DISPOSABLE, STERILE | NEUROSCIENCES CONSUMABLES SUPPLEMENTARY
9534 | 4229492403700 | BIPOLAR FORCEPS, ELECTROSURGICAL, NEURO, BAYONET, IRRIGATING, NON-STICK, 23-26 CM TOTAL LENGTH, ASSORTED TIP SIZES, DISPOSABLE, STERILE | NEUROSCIENCES CONSUMABLES SUPPLEMENTARY
9535 | 4229492403400 | BIPOLAR FORCEPS HANDLE, ELECTROSURGICAL, NEURO, BAYONET, COMPATIBLE WITH DETACHABLE BIPOLAR TIPS, REUSABLE | NEUROSCIENCES CONSUMABLES SUPPLEMENTARY
9536 | 4229492405600 | BIPOLAR TIP, DETACHABLE, COMPATIBLE WITH BIPOLAR HANDLE, ASSORTED SIZES, DISPOSABLE, STERILE | NEUROSCIENCES CONSUMABLES SUPPLEMENTARY
9537 | 4229680801000 | BIPOLAR CORD, UNIVERSAL TO FITS ALL ELECTROSURGICAL MACHINES, ASSORTED CONNECTIONS TYPE, REUSABLE | NEUROSCIENCES CONSUMABLES SUPPLEMENTARY
9538 | 4229492405500 | BIPOLAR IRRIGATING CORD, UNIVERSAL TO FITS ALL ELECTROSURGICAL MACHINES, DISPOSABLE | NEUROSCIENCES CONSUMABLES SUPPLEMENTARY
9539 | 4229492405400 | BIPOLAR FORCEPS, TRANSNASAL, ELECTROSURGICAL, NEURO, STRAIGHT, WITH TUBE SHAFT, SHORT, ASSORTED TIP SIZES, REUSABLE | NEUROSCIENCES CONSUMABLES SUPPLEMENTARY
9540 | 4229492405200 | BIPOLAR FORCEPS, TRANSNASAL, ELECTROSURGICAL, NEURO, STRAIGHT, WITH TUBE SHAFT, LONG, ASSORTED TIP SIZES, REUSABLE | NEUROSCIENCES CONSUMABLES SUPPLEMENTARY
9541 | 4229492405100 | BIPOLAR FORCEPS, TRANSNASAL, ELECTROSURGICAL, NEURO, BAYONET, WITH TUBE SHAFT, SHORT, ASSORTED TIP SIZES, REUSABLE | NEUROSCIENCES CONSUMABLES SUPPLEMENTARY
9542 | 4229492405000 | BIPOLAR FORCEPS, TRANSNASAL, ELECTROSURGICAL, NEURO, BAYONET, WITH TUBE SHAFT, MEDIUM, ASSORTED TIP SIZES, REUSABLE | NEUROSCIENCES CONSUMABLES SUPPLEMENTARY
9543 | 4229492404900 | BIPOLAR FORCEPS, TRANSNASAL, ELECTROSURGICAL, NEURO, BAYONET, WITH TUBE SHAFT, LONG, ASSORTED TIP SIZES, REUSABLE | NEUROSCIENCES CONSUMABLES SUPPLEMENTARY
9544 | 4228150916400 | STERILIZATION TRAY, FOR TRANSNASAL BIPOLAR FORCEPS, REUSABLE | NEUROSCIENCES CONSUMABLES SUPPLEMENTARY
9545 | 4229610030600 | CRANIAL PLATES, MADE OF TITANIUM, STANDARD, SHUNT-BURR HOLE COVER TYPE, ASSORTED SIZES | NEUROSCIENCES CONSUMABLES SUPPLEMENTARY
9546 | 4232161109300 | CRANIAL PLATES, MADE OF TITANIUM, STANDARD, BOX SHAPE, ASSORTED SIZES | NEUROSCIENCES CONSUMABLES SUPPLEMENTARY
9547 | 4229610030300 | CRANIAL PLATES, MADE OF TITANIUM, STANDARD, BURR HOLE COVER, ASSORTED SIZES | NEUROSCIENCES CONSUMABLES SUPPLEMENTARY
9548 | 4232150519500 | CRANIAL PLATES, MADE OF TITANIUM, STANDARD, DOUBLE Y-SHAPE PLATES, ASSORTED SIZES | NEUROSCIENCES CONSUMABLES SUPPLEMENTARY
9549 | 4229610029400 | CRANIAL PLATES, MADE OF TITANIUM, STANDARD, MESH, 5 X 5 CM (+/- 1.5 CM) | NEUROSCIENCES CONSUMABLES SUPPLEMENTARY
9550 | 4229610404200 | CRANIAL PLATES, MADE OF TITANIUM, STANDARD, MESH, 10 X 10 CM (+/- 2 CM) | NEUROSCIENCES CONSUMABLES SUPPLEMENTARY
9551 | 4229610030400 | CRANIAL PLATES, MADE OF TITANIUM, STANDARD, MESH, 15 X 15 CM (+/- 2 CM) | NEUROSCIENCES CONSUMABLES SUPPLEMENTARY
9552 | 4229610400600 | CRANIAL PLATES, MADE OF TITANIUM, STANDARD, STRAIGHT, 16-20 HOLES, ASSORTED SIZES | NEUROSCIENCES CONSUMABLES SUPPLEMENTARY
9553 | 4232161109000 | CRANIAL PLATES, MADE OF TITANIUM, STANDARD, STRAIGHT, 2 HOLES, ASSORTED SIZES | NEUROSCIENCES CONSUMABLES SUPPLEMENTARY
9554 | 4232161109100 | CRANIAL PLATES, MADE OF TITANIUM, STANDARD, STRAIGHT, 4 HOLES, ASSORTED SIZES | NEUROSCIENCES CONSUMABLES SUPPLEMENTARY
9555 | 4229610031000 | CRANIAL PLATES, MADE OF TITANIUM, STANDARD, Y-SHAPE PLATES, ASSORTED SIZES | NEUROSCIENCES CONSUMABLES SUPPLEMENTARY
9556 | 4229550612200 | CRANIAL PLATES, MADE OF TITANIUM, STANDARD, STRAIGHT, 6 -8 HOLES, ASSORTED SIZES | NEUROSCIENCES CONSUMABLES SUPPLEMENTARY
9557 | 4229610030900 | CRANIAL PLATES, MADE OF TITANIUM, STANDARD, X-SHAPE PLATES, ASSORTED SIZES | NEUROSCIENCES CONSUMABLES SUPPLEMENTARY
9558 | 4229610033200 | SCREWS, FOR STANDARD CRANIAL PLATES, SELF DRILLING, MADE OF TITANIUM, ASSORTED SIZES | NEUROSCIENCES CONSUMABLES SUPPLEMENTARY
9559 | 4229610031100 | CRANIAL PLATES, MADE OF TITANIUM, ULTRA LOW PROFILE, BURR HOLE COVER, ASSORTED SIZES | NEUROSCIENCES CONSUMABLES SUPPLEMENTARY
9560 | 4229610031200 | CRANIAL PLATES, MADE OF TITANIUM, ULTRA LOW PROFILE, DOUBLE Y-SHAPE PLATES, ASSORTED SIZES | NEUROSCIENCES CONSUMABLES SUPPLEMENTARY
9561 | 4229610031600 | CRANIAL PLATES, MADE OF TITANIUM, ULTRA LOW PROFILE, SHUNT-BURR HOLE COVER TYPE, ASSORTED SIZES | NEUROSCIENCES CONSUMABLES SUPPLEMENTARY
9562 | 4229610032200 | CRANIAL PLATES, MADE OF TITANIUM, ULTRA LOW PROFILE, X-SHAPE PLATES, ASSORTED SIZES | NEUROSCIENCES CONSUMABLES SUPPLEMENTARY
9563 | 4229610032300 | CRANIAL PLATES, MADE OF TITANIUM, ULTRA LOW PROFILE, Y-SHAPE PLATES, ASSORTED SIZES | NEUROSCIENCES CONSUMABLES SUPPLEMENTARY
9564 | 4229610031400 | CRANIAL PLATES, MADE OF TITANIUM, ULTRA LOW PROFILE, MESH, 5 X 5 CM (+/- 1.5 CM) | NEUROSCIENCES CONSUMABLES SUPPLEMENTARY
9565 | 4229610006100 | CRANIAL PLATES, MADE OF TITANIUM, ULTRA LOW PROFILE, MESH, 10 X 10 CM (+/- 2 CM) | NEUROSCIENCES CONSUMABLES SUPPLEMENTARY
9566 | 4229610031300 | CRANIAL PLATES, MADE OF TITANIUM, ULTRA LOW PROFILE, MESH, 15 X 15 CM (+/- 2 CM) | NEUROSCIENCES CONSUMABLES SUPPLEMENTARY
9567 | 4229610031800 | CRANIAL PLATES, MADE OF TITANIUM, ULTRA LOW PROFILE, STRAIGHT, 16-20 HOLES, ASSORTED SIZES | NEUROSCIENCES CONSUMABLES SUPPLEMENTARY
9568 | 4229610031900 | CRANIAL PLATES, MADE OF TITANIUM, ULTRA LOW PROFILE, STRAIGHT, 2 HOLES, ASSORTED SIZES | NEUROSCIENCES CONSUMABLES SUPPLEMENTARY
9569 | 4229610032000 | CRANIAL PLATES, MADE OF TITANIUM, ULTRA LOW PROFILE, STRAIGHT, 4 HOLES, ASSORTED SIZES | NEUROSCIENCES CONSUMABLES SUPPLEMENTARY
9570 | 4229610032100 | CRANIAL PLATES, MADE OF TITANIUM, ULTRA LOW PROFILE, STRAIGHT, 6 -8 HOLES, ASSORTED SIZES | NEUROSCIENCES CONSUMABLES SUPPLEMENTARY
9571 | 4229610031700 | CRANIAL PLATES, MADE OF TITANIUM, ULTRA LOW PROFILE, STRAIGHT, 10 -12 HOLES, ASSORTED SIZES | NEUROSCIENCES CONSUMABLES SUPPLEMENTARY
9572 | 4229610033300 | SCREWS, FOR ULTRA LOW PROFILE CRANIAL PLATES, SELF DRILLING, MADE OF TITANIUM, ASSORTED SIZES | NEUROSCIENCES CONSUMABLES SUPPLEMENTARY
9573 | 4229610029500 | CRANIAL PLATES, ABSORBABLE, Y-SHAPE PLATES, ASSORTED SIZES | NEUROSCIENCES CONSUMABLES SUPPLEMENTARY
9574 | 4229610029300 | CRANIAL PLATES, ABSORBABLE, X-SHAPE PLATES, ASSORTED SIZES | NEUROSCIENCES CONSUMABLES SUPPLEMENTARY
9575 | 4229610028500 | CRANIAL PLATES, ABSORBABLE, DOUBLE Y-SHAPE PLATES, ASSORTED SIZES | NEUROSCIENCES CONSUMABLES SUPPLEMENTARY
9576 | 4229610028400 | CRANIAL PLATES, ABSORBABLE, BURR HOLE COVER, ASSORTED SIZES | NEUROSCIENCES CONSUMABLES SUPPLEMENTARY
9577 | 4229610029000 | CRANIAL PLATES, ABSORBABLE, STRAIGHT, 2 HOLES, ASSORTED SIZES | NEUROSCIENCES CONSUMABLES SUPPLEMENTARY
9578 | 4229610029100 | CRANIAL PLATES, ABSORBABLE, STRAIGHT, 4 HOLES, ASSORTED SIZES | NEUROSCIENCES CONSUMABLES SUPPLEMENTARY
9579 | 4229610029200 | CRANIAL PLATES, ABSORBABLE, STRAIGHT, 6-8 HOLES, ASSORTED SIZES | NEUROSCIENCES CONSUMABLES SUPPLEMENTARY
9580 | 4229610028900 | CRANIAL PLATES, ABSORBABLE, STRAIGHT, 16-20 HOLES, ASSORTED SIZES | NEUROSCIENCES CONSUMABLES SUPPLEMENTARY
9581 | 4229610028700 | CRANIAL PLATES, ABSORBABLE, MESH, 5 X 5 CM (+/- 1.5 CM) | NEUROSCIENCES CONSUMABLES SUPPLEMENTARY
9582 | 4229610028600 | CRANIAL PLATES, ABSORBABLE, MESH, 10 X 10 CM (+/- 2 CM) | NEUROSCIENCES CONSUMABLES SUPPLEMENTARY
9583 | 4229610033100 | SCREWS, FOR CRANIAL PLATES, SELF DRILLING, ABSORBABLE, ASSORTED SIZES | NEUROSCIENCES CONSUMABLES SUPPLEMENTARY
9584 | 4229420520900 | SET, COMPLETE INSTRUMENTATION, FOR CRANIAL PLATES FIXATION, WITH ALL NECESSARY ACCESSORIES AND STERILIZATION TRAYS | NEUROSCIENCES CONSUMABLES SUPPLEMENTARY
9585 | 4229610028300 | CRANIAL FLAP, CUSTOM MADE, MADE OF PEEK (POLYETHER ETHER KETONE), SMALL SIZE, 40-75 MM RADIUS | NEUROSCIENCES CONSUMABLES SUPPLEMENTARY
9586 | 4229610028200 | CRANIAL FLAP, CUSTOM MADE, MADE OF PEEK (POLYETHER ETHER KETONE), MEDIUM SIZE, 76-100 MM RADIUS | NEUROSCIENCES CONSUMABLES SUPPLEMENTARY
9587 | 4229610028100 | CRANIAL FLAP, CUSTOM MADE, MADE OF PEEK (POLYETHER ETHER KETONE), LARGE SIZE, 101-125 MM RADIUS | NEUROSCIENCES CONSUMABLES SUPPLEMENTARY
9588 | 4229610032400 | CUSTOM MADE CRANIAL FLAP, MADE OF PEEK (POLYETHER ETHER KETONE), EXTRA LARGE, 126-150 MM RADIUS | NEUROSCIENCES CONSUMABLES SUPPLEMENTARY
9589 | 4229610032500 | CUSTOM MADE CRANIAL FLAP, MADE OF PEEK (POLYETHER ETHER KETONE), MORE THAN 150 MM RADIUS | NEUROSCIENCES CONSUMABLES SUPPLEMENTARY
9590 | 4229420521000 | SET, TRANSNASAL MICRO BAYONET CURETTES, ASSORTED SHAPES AND SIZES | NEUROSCIENCES CONSUMABLES SUPPLEMENTARY
9591 | 4229490800800 | MICRO SPOON FORCEPS, SINGLE SHAFT, ROTATABLE, FOR NEUROSURGERY, REUSABLE, ASSORTED SIZES AND SHAPES | NEUROSCIENCES CONSUMABLES SUPPLEMENTARY
9592 | 4229610014600 | SHEATH, GUIDING, HYDROPHILIC COATING, LENGTH NOT LESS THAN 80 CM, INNER DIAMETER NOT LESS THAN 0.088 INCH, DISPOSABLE, STERILE, ASSORTED SIZES AND ANGLES MUST BE PROVIDED AS PER HOSPITAL REQUEST. | NEUROSCIENCES CONSUMABLES SUPPLEMENTARY
9593 | 4229610010000 | MICRO CATHETER, FOR NEURO INTERVENTION, FLOW DIRECTED, DMSO COMPATIBLE, INNER DIAMETER 0.013- 0.015 INCH, TOTAL LENGTH 150 - 170 CM, DISPOSABLE, STERILE | NEUROSCIENCES CONSUMABLES SUPPLEMENTARY
9594 | 4220340439600 | GUIDEWIRE, FOR NEURO INTERVENTION, DIAMETER 0.007 INCH, HYDROPHILIC COATING, TOTAL LENGTH 200 - 220 CM, DISPOSABLE, STERILE | NEUROSCIENCES CONSUMABLES SUPPLEMENTARY
9595 | 4229590702100 | STENT, CAROTID, MONORAIL, SINGLE LAYER, SELF EXPANDABLE, 0.014 INCH COMPATIBLE, ASSORTED SIZES AS PER HOSPITAL REQUEST, DISPOSABLE, STERILE. | NEUROSCIENCES CONSUMABLES SUPPLEMENTARY
9596 | 4220342003400 | MICRO SNARE, FOR NEURO VASCULATURES, SINGLE LOOP, SIZE: 2 - 7 MM AS PER HOSPITAL REQUEST, DISPOSABLE, STERILE | NEUROSCIENCES CONSUMABLES SUPPLEMENTARY
9597 | 4229591300500 | STENT, INTRALUMINAL, LASER CUT, OPEN CELL, USED FOR NEURO ANEURYSM EMBOLIZATION, ASSORTED SIZES | NEUROSCIENCES CONSUMABLES SUPPLEMENTARY
9598 | 4229610019500 | EMBOLIC AGENT, NON-ADHESIVE LIQUID, IN A PREFILLED SYRINGE, NEUROVASCULAR, COMPRISED OF A BIOCOMPATIBLE POLYMER DISSOLVED IN DMSO SOLVENT, STERILE. | NEUROSCIENCES CONSUMABLES SUPPLEMENTARY
9599 | 4220342800100 | Y-CONNECTOR, HEMOSTATIC VALVE, ROTATING MALE LUER LOCK, FEMALE LUER LOCK SIDEPORT, DISPOSABLE, STERILE. | NEUROSCIENCES CONSUMABLES SUPPLEMENTARY
9600 | 4220344714000 | EMBOLIZATION COIL, NEUROVASCULAR, DETACHABLE, 0.018 INCH, COATED BY EXPANDABLE HYDROGEL POLYMER, ASSORTED SIZES, STERILE. DETACHMENT CONTROLLER TO BE PROVIDED FREE OF CHARGE (1 FOR EACH 3 COILS). | NEUROSCIENCES CONSUMABLES SUPPLEMENTARY
9601 | 4229611401500 | EMBOLIZATION COIL, FOR NEUROVASCULAR EMBOLIZATION, MECHANICAL DETACHMENT, COMPATIBLE WITH 0.017 MICROCATHETER, ASSORTED STIFFNESS-SHAPES-SIZES, DETACHMENT CONTROLLER TO BE PROVIDED FREE OF CHARGE (1 FOR EACH 3 COILS). | NEUROSCIENCES CONSUMABLES SUPPLEMENTARY
9602 | 4220343352600 | REPERFUSION CATHETER, FOR NEURO VASCULATURES, INNER DIAMETER NOT LESS THAN 0.072, CATHETER LENGTH MORE THAN 120 CM, DISPOSABLE, STERILE. | NEUROSCIENCES CONSUMABLES SUPPLEMENTARY
9603 | 4220340413000 | GUIDEWIRE, FOR NEURO INTERVENTION, EXTRA SUPPORT, DIAMETER NOT MORE THAN 0.016 INCH, HYDROPHILIC COATING, LENGTH NOT LESS THAN 180 CM, DISPOSABLE, STERILE. | NEUROSCIENCES CONSUMABLES SUPPLEMENTARY
9604 | 4218230005100 | MEDICAL ADHESIVE, ETHER BASED GLUE, STANDS FOR SEVERAL DAYS | NEUROSCIENCES CONSUMABLES SUPPLEMENTARY
9605 | 4412162600000 | MEDICAL ADHESIVE REMOVER, REMOVE STRONG GLUES EASILY, ACETONE FREE, NON IRRITATING | NEUROSCIENCES CONSUMABLES SUPPLEMENTARY
9606 | 4218230003200 | ELECTRODES, SUBDURAL GRID ELECTRODES, PLATINUM, 20 CONTACTS, ASSORTED CONFIGURATIONS, CABLES WITH UNIVERSAL CONNECTION TO FIT ALL NEUROPHYSIOLOGY MACHINES, DISPOSABLE, STERILE | NEUROSCIENCES CONSUMABLES SUPPLEMENTARY
9607 | 4218231901100 | ELECTRODES, SUBDURAL GRID ELECTRODES, PLATINUM, 24 CONTACTS, ASSORTED CONFIGURATIONS, CABLES WITH UNIVERSAL CONNECTION TO FIT ALL NEUROPHYSIOLOGY MACHINES, DISPOSABLE, STERILE | NEUROSCIENCES CONSUMABLES SUPPLEMENTARY
9608 | 4218230002400 | ELECTRODES, STEREOTACTIC DEPTH ELECTRODE, WITH ANCHORS AND BOLTS, PLATINUM, 4 CONTACTS, ASSORTED CONFIGURATIONS, CABLES WITH UNIVERSAL CONNECTION TO FIT ALL NEUROPHYSIOLOGY MACHINES, DISPOSABLE, STERILE | NEUROSCIENCES CONSUMABLES SUPPLEMENTARY
9609 | 4213170120700 | DRAPE, FOR NEURO, TRANSPARENT, FENESTRATED, WITH COLLECTION POUCH AND TWO TUBE HOLDERS, 210 X 250 (+/- 10 CM), DISPOSABLE, STERILE | NEUROSCIENCES CONSUMABLES SUPPLEMENTARY
9610 | 4229610027700 | BALLOON CATHETER, FOR CEREBRAL SPINAL FLUID MANAGEMENT, DOUBLE BALLOON, DISPOSABLE, STERILE. | NEUROSCIENCES CONSUMABLES SUPPLEMENTARY
9611 | 4219170492400 | CO2 CARTRIDGE, COMPRESSED, COMPATIBLE WITH PNEUMATIC HOLDING ARM, DISPOSABLE. | NEUROSCIENCES CONSUMABLES SUPPLEMENTARY
9612 | 4229610027900 | CLIPS, ARTERIOVENOUS MALFORMATIONS, PERMANENT, ASSORTED SIZES | NEUROSCIENCES CONSUMABLES SUPPLEMENTARY
9613 | 4229610028000 | CLIPS, ARTERIOVENOUS MALFORMATIONS, TEMPORARY, ASSORTED SIZES | NEUROSCIENCES CONSUMABLES SUPPLEMENTARY
9614 | 4229492404600 | BIPOLAR FORCEPS, ELECTROSURGICAL, NEURO, STRAIGHT, NON-IRRIGATING, NON-STICK, 16-19 CM TOTAL LENGTH, ASSORTED TIP SIZES, DISPOSABLE, STERILE | NEUROSCIENCES CONSUMABLES SUPPLEMENTARY
9615 | 4229492404700 | BIPOLAR FORCEPS, ELECTROSURGICAL, NEURO, STRAIGHT, NON-IRRIGATING, NON-STICK, 20-22 CM TOTAL LENGTH, ASSORTED TIP SIZES, DISPOSABLE, STERILE | NEUROSCIENCES CONSUMABLES SUPPLEMENTARY
9616 | 4229492404800 | BIPOLAR FORCEPS, ELECTROSURGICAL, NEURO, STRAIGHT, NON-IRRIGATING, NON-STICK, 23-26 CM TOTAL LENGTH, ASSORTED TIP SIZES, DISPOSABLE, STERILE | NEUROSCIENCES CONSUMABLES SUPPLEMENTARY
9617 | 4229180247700 | MICRO GRASPING FORCEPS, SINGLE SHAFT, ROTATABLE, FOR NEUROSURGERY, REUSABLE, ASSORTED SIZES AND SHAPES | NEUROSCIENCES CONSUMABLES SUPPLEMENTARY
9618 | 4215210003000 | IMPLANT BAR ARCH FOR DS | DENTAL SERVICE
9619 | 4215210003700 | SUCK DOWN RETAINER ESSIX OR EQUIVALENT ARCH FOR DS | DENTAL SERVICE
9620 | 4215210003800 | HARD NIGHT GUARD ONE JAW ARCH FOR DS | DENTAL SERVICE
9621 | 4215210003900 | SOFT NIGHT GUARD ONE JAW ARCH FOR DS | DENTAL SERVICE
9622 | 4215210004000 | COMBINATION SOFT-HARD NIGHT GUARD ARCH FOR DS | DENTAL SERVICE
9623 | 4215210004100 | TEMPLATE / SUCK DOWN (SHIM) ARCH FOR DS | DENTAL SERVICE
9624 | 4215210004200 | BLEACHING TRAY ONE JAW ARCH FOR DS | DENTAL SERVICE
9625 | 4215210004300 | PUTTY INDEX ARCH FOR DS | DENTAL SERVICE
9626 | 4215210004400 | DIGITAL CUSTOM TRAY ARCH FOR DS | DENTAL SERVICE
9627 | 4215210004500 | CROWN LENGTHENING SURGICAL STENT ARCH FOR DS | DENTAL SERVICE
9628 | 4215210004600 | VERIFICATION JIG ARCH FOR DS | DENTAL SERVICE
9629 | 4215210004800 | SURGICAL GUIDE FOR IMPLANT POSITIONING MORE THAN 4 FIXTURES ARCH FOR DS | DENTAL SERVICE
9630 | 4215210005900 | CUSTOM TRAY ARCH FOR DS | DENTAL SERVICE
9631 | 4215210006000 | RECORD BLOCK ARCH FOR DS | DENTAL SERVICE
9632 | 4215210006100 | IMMEDIATE DENTURE ARCH FOR DS | DENTAL SERVICE
9633 | 4215210006200 | CHROME COBALT FRAME WITH PROCESSING PER ARCH ARCH FOR DS | DENTAL SERVICE
9634 | 4215210006300 | CHROME COBALT FRAME ARCH FOR DS | DENTAL SERVICE
9635 | 4215210006400 | COMPLETE DENTURE PER ARCH ARCH FOR DS | DENTAL SERVICE
9636 | 4215210006500 | COMPLETE DENTURE METAL REINFORCED PER ARCH ARCH FOR DS | DENTAL SERVICE
9637 | 4215210006600 | REPAIR BROKEN DENTURE ARCH FOR DS | DENTAL SERVICE
9638 | 4215210006700 | RPD ACRYLIC PER ARCH ARCH FOR DS | DENTAL SERVICE
9639 | 4215210006800 | RELINE ARCH FOR DS | DENTAL SERVICE
9640 | 4215210006900 | REBASE ARCH FOR DS | DENTAL SERVICE
9641 | 4215210007600 | ORTHODONTIC STUDY MODEL ARCH FOR DS | DENTAL SERVICE
9642 | 4215210007700 | HAWLEY RETAINER ARCH FOR DS | DENTAL SERVICE
9643 | 4215210007800 | WRAP AROUND RETAINER ARCH FOR DS | DENTAL SERVICE
9644 | 4215210007900 | VACUUM FORMED RETAINER (ESSIX) ARCH FOR DS | DENTAL SERVICE
9645 | 4215210008000 | REMOVABLE ANTERIOR BITE PLANES ARCH FOR DS | DENTAL SERVICE
9646 | 4215210008100 | FIXED ANTERIOR BITE PLANES ARCH FOR DS | DENTAL SERVICE
9647 | 4215210008200 | TWIN-BLOCK APPLIANCE ARCH FOR DS | DENTAL SERVICE
9648 | 4215210008300 | BIONATOR ARCH FOR DS | DENTAL SERVICE
9649 | 4215210008400 | QUAD HELIX APPLIANCE ARCH FOR DS | DENTAL SERVICE
9650 | 4215210008500 | REMOVABLE PALATAL EXPANDER ARCH FOR DS | DENTAL SERVICE
9651 | 4215210008600 | 2 BANDED HYRAX EXPANDER ARCH FOR DS | DENTAL SERVICE
9652 | 4215210008700 | 4 BANDED HYRAX EXPANDER ARCH FOR DS | DENTAL SERVICE
9653 | 4215210008800 | LOWER LINGUAL HOLDING ARCH ARCH FOR DS | DENTAL SERVICE
9654 | 4215210008900 | HAAS TYPE PALATAL EXPANDER ARCH FOR DS | DENTAL SERVICE
9655 | 4215210009000 | TRANS PALATAL ARCH (TPA) ARCH FOR DS | DENTAL SERVICE
9656 | 4215210009100 | NANCE APPLIANCE ARCH FOR DS | DENTAL SERVICE
9657 | 4215210009200 | LIP BUMPER ARCH FOR DS | DENTAL SERVICE
9658 | 4215210009300 | TONGUE CRIB APPLIANCE ARCH FOR DS | DENTAL SERVICE
9659 | 4215210009500 | HERBST FUNCTIONAL APPLIANCE ARCH FOR DS | DENTAL SERVICE
9660 | 4215210009600 | FAN SHAPED EXPANDER ARCH FOR DS | DENTAL SERVICE
9661 | 4215210009700 | PATIENT SPECIFIC RECONSTRUCTION FOR THE CRANIUM - PEEKDefect dimension Ø 60 MM PLANNING SESSION INCLUDED (WITH OR WITHOUT HOLES) ( COMPATIBLE SCREWS SHOULD BE PROVIDED) case FOR DS | DENTAL SERVICE
9662 | 4215210009800 | PATIENT SPECIFIC RECONSTRUCTION FOR THE CRANIUM - PEEKDefect dimension Ø 60-110 MM PLANNING SESSION INCLUDED (WITH OR WITHOUT HOLES) ( COMPATIBLE SCREWS SHOULD BE PROVIDED) case FOR DS | DENTAL SERVICE
9663 | 4215210009900 | PATIENT SPECIFIC RECONSTRUCTION FOR THE CRANIUM - PEEKDefect dimension Ø 110-150 MM PLANNING SESSION INCLUDED (WITH OR WITHOUT HOLES) ( COMPATIBLE SCREWS SHOULD BE PROVIDED) case FOR DS | DENTAL SERVICE
9664 | 4215210010000 | PATIENT SPECIFIC RECONSTRUCTION FOR THE CRANIUM - PEEKDefect dimension Ø >150 MM PLANNING SESSION INCLUDED (WITH OR WITHOUT HOLES) ( COMPATIBLE SCREWS SHOULD BE PROVIDED) case FOR DS | DENTAL SERVICE
9665 | 4215210010100 | PATIENT SPECIFIC RECONSTRUCTION FOR THE CRANIUM - TITANIUMDefect dimension Ø 60 MM PLANNING SESSION INCLUDED (GRID OR WITH HOLES) ( COMPATIBLE SCREWS SHOULD BE PROVIDED) case FOR DS | DENTAL SERVICE
9666 | 4215210010200 | PATIENT SPECIFIC RECONSTRUCTION FOR THE CRANIUM - TITANIUMDefect dimension Ø 60-110 MM PLANNING SESSION INCLUDED (GRID OR WITH HOLES) ( COMPATIBLE SCREWS SHOULD BE PROVIDED) case FOR DS | DENTAL SERVICE
9667 | 4215210010300 | PATIENT SPECIFIC RECONSTRUCTION FOR THE CRANIUM - TITANIUMDefect dimension Ø 110-150 MM PLANNING SESSION INCLUDED (GRID OR WITH HOLES) ( COMPATIBLE SCREWS SHOULD BE PROVIDED) case FOR DS | DENTAL SERVICE
9668 | 4215210010400 | PATIENT SPECIFIC RECONSTRUCTION FOR THE CRANIUM - TITANIUMDefect dimension Ø >150 MM PLANNING SESSION INCLUDED (GRID OR WITH HOLES) ( COMPATIBLE SCREWS SHOULD BE PROVIDED) case FOR DS | DENTAL SERVICE
9669 | 4215210010500 | ORBITAL RECONSTRUCTION CUSTOMIZED IMPLANT - TITANIUM Defect dimension Ø 10-25 MM PLANNING SESSION INCLUDED ( COMPATIBLE SCREWS SHOULD BE PROVIDED) case FOR DS | DENTAL SERVICE
9670 | 4215210010600 | ORBITAL RECONSTRUCTION CUSTOMIZED IMPLANT - TITANIUM (MULTIPIECE) PLANNING SESSION INCLUDED ( COMPATIBLE SCREWS SHOULD BE PROVIDED) case FOR DS | DENTAL SERVICE
9671 | 4215210010700 | ORBITAL RECONSTRUCTION CUSTOMIZED IMPLANT - PEEK Defect dimension Ø 10-25 MM PLANNING SESSION INCLUDED ( COMPATIBLE SCREWS SHOULD BE PROVIDED) case FOR DS | DENTAL SERVICE
9672 | 4215210010800 | ORBITAL RECONSTRUCTION CUSTOMIZED IMPLANT - PEEK (MULTIPIECE) PLANNING SESSION INCLUDED ( COMPATIBLE SCREWS SHOULD BE PROVIDED) case FOR DS | DENTAL SERVICE
9673 | 4215210010900 | MAXILLARY PATIENT SPECIFIC ORTHOGNATHICS INCLUDED PLANNING SESSIONWITH 2 SURGICAL SPLINT (INTERMEDIATE + FINAL ) AND 2 POLYAMIDE CUTTING GUIDES case FOR DS | DENTAL SERVICE
9674 | 4215210011000 | MANDIBULAR PATIENT SPECIFIC ORTHOGNATHICS INCLUDED PLANNING SESSION = WITH 2 SURGICAL SPLINT (INTERMEDIATE + FINAL ) AND 2 POLYAMIDE CUTTING GUIDES case FOR DS | DENTAL SERVICE
9675 | 4215210011100 | MAXILLARY PATIENT SPECIFIC ORTHOGNATHICS CUSTOM PLATES INCLUDED PLANNING SESSIONWITH 2 SURGICAL SPLINT (INTERMEDIATE + FINAL ) WITH 2 POLYAMIDE CUTTING GUIDES ( COMPATIBLE SCREWS SHOULD BE PROVIDED) case FOR DS | DENTAL SERVICE
9676 | 4215210011200 | MANDIBULAR PATIENT SPECIFIC ORTHOGNATHICS CUSTOM PLATES INCLUDED PLANNING SESSIONWITH 2 SURGICAL SPLINT (INTERMEDIATE + FINAL ) WITH 2 POLYAMIDE CUTTING GUIDES ( COMPATIBLE SCREWS SHOULD BE PROVIDED) case FOR DS | DENTAL SERVICE
9677 | 4215210011300 | CHIN PATIENT SPECIFIC ORTHOGNATHICS INCLUDED PLANNING SESSION WITH 2 POLYAMIDE CUTTING GUIDES. case FOR DS | DENTAL SERVICE
9678 | 4215210011400 | CHIN PATIENT SPECIFIC ORTHOGNATHICS CUSTOM PLATES INCLUDED PLANNING SESSION WITH 2 POLYAMIDE GUIDES.( COMPATIBLE SCREWS SHOULD BE PROVIDED) case FOR DS | DENTAL SERVICE
9679 | 4215210011500 | MAXILLARY PATIENT SPECIFIC ORTHOGNATHICS INCLUDED PLANNING SESSIONWITH 2 SURGICAL SPLINT (INTERMEDIATE + FINAL ) AND 2 TITANIUM CUTTING GUIDES case FOR DS | DENTAL SERVICE
9680 | 4215210011600 | MANDIBULAR PATIENT SPECIFIC ORTHOGNATHICS INCLUDED PLANNING SESSION = WITH 2 SURGICAL SPLINT (INTERMEDIATE + FINAL ) AND 2 TITANIUM CUTTING GUIDES case FOR DS | DENTAL SERVICE
9681 | 4215210011700 | MAXILLARY PATIENT SPECIFIC ORTHOGNATHICS CUSTOM PLATES INCLUDED PLANNING SESSIONWITH 2 SURGICAL SPLINT (INTERMEDIATE + FINAL ) WITH 2 TITANIUM CUTTING GUIDES ( COMPATIBLE SCREWS SHOULD BE PROVIDED) case FOR DS | DENTAL SERVICE
9682 | 4215210011800 | MANDIBULAR PATIENT SPECIFIC ORTHOGNATHICS CUSTOM PLATES INCLUDED PLANNING SESSIONWITH 2 SURGICAL SPLINT (INTERMEDIATE + FINAL ) WITH 2 TITANIUM CUTTING GUIDES ( COMPATIBLE SCREWS SHOULD BE PROVIDED) case FOR DS | DENTAL SERVICE
9683 | 4215210011900 | CHIN PATIENT SPECIFIC ORTHOGNATHICS INCLUDED PLANNING SESSION WITH 2 TITANIUM CUTTING GUIDES. case FOR DS | DENTAL SERVICE
9684 | 4215210012000 | CHIN PATIENT SPECIFIC ORTHOGNATHICS CUSTOM PLATES INCLUDED PLANNING SESSION WITH 2 TITANIUM GUIDES.( COMPATIBLE SCREWS SHOULD BE PROVIDED) case FOR DS | DENTAL SERVICE
9685 | 4215210012100 | PATIENT SPECIFIC DISTRACTION UNILATERAL MAXILLA DISTRACTION FULL KIT VECTOR GUIDE CUTTING GUIDE (WITH PLANNING SESSION AND CUSTOM MADE COMPONENTS) . ( COMPATIBLE SCREWS SHOULD BE PROVIDED) case FOR DS | DENTAL SERVICE
9686 | 4215210012200 | PATIENT SPECIFIC DISTRACTION BILATERAL MAXILLA DISTRACTION FULL KIT VECTOR GUIDE CUTTING GUIDE (WITH PLANNING SESSION AND CUSTOM MADE COMPONENTS) . ( COMPATIBLE SCREWS SHOULD BE PROVIDED) case FOR DS | DENTAL SERVICE
9687 | 4215210012300 | PATIENT SPECIFIC DISTRACTION UNILATERAL MANDIBLE DISTRACTION FULL KIT VECTOR GUIDE CUTTING GUIDE (WITH PLANNING SESSION AND CUSTOM MADE COMPONENTS) . ( COMPATIBLE SCREWS SHOULD BE PROVIDED) case FOR DS | DENTAL SERVICE
9688 | 4215210012400 | PATIENT SPECIFIC DISTRACTION BILATERAL MANDIBLE DISTRACTION FULL KIT VECTOR GUIDE CUTTING GUIDE (WITH PLANNING SESSION AND CUSTOM MADE COMPONENTS) . ( COMPATIBLE SCREWS SHOULD BE PROVIDED) case FOR DS | DENTAL SERVICE
9689 | 4215210012500 | PATIENT SPECIFIC PREPROSTHETICSUB PERIOSTEAL IMPLANT ONE QUADRANT = SURGICAL GUIDE INCLUDED PLANNING SESSION UP TO FINAL PROSTHESIS ( SHOULD BE PROVIDED WITH ABUTMENT CONNECTIONS COMPATIBLE WITH EACH HOSPITAL IMPLANT SYSTEM AND SCREWS) case FOR DS | DENTAL SERVICE
9690 | 4215210012600 | PATIENT SPECIFIC PREPROSTHETICSUB PERIOSTEAL IMPLANT TWO QUADRANT = SURGICAL GUIDE INCLUDED PLANNING SESSION UP TO FINAL PROSTHESIS ( SHOULD BE PROVIDED WITH ABUTMENT CONNECTIONS COMPATIBLE WITH EACH HOSPITAL IMPLANT SYSTEM AND SCREWS) case FOR DS | DENTAL SERVICE
9691 | 4215210012700 | RECONSTRUCTION OF THE MANDIBLE WITH TRANSPLANT GUIDE RESECTION GUIDES PLANNING SESSION INCLUDED CUSTOM PLATES AND MODELSHALF JAW. ( COMPATIBLE SCREWS SHOULD BE PROVIDED) case FOR DS | DENTAL SERVICE
9692 | 4215210012800 | RECONSTRUCTION OF THE MANDIBLE WITH TRANSPLANT GUIDE RESECTION GUIDES PLANNING SESSION INCLUDED CUSTOM PLATES AND MODELSFULL JAW. ( COMPATIBLE SCREWS SHOULD BE PROVIDED) case FOR DS | DENTAL SERVICE
9693 | 4215210012900 | MANDIBLE RECONSTRUCTION CUSTOMIZED PLATE HALF JAW WITHOUT RESECTION GUIDES PLANNING SESSION INCLUDED ( COMPATIBLE SCREWS SHOULD BE PROVIDED) case FOR DS | DENTAL SERVICE
9694 | 4215210013000 | MANDIBLE RECONSTRUCTION CUSTOMIZED PLATE FULL JAW WITHOUT RESECTION GUIDES PLANNING SESSION INCLUDED ( COMPATIBLE SCREWS SHOULD BE PROVIDED) case FOR DS | DENTAL SERVICE
9695 | 4215210013100 | MANDIBLE RECONSTRUCTION CUSTOMIZED IMPLANT - PEEK HALF JAW PLANNING SESSION INCLUDED ( COMPATIBLE SCREWS SHOULD BE PROVIDED) case FOR DS | DENTAL SERVICE
9696 | 4215210013200 | MANDIBLE RECONSTRUCTION CUSTOMIZED IMPLANT - PEEK FULL JAW PLANNING SESSION INCLUDED ( COMPATIBLE SCREWS SHOULD BE PROVIDED) case FOR DS | DENTAL SERVICE
9697 | 4215210013300 | MANDIBLE RECONSTRUCTION CUSTOMIZED IMPLANT - PEEK (MULTIPIECE) PLANNING SESSION INCLUDED ( COMPATIBLE SCREWS SHOULD BE PROVIDED) case FOR DS | DENTAL SERVICE
9698 | 4215210013400 | RECONSTRUCTION OF THE MANDIBLE WITH CRIB MESH RESECTION GUIDES HALF JAW PLANNING SESSION INCLUDED ( COMPATIBLE SCREWS SHOULD BE PROVIDED) case FOR DS | DENTAL SERVICE
9699 | 4215210013500 | RECONSTRUCTION OF THE MANDIBLE WITH CRIB MESH RESECTION GUIDES FULL JAW PLANNING SESSION INCLUDED ( COMPATIBLE SCREWS SHOULD BE PROVIDED) case FOR DS | DENTAL SERVICE
9700 | 4215210013600 | RECONSTRUCTION OF THE MAXILLA WITH TRANSPLANT GUIDE RESECTION GUIDES CUSTOM PLATES AND MODELSDefect dimension Ø 35 MM PLANNING SESSION INCLUDED ( COMPATIBLE SCREWS SHOULD BE PROVIDED) case FOR DS | DENTAL SERVICE
9701 | 4215210013700 | RECONSTRUCTION OF THE MAXILLA WITH TRANSPLANT GUIDE RESECTION GUIDES CUSTOM PLATES AND MODELSDefect dimension Ø 35-70 MM PLANNING SESSION INCLUDED . ( COMPATIBLE SCREWS SHOULD BE PROVIDED) case FOR DS | DENTAL SERVICE
9702 | 4215210013800 | RECONSTRUCTION OF THE MAXILLA WITH TRANSPLANT GUIDE RESECTION GUIDES CUSTOM PLATES AND MODELSDefect dimension Ø >70 MM PLANNING SESSION INCLUDED ( COMPATIBLE SCREWS SHOULD BE PROVIDED) case FOR DS | DENTAL SERVICE
9703 | 4215210013900 | MIDFACE RECONSTRUCTION CUSTOMIZED IMPLANT - TITANIUM Defect dimension Ø 35 MM PLANNING SESSION INCLUDED WITHOUT RESECTION GUIDES ( COMPATIBLE SCREWS SHOULD BE PROVIDED) case FOR DS | DENTAL SERVICE
9704 | 4215210014000 | MIDFACE RECONSTRUCTION CUSTOMIZED IMPLANT - TITANIUM Defect dimension Ø 35-70 mm PLANNING SESSION INCLUDED WITHOUT RESECTION GUIDES ( COMPATIBLE SCREWS SHOULD BE PROVIDED) case FOR DS | DENTAL SERVICE
9705 | 4215210014100 | MIDFACE RECONSTRUCTION CUSTOMIZED IMPLANT - TITANIUM Defect dimension Ø >70 MM PLANNING SESSION INCLUDED WITHOUT RESECTION GUIDES ( COMPATIBLE SCREWS SHOULD BE PROVIDED) case FOR DS | DENTAL SERVICE
9706 | 4215210014200 | MIDFACE RECONSTRUCTION CUSTOMIZED IMPLANT - TITANIUM Defect dimension Ø 35 MM PLANNING SESSION INCLUDED WITH RESECTION GUIDES ( COMPATIBLE SCREWS SHOULD BE PROVIDED) case FOR DS | DENTAL SERVICE
9707 | 4215210014300 | MIDFACE RECONSTRUCTION CUSTOMIZED IMPLANT - TITANIUM Defect dimension Ø 35-70 MM PLANNING SESSION INCLUDED WITH RESECTION GUIDES ( COMPATIBLE SCREWS SHOULD BE PROVIDED) case FOR DS | DENTAL SERVICE
9708 | 4215210014400 | MIDFACE RECONSTRUCTION CUSTOMIZED IMPLANT - TITANIUM Defect dimension Ø >70 MM PLANNING SESSION INCLUDED WITH RESECTION GUIDES ( COMPATIBLE SCREWS SHOULD BE PROVIDED) case FOR DS | DENTAL SERVICE
9709 | 4215210014500 | MIDFACE RECONSTRUCTION CUSTOMIZED IMPLANT - PEEK Defect dimension Ø 35 MM PLANNING SESSION INCLUDED WITHOUT RESECTION GUIDES ( COMPATIBLE SCREWS SHOULD BE PROVIDED) case FOR DS | DENTAL SERVICE
9710 | 4215210014600 | MIDFACE RECONSTRUCTION CUSTOMIZED IMPLANT - PEEK Defect dimension Ø 35-70 MM PLANNING SESSION INCLUDED WITHOUT RESECTION GUIDES ( COMPATIBLE SCREWS SHOULD BE PROVIDED) case FOR DS | DENTAL SERVICE
9711 | 4215210014700 | MIDFACE RECONSTRUCTION CUSTOMIZED IMPLANT - PEEK Defect dimension Ø >70 MM PLANNING SESSION INCLUDED WITHOUT RESECTION GUIDES ( COMPATIBLE SCREWS SHOULD BE PROVIDED) case FOR DS | DENTAL SERVICE
9712 | 4215210014800 | MIDFACE RECONSTRUCTION CUSTOMIZED IMPLANT - PEEK Defect dimension Ø 35 MM PLANNING SESSION INCLUDED WITH RESECTION GUIDES ( COMPATIBLE SCREWS SHOULD BE PROVIDED) case FOR DS | DENTAL SERVICE
9713 | 4215210014900 | MIDFACE RECONSTRUCTION CUSTOMIZED IMPLANT - PEEK Defect dimension Ø 35-70 MM PLANNING SESSION INCLUDED WITH RESECTION GUIDES ( COMPATIBLE SCREWS SHOULD BE PROVIDED) case FOR DS | DENTAL SERVICE
9714 | 4215210015000 | MIDFACE RECONSTRUCTION CUSTOMIZED IMPLANT - PEEK Defect dimension Ø >70 MM PLANNING SESSION INCLUDED WITH RESECTION GUIDES ( COMPATIBLE SCREWS SHOULD BE PROVIDED) case FOR DS | DENTAL SERVICE
9715 | 4215210015100 | UNILATERAL TMJ PROSTHESIS PATIENT-SPECIFIC GLENOID FOSSA COMPONENT( TITANIUM ASSEMBLY AND ULTRA-HIGH MOLECULAR WEIGHT POLYETHYLENE (UHMW) = CONDYLE COMPONENT(TITANIUM)SURGICAL GUIDES PLANNING SESSION INCLUDED ( COMPATIBLE SCREWS SHOULD BE PROVIDED) case FOR DS | DENTAL SERVICE
9716 | 4215210015200 | BILATERAL TMJ PROSTHESIS PATIENT-SPECIFIC GLENOID FOSSA COMPONENT( TITANIUM ASSEMBLY AND ULTRA-HIGH MOLECULAR WEIGHT POLYETHYLENE (UHMW) = CONDYLE COMPONENT(TITANIUM)SURGICAL GUIDES PLANNING SESSION INCLUDED ( COMPATIBLE SCREWS SHOULD BE PROVIDED) case FOR DS | DENTAL SERVICE
9717 | 4215210001700 | MONOLITHIC ZIRCONIA PIECE FOR DS | DENTAL SERVICE
9718 | 4215210001800 | ZIRCONIA WITH BUILD UP/CUT BACK PIECE FOR DS | DENTAL SERVICE
9719 | 4215210001900 | MONOLITHIC LITHIUM DISILICATE (EMAX OR SIMILAR) CROWN/VENEERS PIECE FOR DS | DENTAL SERVICE
9720 | 4215210002000 | LITHIUM DISILICATE (EMAX OR SIMILAR) CROWN/ VENEERS WITH BUILD UP/CUT BACK PIECE FOR DS | DENTAL SERVICE
9721 | 4215210002100 | MONOLITHIC LITHIUM DISILICATE INLAY/ONLAY PIECE FOR DS | DENTAL SERVICE
9722 | 4215210002200 | REFRACTORY VENEERS/CROWN PIECE FOR DS | DENTAL SERVICE
9723 | 4215210002300 | CROWN-HYBRID CERAMIC (ENAMIC OR SIMILAR ) PIECE FOR DS | DENTAL SERVICE
9724 | 4215210002400 | GINGIVA PINK PORCELAIN PIECE FOR DS | DENTAL SERVICE
9725 | 4215210002500 | MARGIN PORCELAIN PIECE FOR DS | DENTAL SERVICE
9726 | 4215210002600 | PONTIC PORCELAIN PIECE FOR DS | DENTAL SERVICE
9727 | 4215210002700 | MONOLITHIC ZIRCONIA IMPLANT CROWN PIECE FOR DS | DENTAL SERVICE
9728 | 4215210002800 | ZIRCONIA IMPLANT CROWN + FACIAL BUILD UP PIECE FOR DS | DENTAL SERVICE
9729 | 4215210002900 | METAL GOLD IMPLANT CROWN (PER GRAMS) PIECE FOR DS | DENTAL SERVICE
9730 | 4215210003100 | CUSTOM ABUTMENT ZIRCONIA PIECE FOR DS | DENTAL SERVICE
9731 | 4215210003200 | CUSTOM ABUTMENT TITANIUM PIECE FOR DS | DENTAL SERVICE
9732 | 4215210003300 | REPLICA/ANALOG PIECE FOR DS | DENTAL SERVICE
9733 | 4215210003400 | IMPLANT TEMPORARY CROWN WITH CYLINDER PIECE FOR DS | DENTAL SERVICE
9734 | 4215210003500 | IMPLANT TEMPORARY CYLINDER PIECE FOR DS | DENTAL SERVICE
9735 | 4215210003600 | LOCATOR ABUTMENT PIECE FOR DS | DENTAL SERVICE
9736 | 4215210004700 | SURGICAL GUIDE FOR IMPLANT POSITIONING UP TO 3 FIXTURES PIECE FOR DS | DENTAL SERVICE
9737 | 4215210004900 | TEMPORARY CROWN / PMMA PIECE FOR DS | DENTAL SERVICE
9738 | 4215210005000 | DIGITAL DIAGNOSTIC WAX-UP PIECE FOR DS | DENTAL SERVICE
9739 | 4215210005100 | DIAGNOSTIC WAX-UP PIECE FOR DS | DENTAL SERVICE
9740 | 4215210005200 | ONLY POURING / CAST ONLY PIECE FOR DS | DENTAL SERVICE
9741 | 4215210005300 | DUPLICATE CAST MODEL PIECE FOR DS | DENTAL SERVICE
9742 | 4215210005400 | MOUNTING CAST MODEL PIECE FOR DS | DENTAL SERVICE
9743 | 4215210005500 | PINDEX AND DIE TRIMMING PIECE FOR DS | DENTAL SERVICE
9744 | 4215210005600 | STONE MODEL PIECE FOR DS | DENTAL SERVICE
9745 | 4215210005700 | PLASTIC MODEL 3D / PRINTING MODEL PIECE FOR DS | DENTAL SERVICE
9746 | 4215210005800 | TEMPORARY CROWN / BIS-ACRYL PIECE FOR DS | DENTAL SERVICE
9747 | 4215210007000 | PORCELAIN FUSED TO METAL CROWN HIGH NOBEL ALLOY PRECIOUS METAL PIECE FOR DS | DENTAL SERVICE
9748 | 4215210007100 | PORCELAIN FUSED TO METAL CROWN NOBEL ALLOY PRECIOUS METAL PIECE FOR DS | DENTAL SERVICE
9749 | 4215210007200 | PORCELAIN FUSED TO METAL CROWN BASE METAL ALLOY NON-PRECIOUS PIECE FOR DS | DENTAL SERVICE
9750 | 4215210007300 | CUSTOM POST AND CORE(DIRECT) PIECE FOR DS | DENTAL SERVICE
9751 | 4215210007400 | CUSTOM POST AND CORE(INDIRECT) PIECE FOR DS | DENTAL SERVICE
9752 | 4215210007500 | ALL METAL CROWN SEMI-PRECIOUS PIECE FOR DS | DENTAL SERVICE
9753 | 4215210009400 | BAND AND LOOP SPACE MAINTAINER PIECE FOR DS | DENTAL SERVICE
9754 | 4214150000400 | COTTON DAMS SIZE 3, DISPOSABLE, OR EQUIVALENT | EAR, NOSE & THROAT SUPPLIES (ENT)
9755 | 4214150000500 | COTTON DAMS SIZE 4, DISPOSABLE, OR EQUIVALENT | EAR, NOSE & THROAT SUPPLIES (ENT)
9756 | 4229340702200 | EARTIP ADULT OTOSCOPE SPECULA - SIZE 4.5, DISPOSABLE, OR EQUIVALENT | EAR, NOSE & THROAT SUPPLIES (ENT)
9757 | 4229553420600 | PISTON, PLATINUM/FLUOROPLASTIC STAPES PROSTHESIS, 0.6 MM LENGTH 3.75 OR EQUIVALENT | EAR, NOSE & THROAT SUPPLIES (ENT)
9758 | 4229553420700 | PISTON, PLATINUM/FLUOROPLASTIC STAPES PROSTHESIS, 0.6 MM LENGTH 4 OR EQUIVALENT | EAR, NOSE & THROAT SUPPLIES (ENT)
9759 | 4223161100100 | BALLOON, AIRWAY DILATION CATHETER, ASSORTED SIZES | EAR, NOSE & THROAT SUPPLIES (ENT)
9760 | 4229161422900 | SCISSOR, WALTER ANGLED SHARP, LENGTH 10 CM | EAR, NOSE & THROAT SUPPLIES (ENT)
9761 | 4229680707200 | FORCEPS, KLEINSASSER ARTERY, WITH RATCHET WITH CLEANING CONNECTOR WORKING LENGTH 23CM | EAR, NOSE & THROAT SUPPLIES (ENT)
9762 | 4229680706900 | FORCEPS, KLEINSASSER GRASPING, WITHOUT RATCHET, SERRATED STRAIGHT WITH CLEANING CONNECTOR WORKING LENGTH 23CM | EAR, NOSE & THROAT SUPPLIES (ENT)
9763 | 4229680708000 | FORCEPS, KLEINSASSER GRASPING, WITHOUT RATCHET, SERRATED CURVED RIGHT T WITH CLEANING CONNECTOR WORKING LENGTH 23CM | EAR, NOSE & THROAT SUPPLIES (ENT)
9764 | 4229680707400 | FORCEPS, KLEINSASSER GRASPING, WITHOUT RATCHET, SERRATED CURVED LEFT T WITH CLEANING CONNECTOR WORKING LENGTH 23CM | EAR, NOSE & THROAT SUPPLIES (ENT)
9765 | 4229350301600 | MICROSUCTION OTOLOGY ASSORTED DIAMETERS AND LENGTH REUSABLE | EAR, NOSE & THROAT SUPPLIES (ENT)
9766 | 4229351504600 | "MICROSUCTION, OTOLOGY, LENGTH 7 CM, ASSORTED DIAMETERS, REUSABLE" | EAR, NOSE & THROAT SUPPLIES (ENT)
9767 | 4229490819600 | FORCEPS, NASAL BLAKESLEY, 90 DEGREE, UPWARD, STEEL, 13CM, REUSABLE | EAR, NOSE & THROAT SUPPLIES (ENT)
9768 | 4229163201500 | KNIFE, HOUSE INCUDOSTAPEDIAL JOINT KNIFE | EAR, NOSE & THROAT SUPPLIES (ENT)
9769 | 4229680113900 | TUBE, SUCTION TO REMOVE VAPOR FOR LARYNGOSCOPE, ASSORTED LENGTHS | EAR, NOSE & THROAT SUPPLIES (ENT)
9770 | 4214352901600 | HOUSE CUTTING BLOCK | EAR, NOSE & THROAT SUPPLIES (ENT)
9771 | 4229270204500 | HOOK, FISCH ANTERIOR FOOTPLATE, TIP ANGLED UPWARDS 90 DEGREE, 0.2 MM, LENGTH 16 CM | EAR, NOSE & THROAT SUPPLIES (ENT)
9772 | 4229330400600 | HOOK, FISCH DURA, LENGTH 16 CM TO 20 CM | EAR, NOSE & THROAT SUPPLIES (ENT)
9773 | 4229421806400 | FORCEPS, NASAL BLAKESLEY, 45 DEGREE, UPWARD, STEEL, 13CM, REUSABLE | EAR, NOSE & THROAT SUPPLIES (ENT)
9774 | 4214350305200 | SEALER, BIPOLAR, RADIOFREQUENCY FOR TRANSSPHENOIDAL AND ENDONASAL APPROACH, WITH GENERATOR CONNECTOR, COMPATIBLE WITH END USER MACHINE, ASSORTED SIZES AND ANGLES | EAR, NOSE & THROAT SUPPLIES (ENT)
9775 | 4229553415500 | PROSTHESIS, STAPES FOOTPLATE TITANIUM SHOE | EAR, NOSE & THROAT SUPPLIES (ENT)
9776 | 4229490820600 | FORCEPS GRÜNWALD-HENKE NASAL STRAIGHT THROUGH-CUTTING TISSUE-SPARING BLAKESLEY SHAPE ASSORTED SIZES WITH CLEANING CONNECTOR WORKING LENGTH 13 CM | EAR, NOSE & THROAT SUPPLIES (ENT)
9777 | 4229161422600 | NASAL SCISSORS, HEYMANN, ASSORTED SIZES AND LENGTHS | EAR, NOSE & THROAT SUPPLIES (ENT)
9778 | 4227190321600 | TUBE, LASER SHIELD ENDOTRACHEAL ID 6MM | EAR, NOSE & THROAT SUPPLIES (ENT)
9779 | 4227190322000 | TUBE, LASER SHIELD ENDOTRACHEAL ID 5.5MM | EAR, NOSE & THROAT SUPPLIES (ENT)
9780 | 4227190321400 | TUBE, LASER SHIELD ENDOTRACHEAL ID 5MM | EAR, NOSE & THROAT SUPPLIES (ENT)
9781 | 4218201700400 | PROBE, METALLIC EAR WITH RING TIP | EAR, NOSE & THROAT SUPPLIES (ENT)
9782 | 4218201700200 | PROBE, OVAL SERRATED METALLIC TIP | EAR, NOSE & THROAT SUPPLIES (ENT)
9783 | 4229161308900 | "DEBRIDER ADENOID PEDIATRIC 4MM, LENGTH (10-12 CM), CURVED BLADE, WITH SUCTION IRRIGATION TUBE INCLUDED, COMPATIBLE WITH END USER MACHINE" | EAR, NOSE & THROAT SUPPLIES (ENT)
9784 | 4229162732800 | "BUR, STRAIGHT ROUND CUTTING HIGH SPEED 3.2MM NASAL" | EAR, NOSE & THROAT SUPPLIES (ENT)
9785 | 4220340323200 | BITE BLOCKS, FOR TAKING OPEN BITE EAR MOLD IMPRESSIONS | EAR, NOSE & THROAT SUPPLIES (ENT)
9786 | 4229552511200 | REGENERATIVE MATRIX TISSUE OR EQUIVALENT | EAR, NOSE & THROAT SUPPLIES (ENT)
9787 | 4111571500400 | SET, ORO-TRACHEAL INJECTOR INSTRUMENT, INCLUDING STRAIGHT AND CURVED CANNULA AND SYRINGE HANDLE | EAR, NOSE & THROAT SUPPLIES (ENT)
9788 | 4227190406900 | TRACHEOSTOMY TUBE, ADULT, CUFFED, FENESTRATED ID-IC 9MM | EAR, NOSE & THROAT SUPPLIES (ENT)
9789 | 4227191503400 | TRACHEOSTOMY TUBE, PEDIATRIC, STERILE, ID 5.5 MM | EAR, NOSE & THROAT SUPPLIES (ENT)
9790 | 4227191504000 | TRACHEOSTOMY TUBE, CUFFED PEDIATRIC, STERILE, SIZE 5.5MM | EAR, NOSE & THROAT SUPPLIES (ENT)
9791 | 4227190408000 | TRACHEOSTOMY TUBE, NEONATE, CUFFED, STERILE, ID 4.5 MM | EAR, NOSE & THROAT SUPPLIES (ENT)
9792 | 4227191524600 | TRACHEOSTOMY TUBE, ADULT, CUFFED, UNFENESTRATED WITH INNER CANNULA, ID-IC 6MM, EXTENDED LENGTH, STERILE | EAR, NOSE & THROAT SUPPLIES (ENT)
9793 | 4227191524800 | TRACHEOSTOMY TUBE, ADULT, CUFFED, UNFENESTRATED WITH INNER CANNULA, ID-IC 7MM, EXTENDED LENGTH, STERILE | EAR, NOSE & THROAT SUPPLIES (ENT)
9794 | 4227191525000 | TRACHEOSTOMY TUBE, ADULT, CUFFED, UNFENESTRATED WITH INNER CANNULA, ID-IC 8MM, EXTENDED LENGTH, STERILE | EAR, NOSE & THROAT SUPPLIES (ENT)
9795 | 4227191525100 | TRACHEOSTOMY TUBE, ADULT, CUFFED, UNFENESTRATED WITH INNER CANNULA, ID-IC 9MM, EXTENDED LENGTH, STERILE | EAR, NOSE & THROAT SUPPLIES (ENT)
9796 | 4227191525200 | TRACHEOSTOMY TUBE, ADULT, CUFFED, UNFENESTRATED WITH INNER CANNULA, ID-IC 10MM, EXTENDED LENGTH, STERILE | EAR, NOSE & THROAT SUPPLIES (ENT)
9797 | 4229553502400 | INJECTABLE IMPLANT, CALCIUM HYDROXYLAPATITE, FOR VOCAL CORD MEDIALIZATION | EAR, NOSE & THROAT SUPPLIES (ENT)
9798 | 4214351900000 | EAR HEAD BANDAGE ASSORTED SIZES STERILE | EAR, NOSE & THROAT SUPPLIES (ENT)
9799 | 4229681608600 | SCISSOR, NASAL, CURVED TO THE RIGHT, WITH CLEANING CONNECTOR, WORKING LENGTH 13 CM | EAR, NOSE & THROAT SUPPLIES (ENT)
9800 | 4229681608500 | SCISSOR, NASAL, CURVED TO THE LEFT, WITH CLEANING CONNECTOR, WORKING LENGTH 13 CM | EAR, NOSE & THROAT SUPPLIES (ENT)
9801 | 4229161423000 | SCISSOR, NASAL, STRAIGHT, WITH CLEANING CONNECTOR, WORKING LENGTH 13 CM | EAR, NOSE & THROAT SUPPLIES (ENT)
9802 | 4111171500100 | TELESCOPE, FORWARD OBLIQUE 30 DEGREE, ENLARGE VIEW, DIAMETER 4 MM, LENGTH 18 CM, AUTOCLAVABLE, WITH CONNECTION FOR THE FIBER OPTIC LIGHT CABLE ON THE UPPER SIDE OF THE SCOPE | EAR, NOSE & THROAT SUPPLIES (ENT)
9803 | 4111171500800 | TELESCOPE, FORWARD OBLIQUE 45 DEGREE, ENLARGE VIEW, DIAMETER 4 MM, LENGTH 18 CM, AUTOCLAVABLE, WITH CONNECTION FOR THE FIBER OPTIC LIGHT CABLE ON THE UPPER SIDE OF THE SCOPE | EAR, NOSE & THROAT SUPPLIES (ENT)
9804 | 4111171501000 | TELESCOPE, LATERAL 70 DEGREE, ENLARGE VIEW, DIAMETER 4 MM, LENGTH 18 CM, AUTOCLAVABLE, WITH CONNECTION FOR THE FIBER OPTIC LIGHT CABLE ON THE UPPER SIDE OF THE SCOPE | EAR, NOSE & THROAT SUPPLIES (ENT)
9805 | 4229521400800 | "SET, IRRIGATION TUBING FOR HIGH SPEED DRILL, COMPATIBLE WITH END USER MACHINE" | EAR, NOSE & THROAT SUPPLIES (ENT)
9806 | 4215163100700 | COUPLER FOR OAE COMPATIBLE WITH END USER EQUIPMENT AND TESTS | EAR, NOSE & THROAT SUPPLIES (ENT)
9807 | 4215161003700 | PASTE, ABRASIVE PASTE, REUSABLE, OR EQUIVALENT | EAR, NOSE & THROAT SUPPLIES (ENT)
9808 | 4221171601800 | TUBE, 3/4 MM LIBBY HORN, DIFFERENT SIZE, AS REQUESTED BY END USER | EAR, NOSE & THROAT SUPPLIES (ENT)
9809 | 4221171601900 | TUBES, STANDARD SINGLE BEND WITH DIFFERENT SIZES, DISPOSABLE, OR EQUIVALENT | EAR, NOSE & THROAT SUPPLIES (ENT)
9810 | 4221171601100 | SAFETY CORD WITH CLIP, FOR HEARING AID / COCHLEAR IMPLANT PROCESSOR RETENTION OR EQUIVALENT | EAR, NOSE & THROAT SUPPLIES (ENT)
9811 | 4227191507200 | STAY-DRY PRE-FORMED TUBING - SIZE AND THICKNESS AS REQUESTED WITH END USER | EAR, NOSE & THROAT SUPPLIES (ENT)
9812 | 4229150100700 | HEADBAND, SPRING STEEL FOR BONE TRANSDUCER | EAR, NOSE & THROAT SUPPLIES (ENT)
9813 | 4229553435800 | PISTON, PLATINUM/FLUOROPLASTIC STAPES PROSTHESIS, 0.4 MM LENGTH 3.75 OR EQUIVALENT | EAR, NOSE & THROAT SUPPLIES (ENT)
9814 | 4229553435900 | PISTON, PLATINUM/FLUOROPLASTIC STAPES PROSTHESIS, 0.4 MM LENGTH 4 OR EQUIVALENT | EAR, NOSE & THROAT SUPPLIES (ENT)
9815 | 4229553436000 | PISTON, PLATINUM/FLUOROPLASTIC STAPES PROSTHESIS, 0.5 MM LENGTH 3.75 OR EQUIVALENT | EAR, NOSE & THROAT SUPPLIES (ENT)
9816 | 4229553436100 | PISTON, PLATINUM/FLUOROPLASTIC STAPES PROSTHESIS, 0.5 MM LENGTH 4 OR EQUIVALENT | EAR, NOSE & THROAT SUPPLIES (ENT)
9817 | 4227221100200 | DEVICE, HIGH PRESSURE INFLATION FOR AIRWAY BALLOON | EAR, NOSE & THROAT SUPPLIES (ENT)
9818 | 4229490824500 | FORCEPS, KLEINSASSER GRASPING, WITHOUT RATCHET, SERRATED CURVED UPWARD WITH CLEANING CONNECTOR WORKING LENGTH 23CM | EAR, NOSE & THROAT SUPPLIES (ENT)
9819 | 4229490824400 | FORCEPS, KLEINSASSER GRASPING SERRATED STRAIGHT WITH CLEANING CONNECTOR WORKING LENGTH 18CM | EAR, NOSE & THROAT SUPPLIES (ENT)
9820 | 4229350106900 | TUBE, SUCTION BARON, LENGTH 10 CM, ASSORTED DIAMETERS, REUSABLE | EAR, NOSE & THROAT SUPPLIES (ENT)
9821 | 4229350107200 | TUBE, SUCTION BARON, LENGTH 7.5 CM, ASSORTED DIAMETERS, REUSABLE | EAR, NOSE & THROAT SUPPLIES (ENT)
9822 | 4214352100900 | EAR HOOK, WITHOUT BALL END, STAINLESS STEEL, ASSORTED LENGTHS AND SIZES | EAR, NOSE & THROAT SUPPLIES (ENT)
9823 | 4214352100800 | EAR HOOK, WITH BALL END, STAINLESS STEEL, ASSORTED LENGTHS AND SIZES | EAR, NOSE & THROAT SUPPLIES (ENT)
9824 | 4229490824300 | FORCEPS, BIPOLAR, RADIOFREQUENCY FOR ENDONASAL APPROACH, WITH GENERATOR CONNECTOR, COMPATIBLE WITH END USER MACHINE, ASSORTED SIZES AND ANGLES | EAR, NOSE & THROAT SUPPLIES (ENT)
9825 | 4221171105600 | SPEAKING VALVE, INFINITELY ADJUSTABLE FOR OPTIMUM SPEECH WITH OXYGEN SUPPLY PORT. -AIR SUPPLY FROM THE SIDE ALLOWED AN INDIVIDUALLY ADJUSTABLE AIRWAY RESISTANCE. FITS ALL SIZES. IT SHOULD ALLOW ADAPTATION FOR PATIENTS WHO ARE VENTILATOR DEPENDENT | EAR, NOSE & THROAT SUPPLIES (ENT)
9826 | 4227191507400 | TRACHEOSTOMY TUBE, ADULT, CUFFLESS, UNFENESTRATED ID-IC 4MM | EAR, NOSE & THROAT SUPPLIES (ENT)
9827 | 4227191507600 | TRACHEOSTOMY TUBE, ADULT, CUFFLESS, UNFENESTRATED ID-IC 5MM | EAR, NOSE & THROAT SUPPLIES (ENT)
9828 | 4227190413600 | TRACHEOSTOMY TUBE, ADULT, CUFFLESS, UNFENESTRATED ID-IC 9MM | EAR, NOSE & THROAT SUPPLIES (ENT)
9829 | 4227190413300 | TRACHEOSTOMY TUBE, ADULT, CUFFLESS, UNFENESTRATED ID-IC 10MM | EAR, NOSE & THROAT SUPPLIES (ENT)
9830 | 4227190410400 | TRACHEOSTOMY TUBE, ADULT, CUFFED, FENESTRATED ID-IC 4MM | EAR, NOSE & THROAT SUPPLIES (ENT)
9831 | 4227190410700 | TRACHEOSTOMY TUBE, ADULT, CUFFED, FENESTRATED ID-IC 5MM | EAR, NOSE & THROAT SUPPLIES (ENT)
9832 | 4227191537600 | TRACHEOSTOMY TUBE, ADULT, CUFFED, FENESTRATED ID-IC 10MM | EAR, NOSE & THROAT SUPPLIES (ENT)
9833 | 4227190413200 | TRACHEOSTOMY TUBE, ADULT, CUFFLESS, FENESTRATED ID-IC 9MM | EAR, NOSE & THROAT SUPPLIES (ENT)
9834 | 4227193800300 | TRACHEOSTOMY TUBE, ADULT, CUFFLESS, FENESTRATED ID-IC 10MM | EAR, NOSE & THROAT SUPPLIES (ENT)
9835 | 4227190414500 | TRACHEOSTOMY TUBE, EXTRA LONG, WITH ADJUSTABLE NECK FLANGE, CUFFED, STERILE, ID-IC 11.0MM | EAR, NOSE & THROAT SUPPLIES (ENT)
9836 | 4227190406000 | TRACHEOSTOMY TUBE, NEONATE, UNCUFFED, STERILE, ID-IC 4.5 MM | EAR, NOSE & THROAT SUPPLIES (ENT)
9837 | 4227190414600 | TRACHEOSTOMY TUBE, PEDIATRIC, STERILE, ID 2.5 MM | EAR, NOSE & THROAT SUPPLIES (ENT)
9838 | 4227190414200 | TRACHEOSTOMY TUBE, PEDIATRIC, CUFFED, STERILE, ID 2.5MM | EAR, NOSE & THROAT SUPPLIES (ENT)
9839 | 4227190414300 | TRACHEOSTOMY TUBE, PEDIATRIC, EXTENDED CUFFED, STERILE, ID 5.5 MM | EAR, NOSE & THROAT SUPPLIES (ENT)
9840 | 4227190413800 | TRACHEOSTOMY TUBE, NEONATE, CUFFED, STERILE, ID 2.5 MM | EAR, NOSE & THROAT SUPPLIES (ENT)
9841 | 4227190413900 | TRACHEOSTOMY TUBE, NEONATE, CUFFED, STERILE, ID 3.0 MM | EAR, NOSE & THROAT SUPPLIES (ENT)
9842 | 4227190414000 | TRACHEOSTOMY TUBE, NEONATE, CUFFED, STERILE, ID 3.5 MM | EAR, NOSE & THROAT SUPPLIES (ENT)
9843 | 4227190414100 | TRACHEOSTOMY TUBE, NEONATE, CUFFED, STERILE, ID 4.0 MM | EAR, NOSE & THROAT SUPPLIES (ENT)
9844 | 4227190411800 | TRACHEOSTOMY TUBE, ADULT, CUFFED, UNFENESTRATED ID-IC 5.5MM | EAR, NOSE & THROAT SUPPLIES (ENT)
9845 | 4227190412900 | TRACHEOSTOMY TUBE, ADULT, CUFFED, UNFENESTRATED ID-IC 9MM | EAR, NOSE & THROAT SUPPLIES (ENT)
9846 | 4227190411400 | TRACHEOSTOMY TUBE, ADULT, CUFFED, UNFENESTRATED ID-IC 10MM | EAR, NOSE & THROAT SUPPLIES (ENT)
9847 | 4227190412200 | TRACHEOSTOMY TUBE, ADULT, CUFFED, UNFENESTRATED ID-IC 5MM, WITH SUBGLOTTIC SUCTION | EAR, NOSE & THROAT SUPPLIES (ENT)
9848 | 4227190412400 | TRACHEOSTOMY TUBE, ADULT, CUFFED, UNFENESTRATED ID-IC 6MM, WITH SUBGLOTTIC SUCTION | EAR, NOSE & THROAT SUPPLIES (ENT)
9849 | 4227190412600 | TRACHEOSTOMY TUBE, ADULT, CUFFED, UNFENESTRATED ID-IC 7MM, WITH SUBGLOTTIC SUCTION | EAR, NOSE & THROAT SUPPLIES (ENT)
9850 | 4227190412800 | TRACHEOSTOMY TUBE, ADULT, CUFFED, UNFENESTRATED ID-IC 8MM, WITH SUBGLOTTIC SUCTION | EAR, NOSE & THROAT SUPPLIES (ENT)
9851 | 4227190413000 | TRACHEOSTOMY TUBE, ADULT, CUFFED, UNFENESTRATED ID-IC 9MM, WITH SUBGLOTTIC SUCTION | EAR, NOSE & THROAT SUPPLIES (ENT)
9852 | 4227190411500 | TRACHEOSTOMY TUBE, ADULT, CUFFED, UNFENESTRATED ID-IC 10MM, WITH SUBGLOTTIC SUCTION | EAR, NOSE & THROAT SUPPLIES (ENT)
9853 | 4227191507500 | TRACHEOSTOMY TUBE, ADULT, CUFFLESS, UNFENESTRATED WITH INNER CANNULA, ID-IC 6MM, EXTENDED LENGTH, STERILE | EAR, NOSE & THROAT SUPPLIES (ENT)
9854 | 4227190413500 | TRACHEOSTOMY TUBE, ADULT, CUFFLESS, UNFENESTRATED WITH INNER CANNULA, ID-IC 7MM, EXTENDED LENGTH, STERILE | EAR, NOSE & THROAT SUPPLIES (ENT)
9855 | 4227190405800 | TRACHEOSTOMY TUBE, ADULT, CUFFLESS, UNFENESTRATED WITH INNER CANNULA, ID-IC 8MM, EXTENDED LENGTH, STERILE | EAR, NOSE & THROAT SUPPLIES (ENT)
9856 | 4227190413700 | TRACHEOSTOMY TUBE, ADULT, CUFFLESS, UNFENESTRATED WITH INNER CANNULA, ID-IC 9MM, EXTENDED LENGTH, STERILE | EAR, NOSE & THROAT SUPPLIES (ENT)
9857 | 4227190413400 | TRACHEOSTOMY TUBE, ADULT, CUFFLESS, UNFENESTRATED WITH INNER CANNULA, ID-IC 10MM, EXTENDED LENGTH, STERILE | EAR, NOSE & THROAT SUPPLIES (ENT)
9858 | 4227191508200 | TUBE, TRACHEOSTOMY, ADULT, L74MM, ID7MM, OD10.4MM, UNCUFFED, FENESTRATED | EAR, NOSE & THROAT SUPPLIES (ENT)
9859 | 4227190405700 | TRACHEOSTOMY TUBE, ADULT, CUFFLESS, FENESTRATED WITH INNER CANNULA, ID-IC 8MM, EXTENDED LENGTH, STERILE | EAR, NOSE & THROAT SUPPLIES (ENT)
9860 | 4227191537200 | TRACHEOSTOMY TUBE, ADULT, CUFFLESS, FENESTRATED WITH INNER CANNULA, ID-IC 10MM, EXTENDED LENGTH, STERILE | EAR, NOSE & THROAT SUPPLIES (ENT)
9861 | 4227190410800 | TRACHEOSTOMY TUBE, ADULT, CUFFED, FENESTRATED ID-IC 5MM, WITH DISPOSABLE INNER CANNULA | EAR, NOSE & THROAT SUPPLIES (ENT)
9862 | 4227190411000 | TRACHEOSTOMY TUBE, ADULT, CUFFED, FENESTRATED ID-IC 6MM, WITH DISPOSABLE INNER CANNULA | EAR, NOSE & THROAT SUPPLIES (ENT)
9863 | 4227190410900 | TRACHEOSTOMY TUBE, ADULT, CUFFED, FENESTRATED ID-IC 6.5MM, WITH DISPOSABLE INNER CANNULA | EAR, NOSE & THROAT SUPPLIES (ENT)
9864 | 4227190411200 | TRACHEOSTOMY TUBE, ADULT, CUFFED, FENESTRATED ID-IC 7MM, WITH DISPOSABLE INNER CANNULA | EAR, NOSE & THROAT SUPPLIES (ENT)
9865 | 4227190411100 | TRACHEOSTOMY TUBE, ADULT, CUFFED, FENESTRATED ID-IC 7.5MM, WITH DISPOSABLE INNER CANNULA | EAR, NOSE & THROAT SUPPLIES (ENT)
9866 | 4227190411300 | TRACHEOSTOMY TUBE, ADULT, CUFFED, FENESTRATED ID-IC 8MM, WITH DISPOSABLE INNER CANNULA | EAR, NOSE & THROAT SUPPLIES (ENT)
9867 | 4227190411900 | TRACHEOSTOMY TUBE, ADULT, CUFFED, UNFENESTRATED ID-IC 5.5MM, WITH DISPOSABLE INNER CANNULA | EAR, NOSE & THROAT SUPPLIES (ENT)
9868 | 4227190412300 | TRACHEOSTOMY TUBE, ADULT, CUFFED, UNFENESTRATED ID-IC 6MM, WITH DISPOSABLE INNER CANNULA | EAR, NOSE & THROAT SUPPLIES (ENT)
9869 | 4227190404700 | TRACHEOSTOMY TUBE, ADULT, CUFFED, UNFENESTRATED ID-IC 6.5MM, WITH DISPOSABLE INNER CANNULA | EAR, NOSE & THROAT SUPPLIES (ENT)
9870 | 4227190412500 | TRACHEOSTOMY TUBE, ADULT, CUFFED, UNFENESTRATED ID-IC 7MM, WITH DISPOSABLE INNER CANNULA | EAR, NOSE & THROAT SUPPLIES (ENT)
9871 | 4227190404900 | TRACHEOSTOMY TUBE, ADULT, CUFFED, UNFENESTRATED ID-IC 7.5MM, WITH DISPOSABLE INNER CANNULA | EAR, NOSE & THROAT SUPPLIES (ENT)
9872 | 4227190412700 | TRACHEOSTOMY TUBE, ADULT, CUFFED, UNFENESTRATED ID-IC 8MM, WITH DISPOSABLE INNER CANNULA | EAR, NOSE & THROAT SUPPLIES (ENT)
9873 | 4227191512300 | SEPARATE, INNER CANNULA FOR TRACHEOSTOMY ASSORTED SIZES, COMPATIBLE WITH END-USER TRACHEOSTOMY TUBE, DISPOSABLE | EAR, NOSE & THROAT SUPPLIES (ENT)
9874 | 4227192901200 | KIT, PERCUTANEOUS TRACHEOSTOMY, ADULT, CUFFED, UNFENESTRATED ID-IC 7MM, EXTENDED LENGTH | EAR, NOSE & THROAT SUPPLIES (ENT)
9875 | 4227192901300 | KIT, PERCUTANEOUS TRACHEOSTOMY, ADULT, CUFFED, UNFENESTRATED ID-IC 8MM, EXTENDED LENGTH | EAR, NOSE & THROAT SUPPLIES (ENT)
9876 | 4227192901500 | KIT, PERCUTANEOUS TRACHEOSTOMY, ADULT, CUFFED, UNFENESTRATED ID-IC 9MM, EXTENDED LENGTH | EAR, NOSE & THROAT SUPPLIES (ENT)
9877 | 4227192901100 | KIT, PERCUTANEOUS TRACHEOSTOMY, ADULT, CUFFED, UNFENESTRATED ID-IC 7MM | EAR, NOSE & THROAT SUPPLIES (ENT)
9878 | 4227192901400 | KIT, PERCUTANEOUS TRACHEOSTOMY, ADULT, CUFFED, UNFENESTRATED ID-IC 9MM | EAR, NOSE & THROAT SUPPLIES (ENT)
9879 | 4227192901800 | KIT, PERCUTANEOUS TRACHEOSTOMY, ADULT, WITH SUBGLOTTIC SUCTION, FENESTRATED ID-IC 7MM | EAR, NOSE & THROAT SUPPLIES (ENT)
9880 | 4227192901900 | KIT, PERCUTANEOUS TRACHEOSTOMY, ADULT, WITH SUBGLOTTIC SUCTION, FENESTRATED ID-IC 8MM | EAR, NOSE & THROAT SUPPLIES (ENT)
9881 | 4227192902000 | KIT, PERCUTANEOUS TRACHEOSTOMY, ADULT, WITH SUBGLOTTIC SUCTION, FENESTRATED ID-IC 9MM | EAR, NOSE & THROAT SUPPLIES (ENT)
9882 | 4227192902300 | KIT, TRACHEOESOPHAGEAL PUNCTURE, ASSORTED SIZES AND DIAMETERS, STERILE | EAR, NOSE & THROAT SUPPLIES (ENT)
9883 | 4229553001600 | TUBE, VENTILATION ARMSTRONG, SILICONE | EAR, NOSE & THROAT SUPPLIES (ENT)
9884 | 4227222003500 | "TUBE, VENTILATION ARMSTRONG, FLUOROPLASTIC, ASSORTED SIZES" | EAR, NOSE & THROAT SUPPLIES (ENT)
9885 | 4229553436600 | PROSTHESIS, TOTAL OSSICULAR REPLACEMENT, TITANIUM, WITH ADJUSTABLE LENGTH, AND SHOE SHAPE DISTAL END | EAR, NOSE & THROAT SUPPLIES (ENT)
9886 | 4229553436400 | PROSTHESIS, TOTAL OSSICULAR REPLACEMENT, TITANIUM SHAFT WITH HYDROXYAPATITE HEAD, WITH ADJUSTABLE LENGTH, SHOE SHAPE DISTAL END | EAR, NOSE & THROAT SUPPLIES (ENT)
9887 | 4229552512000 | GRAFT, PERICARDIUM OR FASCIA LATA, 14MM | EAR, NOSE & THROAT SUPPLIES (ENT)
9888 | 4229552512300 | GRAFT, PERICARDIUM OR FASCIA LATA, 40MMX50MM | EAR, NOSE & THROAT SUPPLIES (ENT)
9889 | 4229552512500 | GRAFT, PERICARDIUM OR FASCIA LATA, 60MMX120MM | EAR, NOSE & THROAT SUPPLIES (ENT)
9890 | 4229553001800 | TUBE, VENTILATION COLLAR BUTTON, TITANIUM, ASSORTED SIZES | EAR, NOSE & THROAT SUPPLIES (ENT)
9891 | 4229553001700 | TUBE, VENTILATION COLLAR BUTTON, FLUOROPLASTIC, ASSORTED SIZES | EAR, NOSE & THROAT SUPPLIES (ENT)
9892 | 4229552512400 | GRAFT, PERICARDIUM OR FASCIA LATA, 40MMX70MM | EAR, NOSE & THROAT SUPPLIES (ENT)
9893 | 4229552512200 | GRAFT, PERICARDIUM OR FASCIA LATA, 30MMX40MM | EAR, NOSE & THROAT SUPPLIES (ENT)
9894 | 4227190200400 | TUBE, SALIVARY BYPASS, SILICONE, ASSORTED SIZES | EAR, NOSE & THROAT SUPPLIES (ENT)
9895 | 4229551401800 | SHEET, SILICONE FOR OTOLOGY, ASSORTED THICKNESS AND SIZES | EAR, NOSE & THROAT SUPPLIES (ENT)
9896 | 4229590900200 | STENT MONTGOMERY LARYNGEAL ASSORTED SIZES | EAR, NOSE & THROAT SUPPLIES (ENT)
9897 | 4229590900000 | KEEL MONTGOMERY LARYNGEAL ASSORTED SIZES | EAR, NOSE & THROAT SUPPLIES (ENT)
9898 | 4227190410100 | MONTGOMERY SAFE-T-TUBES, PEDIATRIC ASSORTED SIZES | EAR, NOSE & THROAT SUPPLIES (ENT)
9899 | 4227190410200 | MONTGOMERY SAFE-T-TUBES, STANDARD ASSORTED SIZES | EAR, NOSE & THROAT SUPPLIES (ENT)
9900 | 4110410000800 | COLLECTOR, SINUS SECRETION | EAR, NOSE & THROAT SUPPLIES (ENT)
9901 | 4229680313700 | SET, LACRIMAL INTUBATION, ASSORTED SIZES | EAR, NOSE & THROAT SUPPLIES (ENT)
9902 | 4229163202200 | KNIFE, SLIT, 2.2MM DOUBLE BEVEL, 45 DEGREE, DISPOSABLE | EAR, NOSE & THROAT SUPPLIES (ENT)
9903 | 4227193200900 | HEAT MOISTURE EXCHANGER, FOR TOTAL LARYNGECTOMY PATIENTS, ALLOWING FREE HAND VOICING | EAR, NOSE & THROAT SUPPLIES (ENT)
9904 | 4227161900200 | EXPIRATORY/INSPIRATORY, ONE PIECE DEVICE HAND-HELD RESPIRATORY MUSCLE TRAINER WITH INDEPENDENT DIAL CONTROL. USED FOR SPEECH THERAPY WITH NO EXTERNAL/CONNECTING TUBE | EAR, NOSE & THROAT SUPPLIES (ENT)
9905 | 4227193200700 | DEVICE, HEAT MOISTURE EXCHANGER WITH A HIGHLY EFFECTIVE ELECTROSTATIC FILTER, FOR LARYNGEAL/TRACHEAL STOMA (FOR TOTAL LARYNGECTOMY PATIENTS) ALLOWING FREE HAND VOICING, PROTECTS AGAINST AIRBORNE PARTICLES, INCLUDING VIRUSES AND BACTERIA, SINGLE USE | EAR, NOSE & THROAT SUPPLIES (ENT)
9906 | 4221171105700 | SPEAKING VALVE, ONE-WAY BALL VALVE LOW AIRFLOW RESISTANCE, CAN ATTACH TO HME, CLEAR | EAR, NOSE & THROAT SUPPLIES (ENT)
9907 | 4229270000000 | ELEVATOR, DOUBLE ENDED, ONE END JOSEPH ELEVATOR AND THE OTHER END IS SHARP, LENGTH 22.5 CM | EAR, NOSE & THROAT SUPPLIES (ENT)
9908 | 4229490824800 | FORCEPS, NASAL SERRATED, WORKING LENGTH 11 CM | EAR, NOSE & THROAT SUPPLIES (ENT)
9909 | 4229350106400 | CANNULA, SUCTION FUKUSHIMA TAPERED TEAR DROP, ASSORTED SIZES | EAR, NOSE & THROAT SUPPLIES (ENT)
9910 | 4227202000100 | LARYNGOSCOPE STEINER DISTENDING OPERATING LARYNGOSCOPE | EAR, NOSE & THROAT SUPPLIES (ENT)
9911 | 4227202000000 | LARYNGOSCOPE STEINER DISTENDING OPERATING FOR OROPHARYNGOSCOPE | EAR, NOSE & THROAT SUPPLIES (ENT)
9912 | 4229350106700 | TUBE, INSULATED SUCTION COAGULATOR, LENGTH 23CM, FOR LARYNGOLOGY | EAR, NOSE & THROAT SUPPLIES (ENT)
9913 | 4229350106600 | TUBE, INSULATED SUCTION COAGULATOR, LENGTH 21CM, FOR LARYNGOLOGY | EAR, NOSE & THROAT SUPPLIES (ENT)
9914 | 4229350106800 | TUBE, INSULATED SUCTION COAGULATOR, LENGTH 30-36CM, FOR LARYNGOLOGY | EAR, NOSE & THROAT SUPPLIES (ENT)
9915 | 4229633600400 | RHINOLARYNGOSCOPE, FLEXIBLE, OD 5MM TO 5.5MM, SINGLE USE | EAR, NOSE & THROAT SUPPLIES (ENT)
9916 | 4229633910700 | LED BATTERY LIGHT SOURCE, RECHARGEABLE, FOR ENDOSCOPE, WITH CHARGING UNIT | EAR, NOSE & THROAT SUPPLIES (ENT)
9917 | 4229631800100 | ESOPHAGOSCOPE RIGID PEDIATRIC ASSORTED LENGTHS AND SIZES | EAR, NOSE & THROAT SUPPLIES (ENT)
9918 | 4227202000200 | LARYNGOSCOPE VIDEO LARYNGOSCOPE KANTOR-BERCI (OR EQUIVALENT) ASSORTED LENGTHS AND SIZES | EAR, NOSE & THROAT SUPPLIES (ENT)
9919 | 4229632306000 | TELESCOPE HOPKINS STRAIGHT FORWARD 15 DEGREE OR EQUIVALENT AUTOCLAVABLE | EAR, NOSE & THROAT SUPPLIES (ENT)
9920 | 4229631800200 | ROBERTS-JESBERG ESOPHAGOSCOPE ASSORTED SIZES LENGTHS WITH NECESSARY ACCESSORIES | EAR, NOSE & THROAT SUPPLIES (ENT)
9921 | 4229552511800 | GRAFT, ALLOGENIC CARTILAGE, 40 MM FOR NOSE | EAR, NOSE & THROAT SUPPLIES (ENT)
9922 | 4229552511900 | GRAFT, ALLOGENIC CARTILAGE, OSSICLES | EAR, NOSE & THROAT SUPPLIES (ENT)
9923 | 4218242608400 | HEADLIGHT, LED PORTABLE, BATTERY OPERATED | EAR, NOSE & THROAT SUPPLIES (ENT)
9924 | 4228150914100 | TRAY, WITH LID, FOR STERILIZING TELESCOPES, WITH SILICONE PAD | EAR, NOSE & THROAT SUPPLIES (ENT)
9925 | 4214350400000 | IMPRESSION, EARMOLD SILICONE BASED MATERIAL WITH ALL COMPONENTS AND DIFFERENT SHORE-A AS REQUESTED BY END USER | EAR, NOSE & THROAT SUPPLIES (ENT)
9926 | 4218240002500 | MIXING TRAY, WITH DOSING SCALE FOR IMPRESSION MATERIAL MIXING | EAR, NOSE & THROAT SUPPLIES (ENT)
9927 | 4214350900100 | ADHESIVE, LOW VISCOSITY, FOR INSTANT FIXATION OF RUBBER AND PLASTIC, FOR EARMOLD TUBING | EAR, NOSE & THROAT SUPPLIES (ENT)
9928 | 4214400605000 | UV DRYER BOX, UV CLEAN AND DRY BOX FOR ALL TYPES OF HEARING AIDS AND COCHLEAR IMPLANT | EAR, NOSE & THROAT SUPPLIES (ENT)
9929 | 4218240001500 | CABLE, PINCH CLIP FOR ELECTRODES, DIFFERENT COLORS, DIFFERENT SIZES AS REQUESTED BY END USER | EAR, NOSE & THROAT SUPPLIES (ENT)
9930 | 4218240001100 | CABLE, BUTTON FOR ELECTRODES, DIFFERENT COLORS, DIFFERENT SIZES AS REQUESTED BY END USER | EAR, NOSE & THROAT SUPPLIES (ENT)
9931 | 4218240000900 | CABLE, ALLIGATOR CLIP FOR ELECTRODES, DIFFERENT COLORS, DIFFERENT SIZES AS REQUESTED BY ENDUSER | EAR, NOSE & THROAT SUPPLIES (ENT)
9932 | 4218240001700 | CABLE, TDH39/DD45 REPLACEMENT, DIFFERENT LENGTH AS REQUESTED BY END USER | EAR, NOSE & THROAT SUPPLIES (ENT)
9933 | 4218240001000 | CABLE, B71/81 BONE CONDUCTOR REPLACEMENT, DIFFERENT LENGTH AS REQUESTED BY END USER | EAR, NOSE & THROAT SUPPLIES (ENT)
9934 | 4218240001400 | CABLE, IP30 INSERT EARPHONE REPLACEMENT, DIFFERENT LENGTH AS REQUESTED BY END USER | EAR, NOSE & THROAT SUPPLIES (ENT)
9935 | 4214400300100 | CUSHION, EARPHONE, RED AND BLUE, DIFFERENT TYPE AND MODEL AS REQUESTED BY END USER | EAR, NOSE & THROAT SUPPLIES (ENT)
9936 | 4218242608500 | HEADSET TRANSDUCER, FOR DD45 AUDIOMETRIC EARPHONE INCLUDING CALIBRATION, HEADBAND MODEL, LENGTH, PLUG TYPE AS REQUESTED BY END USER | EAR, NOSE & THROAT SUPPLIES (ENT)
9937 | 4218242608900 | HEADSET TRANSDUCER, FOR TDH39 AUDIOMETRIC EARPHONE INCLUDING CALIBRATION, HEADBAND MODEL, LENGTH, PLUG TYPE AS REQUESTED BY END USER | EAR, NOSE & THROAT SUPPLIES (ENT)
9938 | 4218242608800 | HEADSET TRANSDUCER, FOR DD450 AUDIOMETRIC HIGH FREQUENCY EARPHONE INCLUDING CALIBRATION, HEADBAND MODEL, LENGTH, PLUG TYPE AS REQUESTED BY END USER | EAR, NOSE & THROAT SUPPLIES (ENT)
9939 | 4218242608700 | HEADSET TRANSDUCER, FOR DD45 PEDIATRIC AUDIOMETRIC EARPHONE INCLUDING CALIBRATION, HEADBAND MODEL, LENGTH, PLUG TYPE AS REQUESTED BY END USER | EAR, NOSE & THROAT SUPPLIES (ENT)
9940 | 4218242608600 | HEADSET TRANSDUCER, FOR DD45 CONTRALATERAL AUDIOMETRIC EARPHONE INCLUDING CALIBRATION, HEADBAND MODEL, LENGTH, PLUG TYPE AS REQUESTED BY END USER | EAR, NOSE & THROAT SUPPLIES (ENT)
9941 | 4218242609100 | HEADSET, DD65 PASSIVE ATTENUATION AUDIOMETRIC INCLUDING CALIBRATION, HEADBAND MODEL, LENGTH, PLUG TYPE AS REQUESTED BY END USER | EAR, NOSE & THROAT SUPPLIES (ENT)
9942 | 4218242608000 | HEADBAND, ADULT FOLDABLE AUDIOMETRIC, COMPATIBLE WITH END USER TRANSDUCER | EAR, NOSE & THROAT SUPPLIES (ENT)
9943 | 4218242608200 | HEADBAND, PEDIATRIC FOLDABLE AUDIOMETRIC, COMPATIBLE WITH END USER TRANSDUCER | EAR, NOSE & THROAT SUPPLIES (ENT)
9944 | 4218242608300 | HEADBAND, RE-7 AUDIOMETRIC, COMPATIBLE WITH END USER TRANSDUCER | EAR, NOSE & THROAT SUPPLIES (ENT)
9945 | 4218242608100 | HEADBAND, DD45 CONTRALATERAL AUDIOMETRIC, COMPATIBLE WITH END USER TRANSDUCER | EAR, NOSE & THROAT SUPPLIES (ENT)
9946 | 4218242609000 | HEADSET, B71/81 BONE TRANSDUCER INCLUDING CALIBRATION, MODEL AND LENGTHS AS REQUESTED BY END USER | EAR, NOSE & THROAT SUPPLIES (ENT)
9947 | 4218240002000 | FOAM PAD, FOR CONTRALATERAL HEADSET, DISPOSABLE | EAR, NOSE & THROAT SUPPLIES (ENT)
9948 | 4218242609200 | REPLACEMENT PAD, FOR SPRING STEEL HEADBAND, DISPOSABLE | EAR, NOSE & THROAT SUPPLIES (ENT)
9949 | 4218240002100 | FOAM, FOR IMPRESSION PADS DIFFERENT SIZES AS REQUESTED BY END USER | EAR, NOSE & THROAT SUPPLIES (ENT)
9950 | 4229553001500 | TUBE, EXPANDER, FOR HEARING AID | EAR, NOSE & THROAT SUPPLIES (ENT)
9951 | 4218240001200 | CABLE, CONTRALATERAL FOR ACOUSTIC REFLEXES, COMPATIBLE WITH END USER EQUIPMENT, DIFFERENT LENGTH | EAR, NOSE & THROAT SUPPLIES (ENT)
9952 | 4218240001800 | CRADLE FITTINGS AND RETAINING PLATE INCLUDED, FOR HANDHELD IMPEDANCE AND HEARING SCREENER, COMPATIBLE WITH END USER EQUIPMENT | EAR, NOSE & THROAT SUPPLIES (ENT)
9953 | 4218240000800 | BATTERY, RECHARGEABLE, FOR HANDHELD IMPEDANCE AND HEARING SCREENER, COMPATIBLE WITH END USER EQUIPMENT | EAR, NOSE & THROAT SUPPLIES (ENT)
9954 | 4218240002200 | INSERT EARPHONE, IP30 CONTRA FOR ACOUSTIC REFLEXES, WITH MINIJACK, INCLUDING CALIBRATION, DIFFERENT LENGTH, COMPATIBLE WITH END USER EQUIPMENT | EAR, NOSE & THROAT SUPPLIES (ENT)
9955 | 4218240002300 | INSERT EARPHONE, IP30 STEREO FOR AUDITORY BRAINSTEM RESPONSE (ABR), INCLUDING CALIBRATION, COMPATIBLE WITH END USER EQUIPMENT, DIFFERENT LENGTH | EAR, NOSE & THROAT SUPPLIES (ENT)
9956 | 4218240001900 | EARCUP, FOR IP30 STEREO ID HEADSET, DISPOSABLE COMPATIBLE WITH END USER EQUIPMENT | EAR, NOSE & THROAT SUPPLIES (ENT)
9957 | 4218240002700 | PREAMPLIFIER, FOR HANDHELD HEARING SCREENER, COMPATIBLE WITH END USER EQUIPMENT | EAR, NOSE & THROAT SUPPLIES (ENT)
9958 | 4218240002600 | PREAMPLIFIER, FOR DIAGNOSTIC EVOKED POTENTIALS, COMPATIBLE WITH END USER EQUIPMENT | EAR, NOSE & THROAT SUPPLIES (ENT)
9959 | 4218240001600 | CABLE, SHORT EXTENSION PROBE CABLE FOR HANDHELD HEARING SCREENER, INCLUDING CALIBRATION | EAR, NOSE & THROAT SUPPLIES (ENT)
9960 | 4218240001300 | CABLE, EXTENSION CABLE FOR HANDHELD IMPEDANCE AND OTOACOUSTIC EMISSIONS (OAE), COMPATIBLE WITH END USER EQUIPMENT | EAR, NOSE & THROAT SUPPLIES (ENT)
9961 | 4218240003100 | PROBE, OTOACOUSTIC EMISSIONS (OAE), COMPATIBLE WITH END USER EQUIPMENT | EAR, NOSE & THROAT SUPPLIES (ENT)
9962 | 4218242701300 | CLEANING TOOL, THIN RIGID PLASTIC CORD, FOR TYMPANOMETRY AND OTOACOUSTIC EMISSIONS PROBE (OAE), COMPATIBLE WITH END USER EQUIPMENT | EAR, NOSE & THROAT SUPPLIES (ENT)
9963 | 4218240003300 | PROBE, SERVICEABLE FOR TRANSIENT EVOKED OTOACOUSTIC EMISSIONS (TEOAE), COMPATIBLE WITH END USER EQUIPMENT | EAR, NOSE & THROAT SUPPLIES (ENT)
9964 | 4218240003200 | PROBE, SERVICEABLE FOR DISTORTION PRODUCT AND TRANSIENT EVOKED OTOACOUSTIC EMISSIONS (DP+TE OAE), COMPATIBLE WITH END USER EQUIPMENT | EAR, NOSE & THROAT SUPPLIES (ENT)
9965 | 4218240002900 | PROBE COUPLER, FOR TRANSIENT EVOKED OTOACOUSTIC EMISSIONS (TEOAE), COMPATIBLE WITH END USER EQUIPMENT | EAR, NOSE & THROAT SUPPLIES (ENT)
9966 | 4218240002800 | PROBE COUPLER, FOR DISTORTION PRODUCT OTOACOUSTIC EMISSIONS (DPOAE), COMPATIBLE WITH END USER EQUIPMENT | EAR, NOSE & THROAT SUPPLIES (ENT)
9967 | 4218240003400 | TEST CAVITY, FOR EVOKED POTENTIAL AND OTOACOUSTIC EMISSION CABLES, COMPATIBLE WITH END USER EQUIPMENT | EAR, NOSE & THROAT SUPPLIES (ENT)
9968 | 4218240003500 | TRANSDUCER, REAL EAR MEASUREMENT, COMPATIBLE WITH END USER EQUIPMENT | EAR, NOSE & THROAT SUPPLIES (ENT)
9969 | 4218240002400 | MICROPHONE, TEST BOX REFERENCE FOR HEARING AID VERIFICATION | EAR, NOSE & THROAT SUPPLIES (ENT)
9970 | 4218242609300 | RESPONSE BUTTON, FOR AUDIOMETRY | EAR, NOSE & THROAT SUPPLIES (ENT)
9971 | 4218240003000 | PROBE DOCK, WITH TWO PROBE MICROPHONES, FOR REAL EAR MEASUREMENT | EAR, NOSE & THROAT SUPPLIES (ENT)
9972 | 4221170500300 | HEARING AID, BEHIND-THE-EAR, WIRELESS 10 CHANNEL OR MORE ULTRA-POWER FOR PROFOUND HEARING LOSS, SUPPORTS FM CONNECTIVITY, MAXIMUM GAIN/OUTPUT OF 85/145 DB SPL IN EAR SIMULATOR OR HIGHER AND FREQUENCY RANGE OF 100-5000 HZ OR HIGHER, BATTERY SIZE 675 OR RECHARGEABLE TO BE ORDERED BASED ON END USER REQUEST/NEED. | EAR, NOSE & THROAT SUPPLIES (ENT)
9973 | 4214400000200 | HEARING AID, BEHIND-THE-EAR, WIRELESS 12 OR MORE CHANNEL FOR MILD TO SEVERE HEARING LOSS, SUPPORTS FM CONNECTIVITY, MAXIMUM GAIN/OUTPUT OF 73/136 DB SPL IN EAR SIMULATOR OR HIGHER AND FREQUENCY RANGE OF 100-7000 HZ OR HIGHER, BATTERY SIZE 13 OR RECHARGEABLE TO BE ORDERED BASED ON END USER REQUEST/NEED. | EAR, NOSE & THROAT SUPPLIES (ENT)
9974 | 4214400000400 | HEARING AID, CROS BEHIND-THE-EAR OR RECEIVER-IN-THE-CANAL. COMPATIBLE WITH BATTERY SIZE 312 OR 13 OR RECHARGEABLE, TO BE ORDERED BASED ON END USER REQUEST/NEED, WIRELESS STREAMING, CAN BE REQUESTED AS BICROS IF NEEDED, COMPATIBLE WITH MILD TO SEVERE HEARING AIDS. | EAR, NOSE & THROAT SUPPLIES (ENT)
9975 | 4214400000600 | HEARING AID, RECEIVER-IN-THE-CANAL / EAR, WIRELESS 15 CHANNELS OR MORE FOR MILD TO SEVERE HEARING LOSS, FREQUENCY RANGE OF 100-7500 HZ OR HIGHER, MAXIMUM GAIN/OUTPUT OF 70/131 DB SPL IN EAR SIMULATOR (AS A MINIMUM) FOR POWER RECEIVER, TINNITUS OPTIONS, BATTERY SIZE 10, 312, 13 OR RECHARGEABLE, DIFFERENT RECEIVER POWERS TO BE ORDERED BASED ON END USER REQUEST/NEED | EAR, NOSE & THROAT SUPPLIES (ENT)
9976 | 4214400000500 | HEARING AID, CUSTOM-MADE (IN-THE-EAR, IN-THE-CANAL, COMPLETELY-IN-CANAL) WIRELESS 12 CHANNELS OR MORE FOR MILD TO PROFOUND HEARING LOSS, TINNITUS OPTIONS, FREQUENCY RANGE OF 100-6700 HZ OR HIGHER, BATTERY SIZE TO BE ORDERED BASED ON END USER REQUEST/NEED. | EAR, NOSE & THROAT SUPPLIES (ENT)
9977 | 4229680328000 | SCISSORS, DIATHERMY, METZENBAUM, ASSORTED LENGTH | EAR, NOSE & THROAT SUPPLIES (ENT)
9978 | 4229495804300 | SCISSORS, DIATHERMY, FINE-TIP, METZENBAUM, ASSORTED LENGTH | EAR, NOSE & THROAT SUPPLIES (ENT)
9979 | 4214400602500 | KIT, MICROPHONE NATURAL PLACEMENT INCLUDING COVERS RELATED TO 16 CHANNEL ELECTRODE COCHLEAR IMPLANT ASSORTED SIZE BY END USER REQUEST | EAR, NOSE & THROAT SUPPLIES (ENT)
9980 | 4229553419600 | PISTON, NITINOL/FLUOROPLASTIC STAPES PROSTHESIS, 0.5 DIAMETER CAN BE CRIMPED BY HEAT, SIZE 4.25 OR EQUIVALENT | EAR, NOSE & THROAT SUPPLIES (ENT)
9981 | 4229553419700 | PISTON, NITINOL/FLUOROPLASTIC STAPES PROSTHESIS, 0.5 DIAMETER CAN BE CRIMPED BY HEAT, SIZE 4.5 OR EQUIVALENT | EAR, NOSE & THROAT SUPPLIES (ENT)
9982 | 4229553419800 | PISTON, NITINOL/FLUOROPLASTIC STAPES PROSTHESIS, 0.5 DIAMETER CAN BE CRIMPED BY HEAT, SIZE 4.75MM OR EQUIVALENT | EAR, NOSE & THROAT SUPPLIES (ENT)
9983 | 4214352100700 | EAR HOOK, CURVED TO RIGHT, WORKING LENGTH 5.5 CM, TOTAL LENGTH 16 CM | EAR, NOSE & THROAT SUPPLIES (ENT)
9984 | 4214352100600 | EAR HOOK, CURVED TO LEFT, WORKING LENGTH 5.5 CM, TOTAL LENGTH 16 CM | EAR, NOSE & THROAT SUPPLIES (ENT)
9985 | 4231240202100 | SPLINT, INTRANASAL, CHITOSAN, HEMOSTAT DRESSING, 1.8 X 8 CM, OR EQUIVALENT | EAR, NOSE & THROAT SUPPLIES (ENT)
9986 | 4229260302100 | PROBE, MALLEABLE SINUS PROBE, DOUBLE ENDED, 260 MM | EAR, NOSE & THROAT SUPPLIES (ENT)
9987 | 4229230100600 | BENDING TOOL, FOR MALLEABLE NASAL INSTRUMENTS | EAR, NOSE & THROAT SUPPLIES (ENT)
9988 | 4229171305700 | FORCEPS, ANTRUM PUNCH, LEFT SIDE BACKWARD CUTTING, WITH CLEANING CONNECTOR, 10 CM LENGTH | EAR, NOSE & THROAT SUPPLIES (ENT)
9989 | 4229171305800 | FORCEPS, ANTRUM PUNCH, RIGHT SIDE BACKWARD CUTTING, WITH CLEANING CONNECTOR, 10 CM LENGTH | EAR, NOSE & THROAT SUPPLIES (ENT)
9990 | 4229171305900 | FORCEPS, ANTRUM PUNCH, SMALL PEDIATRIC SIZE, LEFT SIDE BACKWARD CUTTING, WITH CLEANING CONNECTOR, 10 CM LENGTH | EAR, NOSE & THROAT SUPPLIES (ENT)
9991 | 4229171306000 | FORCEPS, ANTRUM PUNCH, SMALL PEDIATRIC SIZE, RIGHT SIDE BACKWARD CUTTING, WITH CLEANING CONNECTOR, 10 CM LENGTH | EAR, NOSE & THROAT SUPPLIES (ENT)
9992 | 4229552511300 | GRAFT, FASCIA USED FOR EAR AND SINUS SURGERIES | EAR, NOSE & THROAT SUPPLIES (ENT)
9993 | 4229600618300 | ALLOGENEIC NATURAL COLLAGEN MATRIX USED FOR GRAFTING AND REINFORCEMENT | EAR, NOSE & THROAT SUPPLIES (ENT)
9994 | 4214150102600 | COTTON DAMS SIZE 5, DISPOSABLE, OR EQUIVALENT | EAR, NOSE & THROAT SUPPLIES (ENT)
9995 | 4229161321000 | STOMA CLIP TWO-PIECE SYSTEM FOR AIR-TIGHT ATTACHMENT OF TRACHEOSTOMA BUTTON AND LARYNGECTOMY TUBE TO THE STOMA. | EAR, NOSE & THROAT SUPPLIES (ENT)
9996 | 4225150200300 | BULB, FOR ORAL PERFORMANCE INSTRUMENT TO MEASURE TONGUE AND LIP STRENGTH AND ENDURANCE HANDHELD | EAR, NOSE & THROAT SUPPLIES (ENT)
9997 | 4225150200400 | CONNECTING TUBE FOR ORAL PERFORMANCE INSTRUMENT TO MEASURE TONGUE AND LIP STRENGTH AND ENDURANCE HANDHELD | EAR, NOSE & THROAT SUPPLIES (ENT)
9998 | 4221190703500 | SPOON, GLOSSECTOMY SPOON WITH PUSHER | EAR, NOSE & THROAT SUPPLIES (ENT)
9999 | 4221190500200 | FLEXIBLE PLASTIC CUT CUPS, DESIGNED TO PROMOTE EASE OF DRINKING, ALLOW DRINKING WITHOUT NECK EXTENSION, CUP CAN BE GENTLY “SQUEEZED” TO CHANGE THE SHAPE OF THE CUP LIP AND DIRECT LIQUID FLOW | EAR, NOSE & THROAT SUPPLIES (ENT)
10000 | 4221190500400 | PLASTIC CUP WITH RUBBER REGULATOR FOR DRINKING IN SEMI-RECLINED POSITION | EAR, NOSE & THROAT SUPPLIES (ENT)
10001 | 4221190500300 | FLEXIBLE TUBE FEEDING BOTTLE THAT EXTENDS TO THE BOTTOM OF THE BOTTLE THROUGH THE SCREW CAP | EAR, NOSE & THROAT SUPPLIES (ENT)
10002 | 4221190500000 | CUP, GRAVITY ASSISTED DRINKING CUP | EAR, NOSE & THROAT SUPPLIES (ENT)
10003 | 4221190500100 | CUP, REGULATING DRINKING, FOR SWALLOWING PROBLEMS, ASSORTED SIZES AND COLORS. | EAR, NOSE & THROAT SUPPLIES (ENT)
10004 | 4221190703600 | SPOON, TEXTURED, FOR ORAL SENSORY STIMULATION, ASSORTED SIZES AND COLORS | EAR, NOSE & THROAT SUPPLIES (ENT)
10005 | 4227161900100 | EXPIRATORY MUSCLE STRENGTH TRAINER COMES WITH NOSE CLIP | EAR, NOSE & THROAT SUPPLIES (ENT)
10006 | 4221171104900 | PORTABLE VOICE AMPLIFICATION SYSTEM FOR PATIENTS WITH HEARING LOSS TO AMPLIFY THE SOUND, WITH HEADSET MICROPHONE AND ADJUSTABLE WAIST OR NECK BAND AND A REMOVABLE BELT CLIP. | EAR, NOSE & THROAT SUPPLIES (ENT)
10007 | 4225162500600 | CHEWY TUBE OR EQUIVALENT, T SHAPED SMALL STEMMED YELLOW | EAR, NOSE & THROAT SUPPLIES (ENT)
10008 | 4225162500500 | CHEWY TUBE OR EQUIVALENT, T SHAPED LARGE STEMMED | EAR, NOSE & THROAT SUPPLIES (ENT)
10009 | 4225162500400 | CHEWY TUBE OR EQUIVALENT, T SHAPED KNOBBY GREEN | EAR, NOSE & THROAT SUPPLIES (ENT)
10010 | 4225162500300 | CHEWY TUBE OR EQUIVALENT, T SHAPED BLUE | EAR, NOSE & THROAT SUPPLIES (ENT)
10011 | 4225162500200 | CHEWY TUBE OR EQUIVALENT, RED SUPER FOR CHEWING AND TACTILE ENHANCEMENT | EAR, NOSE & THROAT SUPPLIES (ENT)
10012 | 4225162500100 | CHEWY TUBE OR EQUIVALENT, GREEN SUPER FOR CHEWING REHABILITATION | EAR, NOSE & THROAT SUPPLIES (ENT)
10013 | 4225162500000 | CHEWING AIDS, P AND Q FOR BITING AND CHEWING REHABILITATION | EAR, NOSE & THROAT SUPPLIES (ENT)
10014 | 4225150000700 | BRUSH, FLEXIBLE NUBBY TEXTURE OR EQUIVALENT, TO REDUCE ORAL HYPERSENSITIVITY | EAR, NOSE & THROAT SUPPLIES (ENT)
10015 | 4227192900600 | DILATOR, TRACHEOESOPHAGEAL PUNCTURE (THE SIZE CAN BE INCREASED FROM 15 FR TO 24 FR IN ONE DEVICE), OR EQUIVALENT | EAR, NOSE & THROAT SUPPLIES (ENT)
10016 | 4227191542600 | CAPSULE, FLEXIBLE INSERTION PIN, 20FR | EAR, NOSE & THROAT SUPPLIES (ENT)
10017 | 4215210800200 | CANNULAS TO MIX IMPRESSION MATERIAL DISPOSABLE | EAR, NOSE & THROAT SUPPLIES (ENT)
10018 | 4214400603100 | REPLACEMENT FASTENER CLIP - COLLAR CLIPS VELCRO BACKED, OR EQUIVALENT | EAR, NOSE & THROAT SUPPLIES (ENT)
10019 | 4221171601600 | MOODY ACU-MIN SCREWDRIVER SET FOR HEARING AIDS, OR EQUIVALENT | EAR, NOSE & THROAT SUPPLIES (ENT)
10020 | 4214353000600 | TUBING PULLER TOOL, OR EQUIVALENT | EAR, NOSE & THROAT SUPPLIES (ENT)
10021 | 4214353000400 | SIDE CUTTING NIPPER (FOR CUTTING EARMOLD TUBING), OR EQUIVALENT | EAR, NOSE & THROAT SUPPLIES (ENT)
10022 | 4229680494000 | LONG NOSE PLIER AND SIDE CUTTING NIPPER (FOR PULLING EARMOLD TUBING), OR EQUIVALENT | EAR, NOSE & THROAT SUPPLIES (ENT)
10023 | 4215210300200 | OTO-FORM AK SILICONE IMPRESSION MATERIAL DISPOSABLE OR EQUIVALENT | EAR, NOSE & THROAT SUPPLIES (ENT)
10024 | 4218231600300 | ELECTRODE JUMPER, CABLE FOR MULTICHANNEL EVOKED POTENTIALS COMPATIBLE WITH END USER EQUIPMENT | EAR, NOSE & THROAT SUPPLIES (ENT)
10025 | 4229240500100 | WIDENING DRILL WITH COUNTERSINK 4MM, OR EQUIVALENT | EAR, NOSE & THROAT SUPPLIES (ENT)
10026 | 4229680226600 | YASARGIL MICRO SCISSORS, SPRING TYPE, BAYONET-SHAPED, SCISSOR BLADES STRAIGHT, LENGTH 20 CM | EAR, NOSE & THROAT SUPPLIES (ENT)
10027 | 4229680277700 | COTTLE SCISSOR CURVED SHARP 10.5 LENGTH | EAR, NOSE & THROAT SUPPLIES (ENT)
10028 | 4229680408500 | FORCEPS, DRESSING, STANDARD WIDTH, LENGTH 13 CM | EAR, NOSE & THROAT SUPPLIES (ENT)
10029 | 4229680095100 | LOOP, EAR, OTOLOGY, BILLEAU/NO.1, LENGTH = 16.5CM, REUSABLE | EAR, NOSE & THROAT SUPPLIES (ENT)
10030 | 4229680095200 | LOOP, EAR, OTOLOGY, BILLEAU/NO.2, LENGTH = 16.5CM, REUSABLE | EAR, NOSE & THROAT SUPPLIES (ENT)
10031 | 4229680091700 | NEEDLE, INJECTION FOR LARYNGEAL PROCEDURES | EAR, NOSE & THROAT SUPPLIES (ENT)
10032 | 4229680139300 | FORCEPS, MAIER DRESSING AND SPONGE HOLDING, STRAIGHT, WITH RATCHET, LENGTH 26.5 CM | EAR, NOSE & THROAT SUPPLIES (ENT)
10033 | 4229680400600 | KILNER ALAR RETRACTOR 2 PRONGS, SHARP WIDTH 10MM LENGTH 8.5 CM | EAR, NOSE & THROAT SUPPLIES (ENT)
10034 | 4229680233700 | RASPATORY, LANGENBECK, WIDTH 18 MM, LENGTH 19 CM | EAR, NOSE & THROAT SUPPLIES (ENT)
10035 | 4229680107600 | ELEVATOR, LEMPERT, CURVED, WIDTH 7 MM, LENGTH 18 CM | EAR, NOSE & THROAT SUPPLIES (ENT)
10036 | 4229680104000 | ELEVATOR, ROSEN, TIP ANGLED 15 DEGREES, 12 MM LONG, WIDTH 1.5 MM, LENGTH 16 CM | EAR, NOSE & THROAT SUPPLIES (ENT)
10037 | 4229680112600 | SPREADER, RETRACTORS, PLESTER/BLUNT/LEFT, STAINLESS STEEL, LENGTH = 10.5CM, REUSABLE | EAR, NOSE & THROAT SUPPLIES (ENT)
10038 | 4229680112700 | SPREADER, RETRACTORS, PLESTER/BLUNT/RIGHT, STAINLESS STEEL, LENGTH = 10.5CM, REUSABLE | EAR, NOSE & THROAT SUPPLIES (ENT)
10039 | 4111171500400 | BRIDGE TELESCOPE BRIDGE DIFFERENT SIZES | EAR, NOSE & THROAT SUPPLIES (ENT)
10040 | 4229680452000 | FORCEPS, TISSUE, 1 X 2 TEETH, STANDARD WIDTH, LENGTH 13 CM | EAR, NOSE & THROAT SUPPLIES (ENT)
10041 | 4229680035000 | RETRACTOR, SURGICAL, VOLKMANN/BLUNT/3 PRONGS, STAINLESS STEEL, LENGTH = 22.5CM, REUSABLE | EAR, NOSE & THROAT SUPPLIES (ENT)
10042 | 4229553402900 | MICROPHONE COVER, RELATED TO 12 CHANNEL ELECTRODE COCHLEAR IMPLANT OFF EAR PROCESSOR | EAR, NOSE & THROAT SUPPLIES (ENT)
10043 | 4214400603700 | SOCKET COVER, RELATED TO 12 CHANNEL ELECTRODE COCHLEAR IMPLANT OFF EAR PROCESSOR | EAR, NOSE & THROAT SUPPLIES (ENT)
10044 | 4221171105500 | WATER WEAR, USED WITH 12 CHANNEL ELECTRODE COCHLEAR IMPLANT OFF EAR PROCESSOR, DISPOSABLE | EAR, NOSE & THROAT SUPPLIES (ENT)
10045 | 4214400200700 | CHARGER CABLES, RELATED TO 12 CHANNEL ELECTRODE COCHLEAR IMPLANT OFF EAR PROCESSOR | EAR, NOSE & THROAT SUPPLIES (ENT)
10046 | 4214400600800 | CHARGING UNIT, WIRELESS RELATED TO 12 CHANNEL ELECTRODE COCHLEAR IMPLANT OFF EAR PROCESSOR | EAR, NOSE & THROAT SUPPLIES (ENT)
10047 | 4214400400200 | MAGNET, FOR 12 CHANNEL ELECTRODE COCHLEAR IMPLANT OFF EAR PROCESSOR, STRENGTH AND TYPE AS REQUESTED BY END USER | EAR, NOSE & THROAT SUPPLIES (ENT)
10048 | 4214400603200 | RETENTION OPTIONS, RELATED TO 12 CHANNEL ELECTRODE COCHLEAR IMPLANT OFF EAR PROCESSOR TYPE AND LENGTH AS REQUESTED BY END USER | EAR, NOSE & THROAT SUPPLIES (ENT)
10049 | 4214400102200 | PROCESSOR, BEHIND THE EAR EXTERNAL PROCESSOR RELATED TO 12 CHANNEL ELECTRODE COCHLEAR IMPLANT, COLOR AS REQUESTED BY END USER | EAR, NOSE & THROAT SUPPLIES (ENT)
10050 | 4214400102500 | PROCESSOR, SINGLE UNIT EXTERNAL PROCESSOR RELATED TO 12 CHANNEL ELECTRODE COCHLEAR IMPLANT, COLOR AS REQUESTED BY END USER | EAR, NOSE & THROAT SUPPLIES (ENT)
10051 | 4214400601300 | BATTERY, RECHARGEABLE STANDARD RELATED TO 12 CHANNEL ELECTRODE COCHLEAR IMPLANT ON EAR PROCESSOR | EAR, NOSE & THROAT SUPPLIES (ENT)
10052 | 4229553410100 | ADAPTOR, FOR RECHARGEABLE BATTERY RELATED TO 12 CHANNEL ELECTRODE COCHLEAR IMPLANT ON EAR PROCESSOR | EAR, NOSE & THROAT SUPPLIES (ENT)
10053 | 4214400200200 | CHARGER CABLES, RELATED TO 12 CHANNEL ELECTRODE COCHLEAR IMPLANT ON EAR PROCESSOR BATTERY PACK | EAR, NOSE & THROAT SUPPLIES (ENT)
10054 | 4229553401000 | CHARGING UNIT, RELATED TO 12 CHANNEL ELECTRODE COCHLEAR IMPLANT ON EAR PROCESSOR | EAR, NOSE & THROAT SUPPLIES (ENT)
10055 | 4214400400000 | DL COIL MAGNET, RELATED TO 12 CHANNEL ELECTRODE COCHLEAR IMPLANT ON EAR PROCESSOR (STRENGTH AND TYPE AS REQUESTED BY END USER) | EAR, NOSE & THROAT SUPPLIES (ENT)
10056 | 4229553405500 | DL COIL BASE PART, RELATED TO 12 CHANNEL ELECTRODE COCHLEAR IMPLANT ON EAR PROCESSOR | EAR, NOSE & THROAT SUPPLIES (ENT)
10057 | 4229553405600 | DL COIL CABLE, RELATED TO 12 CHANNEL ELECTRODE COCHLEAR IMPLANT ON EAR PROCESSOR | EAR, NOSE & THROAT SUPPLIES (ENT)
10058 | 4214400602300 | DL COIL COVER, RELATED TO 12 CHANNEL ELECTRODE COCHLEAR IMPLANT ON EAR PROCESSOR (LOW OR HIGH PROFILE AS REQUESTED BY END USER) | EAR, NOSE & THROAT SUPPLIES (ENT)
10059 | 4229553406200 | EARHOOK, RELATED TO COCHLEAR IMPLANT 12 ELECTRODE ARRAY, SIZES AT END USER REQUEST | EAR, NOSE & THROAT SUPPLIES (ENT)
10060 | 4214400603000 | REMOTE CONTROL, FOR COCHLEAR IMPLANT 12 COMPATIBLE WITH SPEECH PROCESSOR, LATEST | EAR, NOSE & THROAT SUPPLIES (ENT)
10061 | 4229553407800 | BATTERY PACK COVER, RELATED TO 12 CHANNEL ELECTRODE COCHLEAR IMPLANT ON EAR PROCESSOR UNIT OF MEASURE IS EACH | EAR, NOSE & THROAT SUPPLIES (ENT)
10062 | 4229553407000 | BATTERY PACK FRAME, RELATED TO 12 CHANNEL ELECTRODE COCHLEAR IMPLANT ON EAR PROCESSOR | EAR, NOSE & THROAT SUPPLIES (ENT)
10063 | 4214400601700 | ADHESIVE PAD, FOR RETENTION, GRIP WEAR OR EQUIVALENT RELATED TO 12 CHANNEL ELECTRODE COCHLEAR IMPLANT OFF EAR PROCESSOR, REUSABLE | EAR, NOSE & THROAT SUPPLIES (ENT)
10064 | 4214400601200 | BATTERY PACK, FOR CHILDREN RELATED TO 16 CHANNEL ELECTRODE COCHLEAR IMPLANT | EAR, NOSE & THROAT SUPPLIES (ENT)
10065 | 4214400603800 | TOP MICROPHONE COVER RELATED TO 16 CHANNEL ELECTRODE COCHLEAR IMPLANT | EAR, NOSE & THROAT SUPPLIES (ENT)
10066 | 4214400601400 | BATTERY, RECHARGEABLE STANDARD RELATED TO 16 CHANNEL ELECTRODE COCHLEAR IMPLANT | EAR, NOSE & THROAT SUPPLIES (ENT)
10067 | 4214400200500 | CHARGER CABLES FOR BATTERIES RELATED TO 16 CHANNEL ELECTRODE COCHLEAR IMPLANT | EAR, NOSE & THROAT SUPPLIES (ENT)
10068 | 4214400601900 | CHARGING UNIT RELATED TO 16 CHANNEL ELECTRODE COCHLEAR IMPLANT | EAR, NOSE & THROAT SUPPLIES (ENT)
10069 | 4214400400100 | MAGNET FOR EXTERNAL PROCESSOR RELATED TO 16 CHANNEL ELECTRODE COCHLEAR IMPLANT (STRENGTH AND TYPE AS REQUESTED BY END USER) | EAR, NOSE & THROAT SUPPLIES (ENT)
10070 | 4229553432300 | COIL RELATED TO 16 CHANNEL ELECTRODE COCHLEAR IMPLANT | EAR, NOSE & THROAT SUPPLIES (ENT)
10071 | 4214400200400 | COIL CABLE RELATED TO 16 CHANNEL ELECTRODE COCHLEAR IMPLANT, LENGTHS AT END USER REQUEST | EAR, NOSE & THROAT SUPPLIES (ENT)
10072 | 4214400602200 | COIL COVER RELATED TO 16 CHANNEL ELECTRODE COCHLEAR IMPLANT (STANDARD OR HIGH PROFILE AS REQUESTED BY END USER) | EAR, NOSE & THROAT SUPPLIES (ENT)
10073 | 4214400500200 | T-MIC OR EQUIVALENT, RELATED TO 16 CHANNEL ELECTRODE COCHLEAR IMPLANT, SIZES AS REQUESTED | EAR, NOSE & THROAT SUPPLIES (ENT)
10074 | 4214400500100 | T-MIC COVER, OR EQUIVALENT, RELATED TO 16 CHANNEL ELECTRODE COCHLEAR IMPLANT | EAR, NOSE & THROAT SUPPLIES (ENT)
10075 | 4214400500300 | T-MIC PIN, OR EQUIVALENT, RELATED TO 16 CHANNEL ELECTRODE COCHLEAR IMPLANT | EAR, NOSE & THROAT SUPPLIES (ENT)
10076 | 4214352100200 | EAR HOOK RELATED TO 16 CHANNEL ELECTRODE COCHLEAR IMPLANT SIZES AT END USER REQUEST | EAR, NOSE & THROAT SUPPLIES (ENT)
10077 | 4221171105300 | KIT, WATER WEAR FITTING ALL EXTERNAL PROCESSORS RELATED TO 16 ELECTRODE COCHLEAR IMPLANT | EAR, NOSE & THROAT SUPPLIES (ENT)
10078 | 4214400102400 | PROCESSOR, BEHIND THE EAR EXTERNAL RELATED TO 22 CHANNEL ELECTRODE COCHLEAR IMPLANT, COLOR AS REQUESTED BY END USER | EAR, NOSE & THROAT SUPPLIES (ENT)
10079 | 4214400102600 | PROCESSOR, SINGLE UNIT EXTERNAL RELATED TO 22 CHANNEL ELECTRODE COCHLEAR IMPLANT, COLOR AS REQUESTED BY END USER | EAR, NOSE & THROAT SUPPLIES (ENT)
10080 | 4214400602600 | MICROPHONE COVER RELATED TO 22 CHANNEL ELECTRODE COCHLEAR IMPLANT ON EAR SPEECH PROCESSOR | EAR, NOSE & THROAT SUPPLIES (ENT)
10081 | 4214400601500 | RECHARGEABLE BATTERY STANDARD RELATED TO 22 CHANNEL ELECTRODE COCHLEAR IMPLANT ON EAR SPEECH PROCESSOR | EAR, NOSE & THROAT SUPPLIES (ENT)
10082 | 4221171105400 | WATER WEAR, DISPOSABLE USED WITH 22 CHANNEL ELECTRODE COCHLEAR IMPLANT ON EAR SPEECH PROCESSOR | EAR, NOSE & THROAT SUPPLIES (ENT)
10083 | 4214400602000 | CHARGING UNIT RELATED TO 22 CHANNEL ELECTRODE COCHLEAR IMPLANT ON EAR SPEECH PROCESSOR | EAR, NOSE & THROAT SUPPLIES (ENT)
10084 | 4229553405400 | COIL MAGNET FOR 22 CHANNEL ELECTRODE COCHLEAR IMPLANT ON EAR SPEECH PROCESSOR (STRENGTH AND TYPE AS REQUESTED BY END USER) | EAR, NOSE & THROAT SUPPLIES (ENT)
10085 | 4214400200300 | COIL AND CABLE RELATED TO 22 CHANNEL ELECTRODE COCHLEAR IMPLANT ON EAR SPEECH PROCESSOR, LENGTH, AT END USER REQUEST | EAR, NOSE & THROAT SUPPLIES (ENT)
10086 | 4214400603400 | RETENTION OPTIONS, RELATED TO 22 CHANNEL ELECTRODE COCHLEAR IMPLANT ON EAR SPEECH PROCESSOR TYPES AND SIZES AS REQUESTED | EAR, NOSE & THROAT SUPPLIES (ENT)
10087 | 4214352100300 | EAR HOOK RELATED TO 22 CHANNEL ELECTRODE COCHLEAR IMPLANT ON EAR SPEECH PROCESSOR SIZES AT END USER REQUEST | EAR, NOSE & THROAT SUPPLIES (ENT)
10088 | 4214400602800 | REMOTE CONTROL FOR 22 CHANNEL ELECTRODE COCHLEAR IMPLANT ON EAR SPEECH PROCESSOR, LATEST | EAR, NOSE & THROAT SUPPLIES (ENT)
10089 | 4214400601000 | BATTERY PACK COVER RELATED TO 22 CHANNEL ELECTRODE COCHLEAR IMPLANT ON EAR SPEECH PROCESSOR | EAR, NOSE & THROAT SUPPLIES (ENT)
10090 | 4214400601100 | BATTERY PACK HOLDER RELATED TO 22 CHANNEL ELECTRODE COCHLEAR IMPLANT ON EAR SPEECH PROCESSOR | EAR, NOSE & THROAT SUPPLIES (ENT)
10091 | 4214400601800 | ADHESIVE PAD, FOR RETENTION, RELATED TO 22 CHANNEL ELECTRODE COCHLEAR IMPLANT OFF EAR PROCESSOR, REUSABLE | EAR, NOSE & THROAT SUPPLIES (ENT)
10092 | 4214400602700 | MICROPHONE COVER, RELATED TO 22 CHANNEL ELECTRODE COCHLEAR IMPLANT OFF EAR PROCESSOR | EAR, NOSE & THROAT SUPPLIES (ENT)
10093 | 4214400200800 | CHARGER CABLES, RELATED TO 22 CHANNEL ELECTRODE COCHLEAR IMPLANT OFF EAR PROCESSOR | EAR, NOSE & THROAT SUPPLIES (ENT)
10094 | 4214400602100 | CHARGING UNIT WIRELESS, RELATED TO 22 CHANNEL ELECTRODE COCHLEAR IMPLANT OFF EAR PROCESSOR | EAR, NOSE & THROAT SUPPLIES (ENT)
10095 | 4214400400300 | MAGNET, FOR 22 CHANNEL ELECTRODE COCHLEAR IMPLANT OFF EAR PROCESSOR (STRENGTH AND TYPE AS REQUESTED BY END USER) | EAR, NOSE & THROAT SUPPLIES (ENT)
10096 | 4214400603300 | RETENTION OPTIONS, RELATED TO 22 CHANNEL ELECTRODE COCHLEAR IMPLANT OFF EAR PROCESSOR TYPE AND LENGTH, AS REQUESTED BY END USER | EAR, NOSE & THROAT SUPPLIES (ENT)
10097 | 4221171601400 | HUG FIT OR EQUIVALENT, RELATED TO 22 ELECTRODE COCHLEAR IMPLANT ASSORTED SIZES BY END USER REQUEST | EAR, NOSE & THROAT SUPPLIES (ENT)
10098 | 4214400300000 | HEADBAND, FOR SOUND PROCESSOR RETENTION, RELATED TO 12 AND 22 CHANNEL ELECTRODE COCHLEAR IMPLANT, ASSORTED SIZES, COLOR AND TYPE AS REQUESTED BY END USER | EAR, NOSE & THROAT SUPPLIES (ENT)
10099 | 4214400603600 | SAFETY LINE, SOUND PROCESSOR RELATED TO 22 CHANNEL ELECTRODE COCHLEAR IMPLANT | EAR, NOSE & THROAT SUPPLIES (ENT)
10100 | 4214400603500 | SAFETY CLIP, SOUND PROCESSOR RELATED TO 22 CHANNEL ELECTRODE COCHLEAR IMPLANT ASSORTED TYPES BY END USER REQUEST | EAR, NOSE & THROAT SUPPLIES (ENT)
10101 | 4214352900200 | BUR, OTOLOGY CUTTING 2 FLUTE, SIZE 1MM OR EQUIVALENT | EAR, NOSE & THROAT SUPPLIES (ENT)
10102 | 4214352900100 | BUR, OTOLOGY CUTTING 2 FLUTE, SIZE 1.5MM OR EQUIVALENT | EAR, NOSE & THROAT SUPPLIES (ENT)
10103 | 4214352900400 | BUR, OTOLOGY CUTTING 2 FLUTE, SIZE 2MM OR EQUIVALENT | EAR, NOSE & THROAT SUPPLIES (ENT)
10104 | 4214352900300 | BUR, OTOLOGY CUTTING 2 FLUTE, SIZE 2.5MM OR EQUIVALENT | EAR, NOSE & THROAT SUPPLIES (ENT)
10105 | 4214352900500 | BUR, OTOLOGY CUTTING 2 FLUTE, SIZE 3MM OR EQUIVALENT | EAR, NOSE & THROAT SUPPLIES (ENT)
10106 | 4214352900600 | BUR, OTOLOGY CUTTING 2 FLUTE, SIZE 4MM OR EQUIVALENT | EAR, NOSE & THROAT SUPPLIES (ENT)
10107 | 4214352900700 | BUR, OTOLOGY CUTTING 2 FLUTE, SIZE 5MM OR EQUIVALENT | EAR, NOSE & THROAT SUPPLIES (ENT)
10108 | 4214352900800 | BUR, OTOLOGY CUTTING 2 FLUTE, SIZE 6MM OR EQUIVALENT | EAR, NOSE & THROAT SUPPLIES (ENT)
10109 | 4215161407400 | BUR, OTOLOGY SKEETER OR EQUIVALENT, 0.5MM VIOLET | EAR, NOSE & THROAT SUPPLIES (ENT)
10110 | 4215161407500 | BUR, OTOLOGY SKEETER OR EQUIVALENT, 0.6MM BLACK | EAR, NOSE & THROAT SUPPLIES (ENT)
10111 | 4215161407600 | BUR, OTOLOGY SKEETER OR EQUIVALENT, 0.6MM BLUE | EAR, NOSE & THROAT SUPPLIES (ENT)
10112 | 4215161413200 | BUR, OTOLOGY SKEETER OR EQUIVALENT, 0.75MM BLACK | EAR, NOSE & THROAT SUPPLIES (ENT)
10113 | 4215161413300 | BUR, OTOLOGY SKEETER OR EQUIVALENT, 0.7MM GREEN | EAR, NOSE & THROAT SUPPLIES (ENT)
10114 | 4215161413400 | BUR, OTOLOGY SKEETER OR EQUIVALENT, 0.8MM BLACK | EAR, NOSE & THROAT SUPPLIES (ENT)
10115 | 4215161408100 | BUR, OTOLOGY SKEETER OR EQUIVALENT, 1.4MM GRAY | EAR, NOSE & THROAT SUPPLIES (ENT)
10116 | 4215161408400 | BUR, OTOLOGY SKEETER OR EQUIVALENT, 2.3MM RED | EAR, NOSE & THROAT SUPPLIES (ENT)
10117 | 4215161408300 | BUR, OTOLOGY SKEETER OR EQUIVALENT, 1MM ORANGE | EAR, NOSE & THROAT SUPPLIES (ENT)
10118 | 4215161408200 | BUR, OTOLOGY SKEETER OR EQUIVALENT, 1.8MM BROWN | EAR, NOSE & THROAT SUPPLIES (ENT)
10119 | 4229162730800 | BUR, OTOLOGY SKEETER OR EQUIVALENT, 0.8MM YELLOW | EAR, NOSE & THROAT SUPPLIES (ENT)
10120 | 4215161407000 | BUR, OTOLOGY DIAMOND EXTENDED, 0.5MM OR EQUIVALENT | EAR, NOSE & THROAT SUPPLIES (ENT)
10121 | 4215161406800 | BUR, OTOLOGY DIAMOND EXTENDED, 1MM OR EQUIVALENT | EAR, NOSE & THROAT SUPPLIES (ENT)
10122 | 4229162735900 | BUR, OTOLOGY DIAMOND EXTENDED, 1.5MM OR EQUIVALENT | EAR, NOSE & THROAT SUPPLIES (ENT)
10123 | 4215161412300 | BUR, OTOLOGY DIAMOND EXTENDED, 2MM OR EQUIVALENT | EAR, NOSE & THROAT SUPPLIES (ENT)
10124 | 4229162736300 | BUR, OTOLOGY DIAMOND EXTENDED, 2.5MM OR EQUIVALENT | EAR, NOSE & THROAT SUPPLIES (ENT)
10125 | 4215161412400 | BUR, OTOLOGY DIAMOND EXTENDED, 3MM OR EQUIVALENT | EAR, NOSE & THROAT SUPPLIES (ENT)
10126 | 4229162736500 | BUR, OTOLOGY DIAMOND EXTENDED, 3.5MM OR EQUIVALENT | EAR, NOSE & THROAT SUPPLIES (ENT)
10127 | 4215161412600 | BUR, OTOLOGY DIAMOND EXTENDED, 4MM OR EQUIVALENT | EAR, NOSE & THROAT SUPPLIES (ENT)
10128 | 4215161406300 | BUR, OTOLOGY DIAMOND EXTENDED, 5MM OR EQUIVALENT | EAR, NOSE & THROAT SUPPLIES (ENT)
10129 | 4229162736200 | BUR, OTOLOGY COARSE DIAMOND, SIZE 1MM OR EQUIVALENT | EAR, NOSE & THROAT SUPPLIES (ENT)
10130 | 4229162736000 | BUR, OTOLOGY COARSE DIAMOND, SIZE 1.5MM OR EQUIVALENT | EAR, NOSE & THROAT SUPPLIES (ENT)
10131 | 4214352901400 | BUR, OTOLOGY COARSE DIAMOND, SIZE 2MM OR EQUIVALENT | EAR, NOSE & THROAT SUPPLIES (ENT)
10132 | 4229162736400 | BUR, OTOLOGY COARSE DIAMOND, SIZE 2.5MM OR EQUIVALENT | EAR, NOSE & THROAT SUPPLIES (ENT)
10133 | 4229162736800 | BUR, OTOLOGY COARSE DIAMOND, SIZE 3MM OR EQUIVALENT | EAR, NOSE & THROAT SUPPLIES (ENT)
10134 | 4229162736600 | BUR, OTOLOGY COARSE DIAMOND, SIZE 3.5MM OR EQUIVALENT | EAR, NOSE & THROAT SUPPLIES (ENT)
10135 | 4229162737000 | BUR, OTOLOGY COARSE DIAMOND, SIZE 4MM OR EQUIVALENT | EAR, NOSE & THROAT SUPPLIES (ENT)
10136 | 4229162737200 | BUR, OTOLOGY COARSE DIAMOND, SIZE 5MM OR EQUIVALENT | EAR, NOSE & THROAT SUPPLIES (ENT)
10137 | 4229162737300 | BUR, OTOLOGY COARSE DIAMOND, SIZE 6MM OR EQUIVALENT | EAR, NOSE & THROAT SUPPLIES (ENT)
10138 | 4229162734600 | BUR, OTOLOGY COARSE DIAMOND EXTENDED, SIZE 2MM OR EQUIVALENT | EAR, NOSE & THROAT SUPPLIES (ENT)
10139 | 4229162735100 | BUR, OTOLOGY COARSE DIAMOND EXTENDED, SIZE 3MM OR EQUIVALENT | EAR, NOSE & THROAT SUPPLIES (ENT)
10140 | 4229162712000 | BUR, OTOLOGY CUTTING MULTI FLUTE, SIZE 4MM OR EQUIVALENT | EAR, NOSE & THROAT SUPPLIES (ENT)
10141 | 4229162712100 | BUR, OTOLOGY CUTTING MULTI FLUTE, SIZE 5MM OR EQUIVALENT | EAR, NOSE & THROAT SUPPLIES (ENT)
10142 | 4229162712200 | BUR, OTOLOGY CUTTING MULTI FLUTE, SIZE 6MM OR EQUIVALENT | EAR, NOSE & THROAT SUPPLIES (ENT)
10143 | 4214352900900 | BUR, OTOLOGY CUTTING MULTI FLUTE, SIZE 7MM OR EQUIVALENT | EAR, NOSE & THROAT SUPPLIES (ENT)
10144 | 4229162712300 | BUR, OTOLOGY CUTTING MULTI FLUTE LONG, SIZE 0.5MM OR EQUIVALENT | EAR, NOSE & THROAT SUPPLIES (ENT)
10145 | 4229162711400 | BUR, OTOLOGY CUTTING MULTI FLUTE LONG, SIZE 1MM OR EQUIVALENT | EAR, NOSE & THROAT SUPPLIES (ENT)
10146 | 4229162711500 | BUR, OTOLOGY CUTTING MULTI FLUTE LONG, SIZE 2MM OR EQUIVALENT | EAR, NOSE & THROAT SUPPLIES (ENT)
10147 | 4229162711700 | BUR, OTOLOGY CUTTING MULTI FLUTE LONG, SIZE 3MM OR EQUIVALENT | EAR, NOSE & THROAT SUPPLIES (ENT)
10148 | 4229162700900 | BUR, HI SPEED SINUS BUR CURVED 3.6MM 13CM SPEED UP TO 30, 000 RPM, OR EQUIVALENT | EAR, NOSE & THROAT SUPPLIES (ENT)
10149 | 4229162701000 | BUR, HI SPEED SINUS BUR FRONTAL 40° SPEED UP TO 30, 000 RPM, OR EQUIVALENT | EAR, NOSE & THROAT SUPPLIES (ENT)
10150 | 4229162715500 | BUR, HI SPEED SINUS BUR DIAMOND 40° 3MM 13CM SPEED UP TO 30, 000 RPM, OR EQUIVALENT | EAR, NOSE & THROAT SUPPLIES (ENT)
10151 | 4229162701100 | BUR, HI SPEED SINUS BUR REVERSE TAPERED 40° 4MM 13CM SPEED UP TO 30, 000 RPM, OR EQUIVALENT | EAR, NOSE & THROAT SUPPLIES (ENT)
10152 | 4229162701200 | BUR, HI SPEED SINUS BUR REVERSE TAPERED 70° 4MM 13CM SPEED UP TO 30, 000 RPM, OR EQUIVALENT | EAR, NOSE & THROAT SUPPLIES (ENT)
10153 | 4215161414600 | BUR, HI SPEED SINUS BUR TAPERED DIAMOND 70° 4MM SPEED UP TO 30, 000 RPM, OR EQUIVALENT | EAR, NOSE & THROAT SUPPLIES (ENT)
10154 | 4229162701300 | BUR, HI SPEED BUR TAPERED CHOANAL ATRESIA SPEED UP TO 30, 000 RPM, OR EQUIVALENT | EAR, NOSE & THROAT SUPPLIES (ENT)
10155 | 4229162701400 | BUR, HI SPEED SINUS BUR CUTTING 70° 3MM 13CM SPEED UP TO 30, 000 RPM, OR EQUIVALENT | EAR, NOSE & THROAT SUPPLIES (ENT)
10156 | 4215161414500 | BUR, HI SPEED SINUS BUR DIAMOND 70° 3MM 13CM SPEED UP TO 30, 000 RPM, OR EQUIVALENT | EAR, NOSE & THROAT SUPPLIES (ENT)
10157 | 4229162700000 | BUR, ANTERIOR SKULL BASE CUTTING BUR 4MM ANGLE 15°, OR EQUIVALENT | EAR, NOSE & THROAT SUPPLIES (ENT)
10158 | 4229162700100 | BUR, ANTERIOR SKULL BASE DIAMOND BUR 5MM ANGLE 15°, OR EQUIVALENT | EAR, NOSE & THROAT SUPPLIES (ENT)
10159 | 4229162700200 | BUR, ANTERIOR SKULL BASE DIAMOND BUR 5MM ANGLE 70°, OR EQUIVALENT | EAR, NOSE & THROAT SUPPLIES (ENT)
10160 | 4229162700300 | BUR, ANTERIOR SKULL BASE DIAMOND BUR 3.2 5MM ANGLE 40°, OR EQUIVALENT | EAR, NOSE & THROAT SUPPLIES (ENT)
10161 | 4229162700400 | BUR, ANTERIOR SKULL BASE DIAMOND BUR 3.2 MM ANGLE 15°, OR EQUIVALENT | EAR, NOSE & THROAT SUPPLIES (ENT)
10162 | 4229162720100 | BUR, CHOANAL ATRESIA BUR 4MM HIGH SPEED, OR EQUIVALENT | EAR, NOSE & THROAT SUPPLIES (ENT)
10163 | 4229162720600 | BLADE, CHOANAL ATRESIA NASAL BLADE 2.9 MM, OR EQUIVALENT | EAR, NOSE & THROAT SUPPLIES (ENT)
10164 | 4229162720700 | BLADE, CHOANAL ATRESIA NASAL BLADE 4MM ROTATABLE, OR EQUIVALENT | EAR, NOSE & THROAT SUPPLIES (ENT)
10165 | 4229161312000 | BUR, CURVED DIAMOND NASAL BUR 3.5MM HIGH SPEED, OR EQUIVALENT | EAR, NOSE & THROAT SUPPLIES (ENT)
10166 | 4229161313000 | BUR, CURVED DIAMOND NASAL BUR 5 MM HIGH SPEED, OR EQUIVALENT | EAR, NOSE & THROAT SUPPLIES (ENT)
10167 | 4229161314000 | BUR, AGGRESSIVE ROUTER BUR HIGH SPEED 4.5MM NASAL, OR EQUIVALENT | EAR, NOSE & THROAT SUPPLIES (ENT)
10168 | 4229161306200 | BLADE, DEBRIDER 12 NASAL CURVED BLADE 4MM ROTATABLE, OR EQUIVALENT | EAR, NOSE & THROAT SUPPLIES (ENT)
10169 | 4229161306500 | BLADE, DEBRIDER 12 NASAL CURVED BLADE 3.5MM ROTATABLE, OR EQUIVALENT | EAR, NOSE & THROAT SUPPLIES (ENT)
10170 | 4215161414100 | BLADE, DEBRIDER 12° NASAL CURVED BLADE 3.5MM, OR EQUIVALENT | EAR, NOSE & THROAT SUPPLIES (ENT)
10171 | 4215161414200 | BLADE, DEBRIDER 12° NASAL CURVED BLADE 4MM, OR EQUIVALENT | EAR, NOSE & THROAT SUPPLIES (ENT)
10172 | 4215161414300 | BLADE, DEBRIDER 40° NASAL CURVED BLADE 4MM, OR EQUIVALENT | EAR, NOSE & THROAT SUPPLIES (ENT)
10173 | 4229161307000 | BLADE, DEBRIDER 40° NASAL BLADE, 3.5 MM, OR EQUIVALENT | EAR, NOSE & THROAT SUPPLIES (ENT)
10174 | 4229161307100 | BLADE, DEBRIDER 40° NASAL BLADE, 3.5MM ROTATABLE, OR EQUIVALENT | EAR, NOSE & THROAT SUPPLIES (ENT)
10175 | 4229161308300 | BLADE, DEBRIDER 60° CURVED BLADE 3.5MM NASAL, OR EQUIVALENT | EAR, NOSE & THROAT SUPPLIES (ENT)
10176 | 4229161308400 | BLADE, DEBRIDER 60° NASAL CURVED BLADE 3.5 ROTATABLE, OR EQUIVALENT | EAR, NOSE & THROAT SUPPLIES (ENT)
10177 | 4229161308500 | BLADE, DEBRIDER 60° NASAL CURVED BLADE 4 MM ROTATABLE, OR EQUIVALENT | EAR, NOSE & THROAT SUPPLIES (ENT)
10178 | 4229161307800 | BLADE, SERRATED NASAL BLADE 4MM, ROTATABLE, OR EQUIVALENT | EAR, NOSE & THROAT SUPPLIES (ENT)
10179 | 4229161307900 | BLADE, SERRATED NASAL BLADE 3.5 MM, ROTATABLE, OR EQUIVALENT | EAR, NOSE & THROAT SUPPLIES (ENT)
10180 | 4229161308000 | BLADE, SERRATED NASAL BLADE 2.9 MM ROTATABLE, OR EQUIVALENT | EAR, NOSE & THROAT SUPPLIES (ENT)
10181 | 4229161307200 | BLADE, INFERIOR TURBINATE NASAL BLADE 2MM, OR EQUIVALENT | EAR, NOSE & THROAT SUPPLIES (ENT)
10182 | 4229161307300 | BLADE, INFERIOR TURBINATE NASAL BLADE 2MM ROTATABLE, OR EQUIVALENT | EAR, NOSE & THROAT SUPPLIES (ENT)
10183 | 4229161307400 | BLADE, INFERIOR TURBINATE NASAL BLADE 2.9MM ROTATABLE, OR EQUIVALENT | EAR, NOSE & THROAT SUPPLIES (ENT)
10184 | 4229161307500 | BLADE, INFERIOR TURBINATE NASAL BLADE 2.9MM, OR EQUIVALENT | EAR, NOSE & THROAT SUPPLIES (ENT)
10185 | 4229161308800 | BLADE, DEBRIDER 90 CURVED BLADE 2.9MM NASAL, OR EQUIVALENT | EAR, NOSE & THROAT SUPPLIES (ENT)
10186 | 4229553425700 | PROSTHESIS, TOTAL OSSICULAR REPLACEMENT HYDROXYAPATITE PROSTHESIS, SIZE 4MM OR EQUIVALENT | EAR, NOSE & THROAT SUPPLIES (ENT)
10187 | 4229553425500 | PROSTHESIS, TOTAL OSSICULAR REPLACEMENT HYDROXYAPATITE PROSTHESIS, SIZE 4.25MM OR EQUIVALENT | EAR, NOSE & THROAT SUPPLIES (ENT)
10188 | 4229553425600 | PROSTHESIS, TOTAL OSSICULAR REPLACEMENT HYDROXYAPATITE PROSTHESIS, SIZE 4.5MM OR EQUIVALENT | EAR, NOSE & THROAT SUPPLIES (ENT)
10189 | 4229553414900 | PROSTHESIS, TOTAL OSSICULAR REPLACEMENT HYDROXYAPATITE PROSTHESIS, SIZE 4.75MM OR EQUIVALENT | EAR, NOSE & THROAT SUPPLIES (ENT)
10190 | 4229553426100 | PROSTHESIS, TOTAL OSSICULAR REPLACEMENT HYDROXYAPATITE PROSTHESIS, SIZE 5MM OR EQUIVALENT | EAR, NOSE & THROAT SUPPLIES (ENT)
10191 | 4229553425800 | PROSTHESIS, TOTAL OSSICULAR REPLACEMENT HYDROXYAPATITE PROSTHESIS, SIZE 5.25MM OR EQUIVALENT | EAR, NOSE & THROAT SUPPLIES (ENT)
10192 | 4229553425900 | PROSTHESIS, TOTAL OSSICULAR REPLACEMENT HYDROXYAPATITE PROSTHESIS, SIZE 5.5MM OR EQUIVALENT | EAR, NOSE & THROAT SUPPLIES (ENT)
10193 | 4229553426000 | PROSTHESIS, TOTAL OSSICULAR REPLACEMENT HYDROXYAPATITE PROSTHESIS, SIZE 5.75MM OR EQUIVALENT | EAR, NOSE & THROAT SUPPLIES (ENT)
10194 | 4229553426500 | PROSTHESIS, TOTAL OSSICULAR REPLACEMENT HYDROXYAPATITE PROSTHESIS, SIZE 6MM OR EQUIVALENT | EAR, NOSE & THROAT SUPPLIES (ENT)
10195 | 4229553426200 | PROSTHESIS, TOTAL OSSICULAR REPLACEMENT HYDROXYAPATITE PROSTHESIS, SIZE 6.25MM OR EQUIVALENT | EAR, NOSE & THROAT SUPPLIES (ENT)
10196 | 4229553426300 | PROSTHESIS, TOTAL OSSICULAR REPLACEMENT HYDROXYAPATITE PROSTHESIS, SIZE 6.5MM OR EQUIVALENT | EAR, NOSE & THROAT SUPPLIES (ENT)
10197 | 4229553426400 | PROSTHESIS, TOTAL OSSICULAR REPLACEMENT HYDROXYAPATITE PROSTHESIS, SIZE 6.75MM OR EQUIVALENT | EAR, NOSE & THROAT SUPPLIES (ENT)
10198 | 4229553426600 | PROSTHESIS, TOTAL OSSICULAR REPLACEMENT HYDROXYAPATITE PROSTHESIS, SIZE 7MM OR EQUIVALENT | EAR, NOSE & THROAT SUPPLIES (ENT)
10199 | 4229553421900 | PISTON, TITANIUM STAPES PROSTHESIS, 0.4 DIAMETER, SIZE 3.5 OR EQUIVALENT | EAR, NOSE & THROAT SUPPLIES (ENT)
10200 | 4229553422000 | PISTON, TITANIUM STAPES PROSTHESIS, 0.4 DIAMETER, SIZE 3.75 OR EQUIVALENT | EAR, NOSE & THROAT SUPPLIES (ENT)
10201 | 4229553409900 | PISTON, TITANIUM STAPES PROSTHESIS, 0.4 DIAMETER, SIZE 4 OR EQUIVALENT | EAR, NOSE & THROAT SUPPLIES (ENT)
10202 | 4229553422100 | PISTON, TITANIUM STAPES PROSTHESIS, 0.4 DIAMETER, SIZE 4.25 OR EQUIVALENT | EAR, NOSE & THROAT SUPPLIES (ENT)
10203 | 4229553409100 | PISTON, TITANIUM STAPES PROSTHESIS, 0.4 DIAMETER, SIZE 4.5 OR EQUIVALENT | EAR, NOSE & THROAT SUPPLIES (ENT)
10204 | 4229553409800 | PISTON, TITANIUM STAPES PROSTHESIS, 0.4 DIAMETER, SIZE 4.75 OR EQUIVALENT | EAR, NOSE & THROAT SUPPLIES (ENT)
10205 | 4229553409500 | PISTON, TITANIUM STAPES PROSTHESIS, 0.4 DIAMETER, SIZE 5 OR EQUIVALENT | EAR, NOSE & THROAT SUPPLIES (ENT)
10206 | 4229553422200 | PISTON, TITANIUM STAPES PROSTHESIS, 0.4 DIAMETER, SIZE 5.25 OR EQUIVALENT | EAR, NOSE & THROAT SUPPLIES (ENT)
10207 | 4229553422300 | PISTON, TITANIUM STAPES PROSTHESIS, 0.4 DIAMETER, SIZE 5.5 OR EQUIVALENT | EAR, NOSE & THROAT SUPPLIES (ENT)
10208 | 4229553422500 | PISTON, TITANIUM STAPES PROSTHESIS, 0.4 DIAMETER, SIZE 6 OR EQUIVALENT | EAR, NOSE & THROAT SUPPLIES (ENT)
10209 | 4229553422900 | PISTON, TITANIUM STAPES PROSTHESIS, 0.4 DIAMETER, SIZE 7 OR EQUIVALENT | EAR, NOSE & THROAT SUPPLIES (ENT)
10210 | 4229553413200 | PISTON, TITANIUM STAPES PROSTHESIS, 0.4 DIAMETER, SIZE 8 OR EQUIVALENT | EAR, NOSE & THROAT SUPPLIES (ENT)
10211 | 4229553410900 | PISTON, TITANIUM STAPES PROSTHESIS, 0.4 DIAMETER, SIZE 9 OR EQUIVALENT | EAR, NOSE & THROAT SUPPLIES (ENT)
10212 | 4229553414700 | PISTON, TITANIUM STAPES PROSTHESIS, 0.4 DIAMETER, SIZE 10 OR EQUIVALENT | EAR, NOSE & THROAT SUPPLIES (ENT)
10213 | 4229553417300 | PISTON, TITANIUM STAPES PROSTHESIS, 0.6 DIAMETER, SIZE 3.5 OR EQUIVALENT | EAR, NOSE & THROAT SUPPLIES (ENT)
10214 | 4229553414800 | PISTON, TITANIUM STAPES PROSTHESIS, 0.6 DIAMETER, SIZE 3.75 OR EQUIVALENT | EAR, NOSE & THROAT SUPPLIES (ENT)
10215 | 4229553409600 | PISTON, TITANIUM STAPES PROSTHESIS, 0.6 DIAMETER, SIZE 4 OR EQUIVALENT | EAR, NOSE & THROAT SUPPLIES (ENT)
10216 | 4229553423200 | PISTON, TITANIUM STAPES PROSTHESIS, 0.6 DIAMETER, SIZE 4.25 OR EQUIVALENT | EAR, NOSE & THROAT SUPPLIES (ENT)
10217 | 4229553409200 | PISTON, TITANIUM STAPES PROSTHESIS, 0.6 DIAMETER, SIZE 4.5 OR EQUIVALENT | EAR, NOSE & THROAT SUPPLIES (ENT)
10218 | 4229553423300 | PISTON, TITANIUM STAPES PROSTHESIS, 0.6 DIAMETER, SIZE 4.75 OR EQUIVALENT | EAR, NOSE & THROAT SUPPLIES (ENT)
10219 | 4229553409300 | PISTON, TITANIUM STAPES PROSTHESIS, 0.6 DIAMETER, SIZE 5 OR EQUIVALENT | EAR, NOSE & THROAT SUPPLIES (ENT)
10220 | 4229553415300 | PISTON, TITANIUM STAPES PROSTHESIS, 0.6 DIAMETER, SIZE 5.25 OR EQUIVALENT | EAR, NOSE & THROAT SUPPLIES (ENT)
10221 | 4229553416200 | PISTON, TITANIUM STAPES PROSTHESIS, 0.6 DIAMETER, SIZE 5.5 OR EQUIVALENT | EAR, NOSE & THROAT SUPPLIES (ENT)
10222 | 4229553417900 | PISTON, TITANIUM STAPES PROSTHESIS, 0.6 DIAMETER, SIZE 6 OR EQUIVALENT | EAR, NOSE & THROAT SUPPLIES (ENT)
10223 | 4229553415900 | PISTON, TITANIUM STAPES PROSTHESIS, 0.6 DIAMETER, SIZE 7 OR EQUIVALENT | EAR, NOSE & THROAT SUPPLIES (ENT)
10224 | 4229553411100 | PISTON, TITANIUM STAPES PROSTHESIS, 0.6 DIAMETER, SIZE 8 OR EQUIVALENT | EAR, NOSE & THROAT SUPPLIES (ENT)
10225 | 4229553416100 | PISTON, TITANIUM STAPES PROSTHESIS, 0.6 DIAMETER, SIZE 9 OR EQUIVALENT | EAR, NOSE & THROAT SUPPLIES (ENT)
10226 | 4229553413700 | PISTON, TITANIUM STAPES PROSTHESIS, 0.6 DIAMETER, SIZE 10 OR EQUIVALENT | EAR, NOSE & THROAT SUPPLIES (ENT)
10227 | 4229553413800 | PISTON, TITANIUM STAPES PROSTHESIS SELF CRIMPED, 0.4 DIAMETER, SIZE 3.5 OR EQUIVALENT | EAR, NOSE & THROAT SUPPLIES (ENT)
10228 | 4229553417600 | PISTON, TITANIUM STAPES PROSTHESIS SELF CRIMPED, 0.4 DIAMETER, SIZE 3.75 OR EQUIVALENT | EAR, NOSE & THROAT SUPPLIES (ENT)
10229 | 4229553415400 | PISTON, TITANIUM STAPES PROSTHESIS SELF CRIMPED, 0.4 DIAMETER, SIZE 4 OR EQUIVALENT | EAR, NOSE & THROAT SUPPLIES (ENT)
10230 | 4229553417400 | PISTON, TITANIUM STAPES PROSTHESIS SELF CRIMPED, 0.4 DIAMETER, SIZE 4.25 OR EQUIVALENT | EAR, NOSE & THROAT SUPPLIES (ENT)
10231 | 4229553421500 | PISTON, TITANIUM STAPES PROSTHESIS SELF CRIMPED, 0.4 DIAMETER, SIZE 4.5 OR EQUIVALENT | EAR, NOSE & THROAT SUPPLIES (ENT)
10232 | 4229553413300 | PISTON, TITANIUM STAPES PROSTHESIS SELF CRIMPED, 0.4 DIAMETER, SIZE 4.75 OR EQUIVALENT | EAR, NOSE & THROAT SUPPLIES (ENT)
10233 | 4229553413400 | PISTON, TITANIUM STAPES PROSTHESIS SELF CRIMPED, 0.4 DIAMETER, SIZE 5 OR EQUIVALENT | EAR, NOSE & THROAT SUPPLIES (ENT)
10234 | 4229553417000 | PISTON, TITANIUM STAPES PROSTHESIS SELF CRIMPED, 0.4 DIAMETER, SIZE 5.25 OR EQUIVALENT | EAR, NOSE & THROAT SUPPLIES (ENT)
10235 | 4229553417700 | PISTON, TITANIUM STAPES PROSTHESIS SELF CRIMPED, 0.4 DIAMETER, SIZE 5.5 OR EQUIVALENT | EAR, NOSE & THROAT SUPPLIES (ENT)
10236 | 4229553417800 | PISTON, TITANIUM STAPES PROSTHESIS SELF CRIMPED, 0.6 DIAMETER, SIZE 3.5 OR EQUIVALENT | EAR, NOSE & THROAT SUPPLIES (ENT)
10237 | 4229553415600 | PISTON, TITANIUM STAPES PROSTHESIS SELF CRIMPED, 0.6 DIAMETER, SIZE 3.75 OR EQUIVALENT | EAR, NOSE & THROAT SUPPLIES (ENT)
10238 | 4229553415700 | PISTON, TITANIUM STAPES PROSTHESIS SELF CRIMPED, 0.6 DIAMETER, SIZE 4 OR EQUIVALENT | EAR, NOSE & THROAT SUPPLIES (ENT)
10239 | 4229230200000 | PISTON, TITANIUM STAPES PROSTHESIS SELF CRIMPED, 0.6 DIAMETER, SIZE 4.25 OR EQUIVALENT | EAR, NOSE & THROAT SUPPLIES (ENT)
10240 | 4229230200100 | PISTON, TITANIUM STAPES PROSTHESIS SELF CRIMPED, 0.6 DIAMETER, SIZE 4.5 OR EQUIVALENT | EAR, NOSE & THROAT SUPPLIES (ENT)
10241 | 4229553421600 | PISTON, TITANIUM STAPES PROSTHESIS SELF CRIMPED, 0.6 DIAMETER, SIZE 4.75 OR EQUIVALENT | EAR, NOSE & THROAT SUPPLIES (ENT)
10242 | 4229230200200 | PISTON, TITANIUM STAPES PROSTHESIS SELF CRIMPED, 0.6 DIAMETER, SIZE 5 OR EQUIVALENT | EAR, NOSE & THROAT SUPPLIES (ENT)
10243 | 4229553421700 | PISTON, TITANIUM STAPES PROSTHESIS SELF CRIMPED, 0.6 DIAMETER, SIZE 5.25 OR EQUIVALENT | EAR, NOSE & THROAT SUPPLIES (ENT)
10244 | 4229553421800 | PISTON, TITANIUM STAPES PROSTHESIS SELF CRIMPED, 0.6 DIAMETER, SIZE 5.5 OR EQUIVALENT | EAR, NOSE & THROAT SUPPLIES (ENT)
10245 | 4229553423700 | PROSTHESIS, PARTIAL OSSICULAR REPLACEMENT, HYDROXYAPATITE, (READY MADE AS SINGLE UNIT), SIZE 2 OR EQUIVALENT | EAR, NOSE & THROAT SUPPLIES (ENT)
10246 | 4229553423800 | PROSTHESIS, PARTIAL OSSICULAR REPLACEMENT, HYDROXYAPATITE, (READY MADE AS SINGLE UNIT), SIZE 2.25 OR EQUIVALENT | EAR, NOSE & THROAT SUPPLIES (ENT)
10247 | 4229553423900 | PROSTHESIS, PARTIAL OSSICULAR REPLACEMENT, HYDROXYAPATITE, (READY MADE AS SINGLE UNIT), SIZE 2.5 OR EQUIVALENT | EAR, NOSE & THROAT SUPPLIES (ENT)
10248 | 4229553424000 | PROSTHESIS, PARTIAL OSSICULAR REPLACEMENT, HYDROXYAPATITE, (READY MADE AS SINGLE UNIT), SIZE 2.75 OR EQUIVALENT | EAR, NOSE & THROAT SUPPLIES (ENT)
10249 | 4229553424100 | PROSTHESIS, PARTIAL OSSICULAR REPLACEMENT, HYDROXYAPATITE, (READY MADE AS SINGLE UNIT), SIZE 3 OR EQUIVALENT | EAR, NOSE & THROAT SUPPLIES (ENT)
10250 | 4229553414200 | PROSTHESIS, PARTIAL OSSICULAR REPLACEMENT, HYDROXYAPATITE, (READY MADE AS SINGLE UNIT), SIZE 3.25 OR EQUIVALENT | EAR, NOSE & THROAT SUPPLIES (ENT)
10251 | 4229553414300 | PROSTHESIS, PARTIAL OSSICULAR REPLACEMENT, HYDROXYAPATITE, (READY MADE AS SINGLE UNIT), SIZE 3.5 OR EQUIVALENT | EAR, NOSE & THROAT SUPPLIES (ENT)
10252 | 4229553413900 | PROSTHESIS, PARTIAL OSSICULAR REPLACEMENT, TITANIUM, (READY MADE AS SINGLE UNIT), SIZE 1.75 OR EQUIVALENT | EAR, NOSE & THROAT SUPPLIES (ENT)
10253 | 4229553414000 | PROSTHESIS, PARTIAL OSSICULAR REPLACEMENT, TITANIUM, (READY MADE AS SINGLE UNIT), SIZE 2 OR EQUIVALENT | EAR, NOSE & THROAT SUPPLIES (ENT)
10254 | 4229553414100 | PROSTHESIS, PARTIAL OSSICULAR REPLACEMENT, TITANIUM, (READY MADE AS SINGLE UNIT), SIZE 2.25 OR EQUIVALENT | EAR, NOSE & THROAT SUPPLIES (ENT)
10255 | 4229553424600 | PROSTHESIS, PARTIAL OSSICULAR REPLACEMENT, TITANIUM, (READY MADE AS SINGLE UNIT), SIZE 2.5 OR EQUIVALENT | EAR, NOSE & THROAT SUPPLIES (ENT)
10256 | 4229553424700 | PROSTHESIS, PARTIAL OSSICULAR REPLACEMENT, TITANIUM, (READY MADE AS SINGLE UNIT), SIZE 2.75 OR EQUIVALENT | EAR, NOSE & THROAT SUPPLIES (ENT)
10257 | 4229553424800 | PROSTHESIS, PARTIAL OSSICULAR REPLACEMENT, TITANIUM, (READY MADE AS SINGLE UNIT), SIZE 3 OR EQUIVALENT | EAR, NOSE & THROAT SUPPLIES (ENT)
10258 | 4229553408800 | PROSTHESIS, PARTIAL OSSICULAR REPLACEMENT, TITANIUM, (READY MADE AS SINGLE UNIT), SIZE 3.25 OR EQUIVALENT | EAR, NOSE & THROAT SUPPLIES (ENT)
10259 | 4229553424900 | PROSTHESIS, PARTIAL OSSICULAR REPLACEMENT, TITANIUM, (READY MADE AS SINGLE UNIT), SIZE 3.5 OR EQUIVALENT | EAR, NOSE & THROAT SUPPLIES (ENT)
10260 | 4229553425000 | PROSTHESIS, PARTIAL OSSICULAR REPLACEMENT, TITANIUM, (READY MADE AS SINGLE UNIT), SIZE 3.75 OR EQUIVALENT | EAR, NOSE & THROAT SUPPLIES (ENT)
10261 | 4229553425100 | PROSTHESIS, PARTIAL OSSICULAR REPLACEMENT, TITANIUM, (READY MADE AS SINGLE UNIT), SIZE 4 OR EQUIVALENT | EAR, NOSE & THROAT SUPPLIES (ENT)
10262 | 4229553411400 | PROSTHESIS, PARTIAL OSSICULAR REPLACEMENT, TITANIUM, WITH MALLEUS NOTCH (READY MADE AS SINGLE UNIT), SIZE 1.75 OR EQUIVALENT | EAR, NOSE & THROAT SUPPLIES (ENT)
10263 | 4229553425200 | PROSTHESIS, PARTIAL OSSICULAR REPLACEMENT, TITANIUM, WITH MALLEUS NOTCH (READY MADE AS SINGLE UNIT), SIZE 2 OR EQUIVALENT | EAR, NOSE & THROAT SUPPLIES (ENT)
10264 | 4229553412400 | PROSTHESIS, PARTIAL OSSICULAR REPLACEMENT, TITANIUM, WITH MALLEUS NOTCH (READY MADE AS SINGLE UNIT), SIZE 2.25 OR EQUIVALENT | EAR, NOSE & THROAT SUPPLIES (ENT)
10265 | 4229553425300 | PROSTHESIS, PARTIAL OSSICULAR REPLACEMENT, TITANIUM, WITH MALLEUS NOTCH (READY MADE AS SINGLE UNIT), SIZE 2.5 OR EQUIVALENT | EAR, NOSE & THROAT SUPPLIES (ENT)
10266 | 4229553412500 | PROSTHESIS, PARTIAL OSSICULAR REPLACEMENT, TITANIUM, WITH MALLEUS NOTCH (READY MADE AS SINGLE UNIT), SIZE 2.75 OR EQUIVALENT | EAR, NOSE & THROAT SUPPLIES (ENT)
10267 | 4229553426800 | PROSTHESIS, PARTIAL OSSICULAR REPLACEMENT, TITANIUM, WITH MALLEUS NOTCH (READY MADE AS SINGLE UNIT), SIZE 3 OR EQUIVALENT | EAR, NOSE & THROAT SUPPLIES (ENT)
10268 | 4229553412600 | PROSTHESIS, PARTIAL OSSICULAR REPLACEMENT, TITANIUM, WITH MALLEUS NOTCH (READY MADE AS SINGLE UNIT), SIZE 3.25 OR EQUIVALENT | EAR, NOSE & THROAT SUPPLIES (ENT)
10269 | 4229553411300 | PROSTHESIS, PARTIAL OSSICULAR REPLACEMENT, TITANIUM, WITH MALLEUS NOTCH (READY MADE AS SINGLE UNIT), SIZE 3.5 OR EQUIVALENT | EAR, NOSE & THROAT SUPPLIES (ENT)
10270 | 4229553427500 | PROSTHESIS, TOTAL OSSICULAR REPLACEMENT, TITANIUM, SIZE 3 OR EQUIVALENT | EAR, NOSE & THROAT SUPPLIES (ENT)
10271 | 4229553427600 | PROSTHESIS, TOTAL OSSICULAR REPLACEMENT, TITANIUM, SIZE 3.25 OR EQUIVALENT | EAR, NOSE & THROAT SUPPLIES (ENT)
10272 | 4229553427700 | PROSTHESIS, TOTAL OSSICULAR REPLACEMENT, TITANIUM, SIZE 3.5 OR EQUIVALENT | EAR, NOSE & THROAT SUPPLIES (ENT)
10273 | 4229553427800 | PROSTHESIS, TOTAL OSSICULAR REPLACEMENT, TITANIUM, SIZE 3.75 OR EQUIVALENT | EAR, NOSE & THROAT SUPPLIES (ENT)
10274 | 4229553427900 | PROSTHESIS, TOTAL OSSICULAR REPLACEMENT, TITANIUM, SIZE 4 OR EQUIVALENT | EAR, NOSE & THROAT SUPPLIES (ENT)
10275 | 4229553428000 | PROSTHESIS, TOTAL OSSICULAR REPLACEMENT, TITANIUM, SIZE 4.25 OR EQUIVALENT | EAR, NOSE & THROAT SUPPLIES (ENT)
10276 | 4229553428100 | PROSTHESIS, TOTAL OSSICULAR REPLACEMENT, TITANIUM, SIZE 4.5 OR EQUIVALENT | EAR, NOSE & THROAT SUPPLIES (ENT)
10277 | 4229553428200 | PROSTHESIS, TOTAL OSSICULAR REPLACEMENT, TITANIUM, SIZE 4.75 OR EQUIVALENT | EAR, NOSE & THROAT SUPPLIES (ENT)
10278 | 4229553428300 | PROSTHESIS, TOTAL OSSICULAR REPLACEMENT, TITANIUM, SIZE 5 OR EQUIVALENT | EAR, NOSE & THROAT SUPPLIES (ENT)
10279 | 4229553428400 | PROSTHESIS, TOTAL OSSICULAR REPLACEMENT, TITANIUM, SIZE 5.25 OR EQUIVALENT | EAR, NOSE & THROAT SUPPLIES (ENT)
10280 | 4229553428500 | PROSTHESIS, TOTAL OSSICULAR REPLACEMENT, TITANIUM, SIZE 5.5 OR EQUIVALENT | EAR, NOSE & THROAT SUPPLIES (ENT)
10281 | 4229553428600 | PROSTHESIS, TOTAL OSSICULAR REPLACEMENT, TITANIUM, SIZE 5.75 OR EQUIVALENT | EAR, NOSE & THROAT SUPPLIES (ENT)
10282 | 4229553428700 | PROSTHESIS, TOTAL OSSICULAR REPLACEMENT, TITANIUM, SIZE 6 OR EQUIVALENT | EAR, NOSE & THROAT SUPPLIES (ENT)
10283 | 4229553428800 | PROSTHESIS, TOTAL OSSICULAR REPLACEMENT, TITANIUM, SIZE 6.25 OR EQUIVALENT | EAR, NOSE & THROAT SUPPLIES (ENT)
10284 | 4229553428900 | PROSTHESIS, TOTAL OSSICULAR REPLACEMENT, TITANIUM, SIZE 6.5 OR EQUIVALENT | EAR, NOSE & THROAT SUPPLIES (ENT)
10285 | 4229553429000 | PROSTHESIS, TOTAL OSSICULAR REPLACEMENT, TITANIUM, SIZE 6.75 OR EQUIVALENT | EAR, NOSE & THROAT SUPPLIES (ENT)
10286 | 4229553429100 | PROSTHESIS, TOTAL OSSICULAR REPLACEMENT, TITANIUM, SIZE 7 OR EQUIVALENT | EAR, NOSE & THROAT SUPPLIES (ENT)
10287 | 4229553429200 | PISTON, NITINOL/TITANIUM STAPES PROSTHESIS, 0.4 DIAMETER CAN BE CRIMPED BY HEAT, SIZE 3.5MM OR EQUIVALENT | EAR, NOSE & THROAT SUPPLIES (ENT)
10288 | 4229553429300 | PISTON, NITINOL/TITANIUM STAPES PROSTHESIS, 0.4 DIAMETER CAN BE CRIMPED BY HEAT, SIZE 3.75 OR EQUIVALENT | EAR, NOSE & THROAT SUPPLIES (ENT)
10289 | 4229553429400 | PISTON, NITINOL/TITANIUM STAPES PROSTHESIS, 0.4 DIAMETER CAN BE CRIMPED BY HEAT, SIZE 4 OR EQUIVALENT | EAR, NOSE & THROAT SUPPLIES (ENT)
10290 | 4229553429500 | PISTON, NITINOL/TITANIUM STAPES PROSTHESIS, 0.4 DIAMETER CAN BE CRIMPED BY HEAT, SIZE 4.25 OR EQUIVALENT | EAR, NOSE & THROAT SUPPLIES (ENT)
10291 | 4229553429600 | PISTON, NITINOL/TITANIUM STAPES PROSTHESIS, 0.4 DIAMETER CAN BE CRIMPED BY HEAT, SIZE 4.5 OR EQUIVALENT | EAR, NOSE & THROAT SUPPLIES (ENT)
10292 | 4229553429700 | PISTON, NITINOL/TITANIUM STAPES PROSTHESIS, 0.4 DIAMETER CAN BE CRIMPED BY HEAT, SIZE 4.75 OR EQUIVALENT | EAR, NOSE & THROAT SUPPLIES (ENT)
10293 | 4229553429800 | PISTON, NITINOL/TITANIUM STAPES PROSTHESIS, 0.4 DIAMETER CAN BE CRIMPED BY HEAT, SIZE 5 OR EQUIVALENT | EAR, NOSE & THROAT SUPPLIES (ENT)
10294 | 4229553430000 | PISTON, NITINOL/TITANIUM STAPES PROSTHESIS, 0.4 DIAMETER CAN BE CRIMPED BY HEAT, SIZE 5.5 OR EQUIVALENT | EAR, NOSE & THROAT SUPPLIES (ENT)
10295 | 4229553430100 | PISTON, NITINOL/TITANIUM STAPES PROSTHESIS, 0.6 DIAMETER CAN BE CRIMPED BY HEAT, SIZE 3.5MM OR EQUIVALENT | EAR, NOSE & THROAT SUPPLIES (ENT)
10296 | 4229553430200 | PISTON, NITINOL/TITANIUM STAPES PROSTHESIS, 0.6 DIAMETER CAN BE CRIMPED BY HEAT, SIZE 3.75 OR EQUIVALENT | EAR, NOSE & THROAT SUPPLIES (ENT)
10297 | 4229553430300 | PISTON, NITINOL/TITANIUM STAPES PROSTHESIS, 0.6 DIAMETER CAN BE CRIMPED BY HEAT, SIZE 4 OR EQUIVALENT | EAR, NOSE & THROAT SUPPLIES (ENT)
10298 | 4229553430400 | PISTON, NITINOL/TITANIUM STAPES PROSTHESIS, 0.6 DIAMETER CAN BE CRIMPED BY HEAT, SIZE 4.25 OR EQUIVALENT | EAR, NOSE & THROAT SUPPLIES (ENT)
10299 | 4229553430500 | PISTON, NITINOL/TITANIUM STAPES PROSTHESIS, 0.6 DIAMETER CAN BE CRIMPED BY HEAT, SIZE 4.5 OR EQUIVALENT | EAR, NOSE & THROAT SUPPLIES (ENT)
10300 | 4229553430600 | PISTON, NITINOL/TITANIUM STAPES PROSTHESIS, 0.6 DIAMETER CAN BE CRIMPED BY HEAT, SIZE 4.75 OR EQUIVALENT | EAR, NOSE & THROAT SUPPLIES (ENT)
10301 | 4229553430700 | PISTON, NITINOL/TITANIUM STAPES PROSTHESIS, 0.6 DIAMETER CAN BE CRIMPED BY HEAT, SIZE 5 OR EQUIVALENT | EAR, NOSE & THROAT SUPPLIES (ENT)
10302 | 4229553430900 | PISTON, NITINOL/TITANIUM STAPES PROSTHESIS, 0.6 DIAMETER CAN BE CRIMPED BY HEAT, SIZE 5.5 OR EQUIVALENT | EAR, NOSE & THROAT SUPPLIES (ENT)
10303 | 4229553419900 | PISTON, NITINOL/FLUOROPLASTIC STAPES PROSTHESIS, 0.6 DIAMETER CAN BE CRIMPED BY HEAT, SIZE 4.25MM OR EQUIVALENT | EAR, NOSE & THROAT SUPPLIES (ENT)
10304 | 4229553420000 | PISTON, NITINOL/FLUOROPLASTIC STAPES PROSTHESIS, 0.6 DIAMETER CAN BE CRIMPED BY HEAT, SIZE 4.5 OR EQUIVALENT | EAR, NOSE & THROAT SUPPLIES (ENT)
10305 | 4229553420100 | PISTON, NITINOL/FLUOROPLASTIC STAPES PROSTHESIS, 0.6 DIAMETER CAN BE CRIMPED BY HEAT, SIZE 4.75 OR EQUIVALENT | EAR, NOSE & THROAT SUPPLIES (ENT)
10306 | 4229553419000 | PISTON, NITINOL/FLUOROPLASTIC STAPES PROSTHESIS, 0.4 DIAMETER CAN BE CRIMPED BY HEAT, SIZE 4 OR EQUIVALENT | EAR, NOSE & THROAT SUPPLIES (ENT)
10307 | 4229553419400 | PISTON, NITINOL/FLUOROPLASTIC STAPES PROSTHESIS, 0.4 DIAMETER CAN BE CRIMPED BY HEAT, SIZE 5 OR EQUIVALENT | EAR, NOSE & THROAT SUPPLIES (ENT)
10308 | 4229553431700 | PISTON, FLUOROPLASTIC STAPES PROSTHESIS, 0.6 DIAMETER, SIZE 4 OR EQUIVALENT | EAR, NOSE & THROAT SUPPLIES (ENT)
10309 | 4229553418200 | PISTON, FLUOROPLASTIC STAPES PROSTHESIS, 0.6 DIAMETER, SIZE 4.5 OR EQUIVALENT | EAR, NOSE & THROAT SUPPLIES (ENT)
10310 | 4229553418400 | PISTON, FLUOROPLASTIC STAPES PROSTHESIS, 0.6 DIAMETER, SIZE 5 OR EQUIVALENT | EAR, NOSE & THROAT SUPPLIES (ENT)
10311 | 4229548002000 | PISTON, FLUOROPLASTIC STAPES PROSTHESIS, 0.6 DIAMETER, SIZE 6 OR EQUIVALENT | EAR, NOSE & THROAT SUPPLIES (ENT)
10312 | 4229553431900 | PISTON, PLATINUM/TITANIUM STAPES PROSTHESIS, SIZE 4 OR EQUIVALENT | EAR, NOSE & THROAT SUPPLIES (ENT)
10313 | 4229553415000 | PISTON, PLATINUM/TITANIUM STAPES PROSTHESIS, SIZE 4.25 OR EQUIVALENT | EAR, NOSE & THROAT SUPPLIES (ENT)
10314 | 4229553415100 | PISTON, PLATINUM/TITANIUM STAPES PROSTHESIS, SIZE 4.5 OR EQUIVALENT | EAR, NOSE & THROAT SUPPLIES (ENT)
10315 | 4229553421400 | PISTON, PLATINUM/TITANIUM STAPES PROSTHESIS, SIZE 5 OR EQUIVALENT | EAR, NOSE & THROAT SUPPLIES (ENT)
10316 | 4229553407900 | PISTON, PLATINUM/FLUOROPLASTIC STAPES PROSTHESIS, SIZE 4.25 OR EQUIVALENT | EAR, NOSE & THROAT SUPPLIES (ENT)
10317 | 4229553408000 | PISTON, PLATINUM/FLUOROPLASTIC STAPES PROSTHESIS, SIZE 4.5 OR EQUIVALENT | EAR, NOSE & THROAT SUPPLIES (ENT)
10318 | 4229553420800 | PISTON, PLATINUM/FLUOROPLASTIC STAPES PROSTHESIS, SIZE 4.75 OR EQUIVALENT | EAR, NOSE & THROAT SUPPLIES (ENT)
10319 | 4229553420900 | PISTON, PLATINUM/FLUOROPLASTIC STAPES PROSTHESIS, SIZE 5 OR EQUIVALENT | EAR, NOSE & THROAT SUPPLIES (ENT)
10320 | 4214352901000 | BUR, OTOLOGY SKEETER OR EQUIVALENT, 0.6MM BLUE/ WHITE | EAR, NOSE & THROAT SUPPLIES (ENT)
10321 | 4215161471400 | BUR, OTOLOGY SKEETER OR EQUIVALENT, 0.7MM GREEN/ WHITE | EAR, NOSE & THROAT SUPPLIES (ENT)
10322 | 4214352901100 | BUR, OTOLOGY SKEETER OR EQUIVALENT, 1.4MM GRAY/ WHITE | EAR, NOSE & THROAT SUPPLIES (ENT)
10323 | 4215161471600 | BUR, OTOLOGY SKEETER OR EQUIVALENT, 1MM ORANGE - WHITE | EAR, NOSE & THROAT SUPPLIES (ENT)
10324 | 4215161471500 | BUR, OTOLOGY SKEETER OR EQUIVALENT, 0.8MM YELLOW-WHITE | EAR, NOSE & THROAT SUPPLIES (ENT)
10325 | 4214352901200 | BUR, OTOLOGY SKEETER OR EQUIVALENT, 1.8MM BROWN/ WHITE | EAR, NOSE & THROAT SUPPLIES (ENT)
10326 | 4214352000200 | LIGHTED CURETTES, FOR EAR CERUMEN MANAGEMENT, PACK OF 50 | EAR, NOSE & THROAT SUPPLIES (ENT)
10327 | 4214351301300 | TIP-TRODES, GOLD FOIL PEDIATRIC, SMALL | EAR, NOSE & THROAT SUPPLIES (ENT)
10328 | 4214351301200 | TIP-TRODES, GOLD FOIL ADULT, LARGE | EAR, NOSE & THROAT SUPPLIES (ENT)
10329 | 4214351301100 | TIP-TRODES CABLES, COMPATIBLE WITH GOLD FOIL TIP-ELECTRODES | EAR, NOSE & THROAT SUPPLIES (ENT)
10330 | 4218242600500 | CABLE, ELECTROCOCHLEOGRAPHY (ECOCHG) COMPATIBLE WITH END USER EQUIPMENT | EAR, NOSE & THROAT SUPPLIES (ENT)
10331 | 4214351700200 | ELECTRODES, SINGLE USE TYMPANIC MEMBRANE, FOR ECHOG COMPATIBLE WITH END USER EQUIPMENT | EAR, NOSE & THROAT SUPPLIES (ENT)
10332 | 4214400102700 | SOUND PROCESSOR, FOR COMPLETELY IMPLANTED INTERNAL BONE CONDUCTION HEARING DEVICES WITH INTERNAL VIBRATOR, AS REQUESTED BY END USER | EAR, NOSE & THROAT SUPPLIES (ENT)
10333 | 4214400102000 | SOUND PROCESSOR, BONE ANCHORED EXTERNAL KIT INDICATED FOR CONDUCTIVE HEARING LOSS, MIXED HEARING LOSS AND SINGLE-SIDED SENSORINEURAL DEAFNESS WITH GAIN OF UP 45, 55 AND/OR 65 dB SNHL PROVIDING WIRELESS CONNECTIVITY | EAR, NOSE & THROAT SUPPLIES (ENT)
10334 | 4214400604700 | WEARABLE BAND, COMPATIBLE WITH BONE ANCHORED EXTERNAL SOUND PROCESSOR, AS REQUESTED BY END USER | EAR, NOSE & THROAT SUPPLIES (ENT)
10335 | 4221171600900 | ADHESIVE, ADAPTORS RELATED TO BONE ANCHORED HEARING KIT | EAR, NOSE & THROAT SUPPLIES (ENT)
10336 | 4229553432100 | KIT, BONE CONDUCTION HEARING, FOR CONDUCTIVE HEARING LOSS AND SINGLE-SIDED DEAFNESS. WITHOUT THE USE OF A HEADBAND/SOFTBAND. ADHESIVE NON-SURGICAL SOLUTION. | EAR, NOSE & THROAT SUPPLIES (ENT)
10337 | 4618180800100 | FOAM GOGGLE CUSHION FOR VESTIBULAR AND OCULOMOTOR TESTING | EAR, NOSE & THROAT SUPPLIES (ENT)
10338 | 4618190600100 | PROBE TUBES, FOR REAL EAR MEASUREMENT (REM), PEDIATRIC, COMPATIBLE WITH END USER EQUIPMENT | EAR, NOSE & THROAT SUPPLIES (ENT)
10339 | 4214353000200 | DISPENSER EAR IMPRESSION MATERIAL WITH MIXING CANNULAS DISPENSER | EAR, NOSE & THROAT SUPPLIES (ENT)
10340 | 4229350302100 | CURETTE, DEWAXING EAR CURETTE, DISPOSABLE, PACK OF 50 | EAR, NOSE & THROAT SUPPLIES (ENT)
10341 | 4214353303000 | TIPS, IRRIGATION FOR EAR CERUMEN MANAGEMENT PROVIDED WITH SPRAY BOTTLE IRRIGATION | EAR, NOSE & THROAT SUPPLIES (ENT)
10342 | 4221171600800 | PROTECTIVE SLEEVE, COMPATIBLE WITH RECEIVER IN THE CANAL HEARING AID, BEHIND THE EAR HEARING AID, COCHLEAR IMPLANT BEHIND THE EAR SOUND PROCESSOR, COCHLEAR IMPLANT SINGLE UNIT SOUND PROCESSOR, BONE ANCHORED HEARING AID SIZE AND SHAPE UPON REQUEST | EAR, NOSE & THROAT SUPPLIES (ENT)
10343 | 4214400601600 | BATTERY, ZINC AIR HEARING AID, SIZE 675 | EAR, NOSE & THROAT SUPPLIES (ENT)
10344 | 4218240900700 | BATTERY, ZINC AIR HEARING AID BATTERIES, SIZE 13 | EAR, NOSE & THROAT SUPPLIES (ENT)
10345 | 4218240900800 | BATTERY, ZINC AIR HEARING AID BATTERIES, SIZE 10 | EAR, NOSE & THROAT SUPPLIES (ENT)
10346 | 4221170500500 | BATTERY, ZINC AIR HEARING AID, SIZE 312 | EAR, NOSE & THROAT SUPPLIES (ENT)
10347 | 4218242600900 | BONE CONDUCTION HEADBAND, ADJUSTABLE SOFT FOR BONE CONDUCTION TESTING FOR ADULTS AND CHILDREN USED WITH EVOKED POTENTIALS OR PURE TONE AUDIOMETRY | EAR, NOSE & THROAT SUPPLIES (ENT)
10348 | 4218242700400 | FLOSS 3IN1 USED TO CLEAN TYMPANOMETRY AND OTOACOUSTIC EMISSION PROBES | EAR, NOSE & THROAT SUPPLIES (ENT)
10349 | 4218240900400 | HEARING AID, BEHIND-THE-EAR, WIRELESS 12 CHANNEL OR MORE ULTRA-POWER FOR SEVERE TO PROFOUND HEARING LOSS, PEDIATRIC (TAMPER PROOF, INDICATOR LIGHT) AND ADULT PLATFORMS, INTEGRATED RECEIVER FOR DIRECT CONNECTIVITY TO ROGER WIRELESS SYSTEMS OR PROVIDE NEEDED REQUIREMENTS FOR CONNECTION, IP68 OR HIGHER, MAXIMUM GAIN/OUTPUT OF 85/145 DB SPL IN EAR STIMULATION OR HIGHER AND FREQUENCY RANGE OF 100-5100 HZ OR HIGHER, BATTERY SIZE 675 OR RECHARGEABLE, COLOR AND BATTERY TYPE TO BE ORDERED BASED ON END USER REQUEST/NEED. | EAR, NOSE & THROAT SUPPLIES (ENT)
10350 | 4218240900200 | HEARING AID, BEHIND-THE-EAR, WIRELESS 12 CHANNEL OR MORE FOR MILD TO MODERATE HEARING LOSS, PEDIATRIC (TAMPER PROOF, INDICATOR LIGHT) AND ADULT PLATFORMS WITH SLIM TUBE/DOME FITTING OPTION, INTEGRATED RECEIVER FOR DIRECT CONNECTIVITY TO ROGER WIRELESS SYSTEMS OR PROVIDE NEEDED REQUIREMENTS FOR CONNECTION, IP68 OR HIGHER, TINNITUS OPTIONS, MAXIMUM GAIN/OUTPUT OF 132 DB (EAR SIMULATOR) OR HIGHER, BATTERY SIZE 13 OR 312 OR RECHARGEABLE, HAS THE ABILITY TO BE FIT AS OPEN-FIT HEARING AID WITH TUBE AND DOME, COLOR AND BATTERY TYPE TO BE ORDERED BASED ON END USER REQUEST/NEED, COMPATIBLE WITH CROS. | EAR, NOSE & THROAT SUPPLIES (ENT)
10351 | 4221170501800 | HEARING AID, CROS BEHIND-THE-EAR OR CUSTOM-MADE, PEDIATRIC (TAMPER PROOF, INDICATOR LIGHT) AND ADULT PLATFORMS, INTEGRATED RECEIVER TO DIRECTLY CONNECT TO ROGER WIRELESS SYSTEMS OR PROVIDE NEEDED REQUIREMENT FOR CONNECTION. IP68 OR HIGHER. BATTERY SIZE 312 OR 13 OR RECHARGEABLE, COLOR AND BATTERY TYPE TO BE ORDERED BASED ON END USER REQUEST/NEED, CAN BE REQUESTED AS BICROS IF NEEDED. | EAR, NOSE & THROAT SUPPLIES (ENT)
10352 | 4218240900100 | HEARING AID, BEHIND-THE-EAR WIRELESS 16 CHANNELS OR MORE FOR SEVERE HEARING LOSS, PEDIATRIC (TAMPER PROOF, INDICATOR LIGHT) AND ADULT PLATFORMS, INTEGRATED RECEIVER TO DIRECTLY CONNECT TO ROGER WIRELESS SYSTEMS OR PROVIDE NEEDED REQUIREMENT FOR CONNECTION. IP68 OR HIGHER, MAXIMUM GAIN/OUTPUT OF 83/143 DB SPL IN EAR STIMULATION (AS A MINIMUM), • FREQUENCY RANGE OF 100-5100 HZ (AS A MINIMUM), • BATTERY SIZE 312 OR 13 OR RECHARGEABLE COLOR AND BATTERY TYPE TO BE ORDERED BASED ON END USER REQUEST/NEED, COMPATIBLE WITH CROS. HAS THE ABILITY TO BE FIT AS OPEN-FIT HEARING AID WITH TUBE AND DOME. COMPATIBLE WITH CROS. | EAR, NOSE & THROAT SUPPLIES (ENT)
10353 | 4221170501900 | HEARING AID, RECEIVER-IN-THE-CANAL WIRELESS 16 CHANNELS OR MORE FOR MILD TO MODERATELY SEVERE HEARING LOSS, PEDIATRIC (TAMPER PROOF, INDICATOR LIGHT) AND ADULT PLATFORMS, INTEGRATED RECEIVER FOR DIRECT CONNECTIVITY TO ROGER WIRELESS SYSTEMS OR PROVIDE NEEDED REQUIREMENTS FOR CONNECTION, IP68 OR HIGHER, FREQUENCY RANGE OF 150-7500HZ OR HIGHER, MAXIMUM GAIN/OUTPUT OF 72/135 DB SPL IN EAR STIMULATION (AS A MINIMUM), BATTERY SIZE 10, 312 OR 13 OR RECHARGEABLE, COLOR AND BATTERY TYPE TO BE ORDERED BASED ON END USER REQUEST/NEED, COMPATIBLE WITH CROS. | EAR, NOSE & THROAT SUPPLIES (ENT)
10354 | 4221170501700 | HEARING AID, CUSTOM-MADE (IN-THE-EAR, IN-THE-CANAL, COMPLETELY-IN-CANAL) WIRELESS 12 CHANNELS OR MORE FOR MILD TO PROFOUND HEARING LOSS, TINNITUS OPTIONS, FREQUENCY RANGE OF 100-5100 HZ OR HIGHER, BATTERY SIZE TO BE ORDERED BASED ON END USER REQUEST/NEED, COMPATIBLE WITH CROS. | EAR, NOSE & THROAT SUPPLIES (ENT)
10355 | 4218242700300 | PROBE TIP REPLACEMENT KITS FOR TYMPANOMETER, OTOACOUSTIC EMISSIONS (OAES), SCREENER, COMPATIBLE WITH END USER EQUIPMENT | EAR, NOSE & THROAT SUPPLIES (ENT)
10356 | 4218242400200 | ADI EAR TIP ADAPTORS FOR INSERT EARPHONES, COMPATIBLE WITH END USER EQUIPMENT | EAR, NOSE & THROAT SUPPLIES (ENT)
10357 | 4229553001400 | REPLACEMENT TUBING FOR TYMPANOMETER, COMPATIBLE WITH END USER EQUIPMENT | EAR, NOSE & THROAT SUPPLIES (ENT)
10358 | 4214351601500 | SPECULA, VIDEO OTOSCOPE SPECULA DIFFERENT SIZES COMPATIBLE WITH END USER EQUIPMENT | EAR, NOSE & THROAT SUPPLIES (ENT)
10359 | 4111551100100 | WAX, EAR COUPLER SEALING PUTTY FOR TESTING CUSTOM HEARING AIDS | EAR, NOSE & THROAT SUPPLIES (ENT)
10360 | 4214353000100 | COTTON EAR DAMS FOR EARMOLD IMPRESSIONS VARIABLE SIZE, AS REQUESTED BY END USER | EAR, NOSE & THROAT SUPPLIES (ENT)
10361 | 4214351300700 | FORCEPS, LIGHTED ALLIGATOR, FOR CERUMEN MANAGEMENT, DISPOSABLE | EAR, NOSE & THROAT SUPPLIES (ENT)
10362 | 4229680118500 | SPECULUM HARTMANN EAR STANDARD MODEL ASSORTED SIZES | EAR, NOSE & THROAT SUPPLIES (ENT)
10363 | 4214350210100 | BALLOON, SINUS DILATION ASSORTED SIZES AND ADJUSTABLE ANGLE | EAR, NOSE & THROAT SUPPLIES (ENT)
10364 | 4214352901700 | KIT, EUSTACHIAN TUBOPLASTY BALLOON DILATION, WITH ANGLED GUIDED CATHETER AND DUAL LAYERED BALLOON THAT GIVE ATRAUMATIC UNIFORM EXPANSION WITH INFLATOR | EAR, NOSE & THROAT SUPPLIES (ENT)
10365 | 4214350000200 | PACK, EAR PACK BIOABSORBABLE BIODEGRADABLE SOFT | EAR, NOSE & THROAT SUPPLIES (ENT)
10366 | 4229160703300 | CURETTE RING TIP 45 DEGREE ANGLED ROUND HANDLE STEEL 5 MMX25CM REUSABLE | EAR, NOSE & THROAT SUPPLIES (ENT)
10367 | 4214352100400 | WAGNER EAR HOOK, SIZE 1, LENGTH 15.5 | EAR, NOSE & THROAT SUPPLIES (ENT)
10368 | 4214352901900 | WULLSTEIN NEEDLE, STRONG LONG CURVE, LENGTH 16.5CM | EAR, NOSE & THROAT SUPPLIES (ENT)
10369 | 4229517104500 | WULLSTEIN NEEDLE, STRONG MEDIUM CURVE, LENGTH 16.5CM | EAR, NOSE & THROAT SUPPLIES (ENT)
10370 | 4214352902000 | WULLSTEIN NEEDLE, STRONG SLIGHT CURVE, LENGTH 16.5CM | EAR, NOSE & THROAT SUPPLIES (ENT)
10371 | 4229495500700 | JOSEF SINGLE HOOK SHARP 5MM | EAR, NOSE & THROAT SUPPLIES (ENT)
10372 | 4229495500800 | JOSEF SINGLE HOOK SHARP 7 MM | EAR, NOSE & THROAT SUPPLIES (ENT)
10373 | 4229680706700 | FORCEPS, LARYNGEAL GRASPING ATRAUMATIC, HEART SHAPED, CURVED OFF SET 45 DEGREE TO THE LEFT, LENGTH 22CM. | EAR, NOSE & THROAT SUPPLIES (ENT)
10374 | 4229680706800 | FORCEPS, LARYNGEAL GRASPING ATRAUMATIC, HEART SHAPED, FORCEPS CURVED OFF SET 45 DEGREE TO THE RIGHT. LENGTH 22CM | EAR, NOSE & THROAT SUPPLIES (ENT)
10375 | 4229680708500 | FORCEPS, MICRO MINI LARYNGEAL GRASPING ATRAUMATIC, MICRO MINI HEART SHAPED, CURVED OFF SET 45 DEGREE TO THE LEFT, LENGTH 22CM | EAR, NOSE & THROAT SUPPLIES (ENT)
10376 | 4229680706200 | FORCEPS, ALLIGATOR LARYNGEAL, CURVED TO LEFT. JAWS: 8.6MM X 0.6MM. LENGTH 22CM | EAR, NOSE & THROAT SUPPLIES (ENT)
10377 | 4229680706300 | FORCEPS, ALLIGATOR LARYNGEAL, CURVED TO RIGHT. JAWS: 8.6MM X 0.6MM. LENGTH 22CM | EAR, NOSE & THROAT SUPPLIES (ENT)
10378 | 4229680708300 | FORCEPS, MICRO MINI ALLIGATOR LARYNGEAL, CURVED TO LEFT. JAWS: 6.55MM X 0.42MM. LENGTH 22CM | EAR, NOSE & THROAT SUPPLIES (ENT)
10379 | 4229680708400 | FORCEPS, MICRO MINI ALLIGATOR LARYNGEAL, CURVED TO RIGHT. JAWS: 6.55MM X 0.42MM. LENGTH 22CM | EAR, NOSE & THROAT SUPPLIES (ENT)
10380 | 4229161422700 | SCISSORS, LARYNGEAL, STRAIGHT VERTICAL LENGTH 22CM | EAR, NOSE & THROAT SUPPLIES (ENT)
10381 | 4229680708700 | LARYNGEAL CUP FORCEPS, CURVED UPWARDS RIGHT, LENGTH 22CM, 2MM CUP | EAR, NOSE & THROAT SUPPLIES (ENT)
10382 | 4229680708600 | LARYNGEAL CUP FORCEPS, CURVED UPWARDS LEFT, LENGTH 22CM, 2MM CUP | EAR, NOSE & THROAT SUPPLIES (ENT)
10383 | 4229680709100 | MICRO MINI LARYNGEAL CUP FORCEPS, MICRO MINI CURVED UPWARD RIGHT, LENGTH 22CM, 1MM CUP | EAR, NOSE & THROAT SUPPLIES (ENT)
10384 | 4229680709000 | MICRO MINI LARYNGEAL CUP FORCEPS, MICRO MINI CURVED UPWARD LEFT, LENGTH 22CM, 1MM CUP | EAR, NOSE & THROAT SUPPLIES (ENT)
10385 | 4229680708200 | MICRO-FLAP LARYNGEAL INSTRUMENT. UNIVERSAL HANDLE | EAR, NOSE & THROAT SUPPLIES (ENT)
10386 | 4229680707500 | MICRO-FLAP LARYNGEAL INSTRUMENT FOR MICRO-FLAP ELEVATION. LENGTH 25CM. MARAGOS ROUND KNIFE. | EAR, NOSE & THROAT SUPPLIES (ENT)
10387 | 4229680707600 | MICRO-FLAP LARYNGEAL INSTRUMENT FOR MICRO-FLAP ELEVATION. LENGTH 25CM. SICKLE KNIFE. | EAR, NOSE & THROAT SUPPLIES (ENT)
10388 | 4214353301300 | LARYNGEAL MICRO-SUCTION, LENGTH OF 22CM, SIZE 7FR | EAR, NOSE & THROAT SUPPLIES (ENT)
10389 | 4229620600000 | LARYNGEAL SUTURE KNOT PUSHER, LENGTH 26CM | EAR, NOSE & THROAT SUPPLIES (ENT)
10390 | 4229330400800 | SPREADER, VOCAL CORD WITH RATCHET AND CLEANING CONNECTOR, LENGTH 24CM | EAR, NOSE & THROAT SUPPLIES (ENT)
10391 | 4214353300800 | FISCH SUCTION HANDLE, WITH CUT-OFF HOLE, LUER CONE, WITH SUCTION TUBES | EAR, NOSE & THROAT SUPPLIES (ENT)
10392 | 4229350302600 | HOUSE DOUBLE CURETTE, MEDIUM, SPOON SIZES 1 X 1.8 MM AND 2 X 2.8 MM, LENGTH 15 CM | EAR, NOSE & THROAT SUPPLIES (ENT)
10393 | 4229350302500 | HOUSE DOUBLE CURETTE, MEDIUM, SPOON SIZES 1 X 1.6 MM AND 2 X 3.5 MM, LENGTH 18 CM | EAR, NOSE & THROAT SUPPLIES (ENT)
10394 | 4214250600000 | TRANSTYMPANIC NEEDLE FOR ELECTROCOCHLEOGRAPHY OPEN SYSTEM | EAR, NOSE & THROAT SUPPLIES (ENT)
10395 | 4214353300100 | CASSETTE, CORE, IRRIGATION | EAR, NOSE & THROAT SUPPLIES (ENT)
10396 | 4214353300000 | ATTACHMENT, STRAIGHT, IRRIGATION | EAR, NOSE & THROAT SUPPLIES (ENT)
10397 | 4229517400100 | TIP, RADIOFREQUENCY CHANNELING, CELON PROBREATH FOR THE TURBINATES | EAR, NOSE & THROAT SUPPLIES (ENT)
10398 | 4229517400200 | TIP, RADIOFREQUENCY CHANNELING, CELON PROSLEEP PLUS FOR PALATE AND TONGUE BASE | EAR, NOSE & THROAT SUPPLIES (ENT)
10399 | 4231240202000 | SPLINT, INTRANASAL, CHITOSAN, HEMOSTAT DRESSING, 1.5 X 5.1 CM, OR EQUIVALENT | EAR, NOSE & THROAT SUPPLIES (ENT)
10400 | 4229180244400 | LUSK MICRO BITE OR EQUIVALENT, STRAIGHT | EAR, NOSE & THROAT SUPPLIES (ENT)
10401 | 4229180244300 | LUSK MICRO BITE OR EQUIVALENT, 45 DEGREE | EAR, NOSE & THROAT SUPPLIES (ENT)
10402 | 4229171307000 | STAMMBERGER ANTRUM PUNCH, RIGHT SIDE DOWNWARD AND FORWARD CUTTING, WORKING LENGTH 10 CM | EAR, NOSE & THROAT SUPPLIES (ENT)
10403 | 4229452202400 | CANNULA ANTRUM STAINLESS STEEL 3 MM CURVED REUSABLE | EAR, NOSE & THROAT SUPPLIES (ENT)
10404 | 4214353302900 | SUCTION, FRONTAL SUCTION, 4MM | EAR, NOSE & THROAT SUPPLIES (ENT)
10405 | 4229420510600 | FORCEPS NEURO GIRAFFE 90 DEGREE UPTURNED HORIZONTAL OPENING CUPPED JAW REUSABLE | EAR, NOSE & THROAT SUPPLIES (ENT)
10406 | 4229420510700 | FORCEPS NEURO GIRAFFE 90 DEGREE UPTURNED VERTICAL OPENING CUPPED JAW REUSABLE | EAR, NOSE & THROAT SUPPLIES (ENT)
10407 | 4214352901300 | MEASURING DEVICE, TO MEASURE THE DISTANCE BETWEEN THE INCUS AND STAPES FOOTPLATE | EAR, NOSE & THROAT SUPPLIES (ENT)
10408 | 4229163201800 | KNIFE, ROUND, FOR EAR SURGERY ASSORTED LENGTH, ANGLED AND SIZE | EAR, NOSE & THROAT SUPPLIES (ENT)
10409 | 4229163201200 | PLESTER KNIFE FOR EAR SURGERY ASSORTED LENGTH, ANGLED AND SIZE | EAR, NOSE & THROAT SUPPLIES (ENT)
10410 | 4229163202000 | KNIFE, SICKLE, FOR EAR SURGERY ASSORTED LENGTH, ANGLED AND SIZE | EAR, NOSE & THROAT SUPPLIES (ENT)
10411 | 4229630501300 | BRONCHOSCOPE DOESEL-HUZLY 18.5 CM SIZE 2.5 OR EQUIVALENT | EAR, NOSE & THROAT SUPPLIES (ENT)
10412 | 4229630501400 | BRONCHOSCOPE C-HUZLY 18.5 CM SIZE 3 OR EQUIVALENT | EAR, NOSE & THROAT SUPPLIES (ENT)
10413 | 4229630501500 | BRONCHOSCOPE DOESEL-HUZLY 18.5 CM SIZE 3.5 OR EQUIVALENT | EAR, NOSE & THROAT SUPPLIES (ENT)
10414 | 4229630501600 | BRONCHOSCOPE DOESEL-HUZLY 30 CM SIZE 3 OR EQUIVALENT | EAR, NOSE & THROAT SUPPLIES (ENT)
10415 | 4229630501700 | BRONCHOSCOPE DOESEL-HUZLY 30 CM SIZE 3.5 OR EQUIVALENT | EAR, NOSE & THROAT SUPPLIES (ENT)
10416 | 4229630501800 | BRONCHOSCOPE DOESEL-HUZLY 30 CM SIZE 3.7 OR EQUIVALENT | EAR, NOSE & THROAT SUPPLIES (ENT)
10417 | 4229630501900 | BRONCHOSCOPE DOESEL-HUZLY 30 CM SIZE 4 OR EQUIVALENT | EAR, NOSE & THROAT SUPPLIES (ENT)
10418 | 4229630502000 | BRONCHOSCOPE DOESEL-HUZLY 30 CM SIZE 4.5 OR EQUIVALENT | EAR, NOSE & THROAT SUPPLIES (ENT)
10419 | 4229630502100 | BRONCHOSCOPE DOESEL-HUZLY 40 CM SIZE 5 OR EQUIVALENT | EAR, NOSE & THROAT SUPPLIES (ENT)
10420 | 4229630502200 | BRONCHOSCOPE DOESEL-HUZLY 40 CM SIZE 6 OR EQUIVALENT | EAR, NOSE & THROAT SUPPLIES (ENT)
10421 | 4214353301700 | SUCTION TUBE, RIGID 4 MM, 35 CM, OR EQUIVALENT | EAR, NOSE & THROAT SUPPLIES (ENT)
10422 | 4214353301500 | SUCTION TUBE, RIGID 2 MM, 35 CM, OR EQUIVALENT | EAR, NOSE & THROAT SUPPLIES (ENT)
10423 | 4229632301800 | TELESCOPE HOPKINS STRAIGHT FORWARD 0 DEGREE DIAMETER 2.7MM LENGTH 18 CM OR EQUIVALENT | EAR, NOSE & THROAT SUPPLIES (ENT)
10424 | 4229632302000 | TELESCOPE, HOPKINS STRAIGHT FORWARD TELESCOPE 0 DEGREE DIAMETER 2.9 MM LENGTH 30CM, OR EQUIVALENT | EAR, NOSE & THROAT SUPPLIES (ENT)
10425 | 4229632302100 | TELESCOPE HOPKINS STRAIGHT FORWARD TELESCOPE 0 DEGREE DIAMETER 2.9 MM LENGTH 36CM OR EQUIVALENT | EAR, NOSE & THROAT SUPPLIES (ENT)
10426 | 4229632301100 | LARYNGOSCOPE HOLDER, AND CHEST SUPPORT, GOTTINGEN MODEL WITH ADJUSTMENT WHEEL, INCLUDING SUPPORT ROD MOVABLE, WITH METAL RING, DIAMETER 9 CM LENGTH 34 CM | EAR, NOSE & THROAT SUPPLIES (ENT)
10427 | 4229190100700 | SUPPORT TABLE, GOTTINGEN MODEL, FOR LARYNGOSCOPE HOLDER, INCLUDING SWIVEL ARM WITH MOVABLE PLATE, HOLDING ROD FOR HEIGHT ADJUSTMENT, ATTACHMENT BLOCKS | EAR, NOSE & THROAT SUPPLIES (ENT)
10428 | 4229632302400 | LARYNGOSCOPE LINDHOLM OPERATING LARYNGOSCOPE FOR CHILDREN 11 CM | EAR, NOSE & THROAT SUPPLIES (ENT)
10429 | 4229632302200 | LARYNGOSCOPE, BENJAMIN-LINDHOLM OPERATING, FOR CHILDREN ASSORTED SIZES AND LENGTHS | EAR, NOSE & THROAT SUPPLIES (ENT)
10430 | 4229680422400 | LIGHT CARRIER, FIBER OPTIC, FOR DISTAL ILLUMINATION ASSORTED LENGTH | EAR, NOSE & THROAT SUPPLIES (ENT)
10431 | 4229632302600 | LARYNGOSCOPE STEINER ASSORTED SIZES AND LENGTHS | EAR, NOSE & THROAT SUPPLIES (ENT)
10432 | 4229632302300 | LARYNGOSCOPE, KLEINSASSER OPERATING, ASSORTED SIZES AND LENGTHS FOR ADULT AND PEDIATRIC | EAR, NOSE & THROAT SUPPLIES (ENT)
10433 | 4220342200700 | GELFOAM ASSORTED SIZES AND THICKNESS | EAR, NOSE & THROAT SUPPLIES (ENT)
10434 | 4229270400100 | PICK, FOR EAR SURGERY ASSORTED ANGLES, LENGTH AND DIAMETER | EAR, NOSE & THROAT SUPPLIES (ENT)
10435 | 4214353300700 | SUCTION, HOUSE SUCTION IRRIGATOR ASSORTED SIZES | EAR, NOSE & THROAT SUPPLIES (ENT)
10436 | 4229170301300 | PERFORATOR, FISCH MANUAL STAPES FOOTPLATE, ASSORTED SIZES | EAR, NOSE & THROAT SUPPLIES (ENT)
10437 | 4229190100600 | HOLDER, SHEA SPECULUM | EAR, NOSE & THROAT SUPPLIES (ENT)
10438 | 4229250400100 | PRESS, SHEEHY FASCIA PRESS | EAR, NOSE & THROAT SUPPLIES (ENT)
10439 | 4229250400000 | PRESS, HOUSE GELFAOM PRESS | EAR, NOSE & THROAT SUPPLIES (ENT)
10440 | 4229161421900 | SCISSORS, FISCH CRUROTOMY, ASSORTED SIDES | EAR, NOSE & THROAT SUPPLIES (ENT)
10441 | 4229180245300 | CLAMP, DERLACKI OSSICLE HOLDING | EAR, NOSE & THROAT SUPPLIES (ENT)
10442 | 4214353301900 | SUCTION TUBE, WITH CUT-OFF HOLE AND STYLET, ASSORTED SIZES | EAR, NOSE & THROAT SUPPLIES (ENT)
10443 | 4229680460100 | VANNAS MICRO SCISSORS, SPRING TYPE, BAYONET-SHAPED, STRAIGHT TIPS, LENGTH 20 CM | EAR, NOSE & THROAT SUPPLIES (ENT)
10444 | 4229680460200 | VANNAS MICRO SCISSORS, SPRING TYPE, BAYONET-SHAPED, SCISSOR BLADES CURVED UPWARDS, LENGTH 20 CM | EAR, NOSE & THROAT SUPPLIES (ENT)
10445 | 4229161423300 | SCISSOR, YASARGIL SAME, BLADES CURVED DOWNWARDS | EAR, NOSE & THROAT SUPPLIES (ENT)
10446 | 4229161422000 | BELLUCCI SCISSORS, STRAIGHT, WORKING LENGTH 12.5 CM | EAR, NOSE & THROAT SUPPLIES (ENT)
10447 | 4229161422300 | SCISSORS, CURVED TO LEFT, WORKING LENGTH 12.5 CM | EAR, NOSE & THROAT SUPPLIES (ENT)
10448 | 4229161422500 | SCISSORS, CURVED TO RIGHT, WORKING LENGTH 12.5 CM | EAR, NOSE & THROAT SUPPLIES (ENT)
10449 | 4229330400700 | FISCH GLOMUS RETRACTOR (INFRATEMPORAL FOSSA RETRACTOR), SIZE 21 X 16 CM | EAR, NOSE & THROAT SUPPLIES (ENT)
10450 | 4229260302200 | PROBE, MALLEABLE SUCTION PROBE, 115 MM | EAR, NOSE & THROAT SUPPLIES (ENT)
10451 | 4229270205300 | ELEVATOR, MALLEABLE SUCTION, BLUNT, 115 MM | EAR, NOSE & THROAT SUPPLIES (ENT)
10452 | 4229350302400 | CURETTE, MALLEABLE SUCTION, SHARP CUP, 115 MM | EAR, NOSE & THROAT SUPPLIES (ENT)
10453 | 4229490820700 | FORCEPS HEUWIESER ANTRUM GRASPING FORCEPS JAWS CURVED DOWNWARDS FIXED JAW CURVED 90 DEGREE WITH CLEANING CONNECTOR WORKING LENGTH 10 CM | EAR, NOSE & THROAT SUPPLIES (ENT)
10454 | 4229490821500 | FORCEPS, NASAL CUTTING, STRAIGHT THROUGH CUTTING, BLAKESLEY SHAPE, SIZE 0, WIDTH 3 MM, WITH CLEANING CONNECTOR, LENGTH 13 CM | EAR, NOSE & THROAT SUPPLIES (ENT)
10455 | 4229171305400 | BONE PUNCH, KERRISON, RIGID, UPBITING, 40 DEGREE FORWARD, SIZE 2 MM, 17 CM LENGTH | EAR, NOSE & THROAT SUPPLIES (ENT)
10456 | 4229171305500 | BONE PUNCH, KERRISON, RIGID, UPBITING, 40 DEGREE FORWARD, SIZE 3 MM, 17 CM LENGTH | EAR, NOSE & THROAT SUPPLIES (ENT)
10457 | 4229171305200 | BONE PUNCH, KERRISON, RIGID, DOWNBITING, 40 DEGREE FORWARD, SIZE 2 MM, 17 CM LENGTH | EAR, NOSE & THROAT SUPPLIES (ENT)
10458 | 4229171305300 | BONE PUNCH, KERRISON, RIGID, DOWNBITING, 40 DEGREE FORWARD, SIZE 3 MM, 17 CM LENGTH | EAR, NOSE & THROAT SUPPLIES (ENT)
10459 | 4229171305100 | BONE PUNCH, HAJEK-KOFLER, RIGID, NOT THROUGH-CUTTING, 90 DEGREE UPBITING, SIZE 3.5 X 3.7 MM, 14 CM LENGTH | EAR, NOSE & THROAT SUPPLIES (ENT)
10460 | 4229171305000 | BONE PUNCH, FRONTAL SINUS, 70 DEGREE UPTURNED, BACKWARD CUTTING, SMALL JAW 2.5 X 2 MM, 13 CM LENGTH | EAR, NOSE & THROAT SUPPLIES (ENT)
10461 | 4229171304900 | BONE PUNCH, FRONTAL SINUS, 70 DEGREE UPTURNED, BACKWARD CUTTING, MEDIUM JAW 3.5 X 3 MM, 13 CM LENGTH | EAR, NOSE & THROAT SUPPLIES (ENT)
10462 | 4229517106500 | PROBE MAXILLARY SINUS OSTIUM SEEKER DOUBLE ENDED BALL SHAPED 1.2X2 MM STEEL REUSABLE, OR EQUIVALENT | EAR, NOSE & THROAT SUPPLIES (ENT)
10463 | 4229420510500 | FORCEPS NEURO GIRAFFE 55 DEGREE UPTURNED VERTICAL OPENING CUPPED JAW REUSABLE | EAR, NOSE & THROAT SUPPLIES (ENT)
10464 | 4229490820200 | FORCEPS, DOUBLE SPOON GIRAFFE, 55 DEGREE UPTURNED, HORIZONTAL OPENING, SPOON DIAMETER 3 MM, WITH CLEANING CONNECTOR, 13 CM LENGTH | EAR, NOSE & THROAT SUPPLIES (ENT)
10465 | 4214353302100 | SUCTION, EICKEN ANTRUM CANNULA, WITH CUT-OFF HOLE, SHORT CURVED, 2.5 MM, 12.5 CM LENGTH | EAR, NOSE & THROAT SUPPLIES (ENT)
10466 | 4214353302200 | SUCTION, EICKEN ANTRUM CANNULA, WITH CUT-OFF HOLE, SHORT CURVED, 4 MM, 12.5 CM LENGTH | EAR, NOSE & THROAT SUPPLIES (ENT)
10467 | 4214353302000 | SUCTION, EICKEN ANTRUM CANNULA, WITH CUT-OFF HOLE, LONG CURVED, 2.5 MM, 12.5 CM LENGTH | EAR, NOSE & THROAT SUPPLIES (ENT)
10468 | 4218154100100 | FACIAL ELECTRODE SUB - DERMAL 2 - CHANNEL PAIRED WITH LANCET TIPPED AND TWISTED COLOR CODED WIRE STERILE | EAR, NOSE & THROAT SUPPLIES (ENT)
10469 | 4218154100200 | FACIAL ELECTRODE SUB - DERMAL FOUR - CHANNEL PAIRED WITH LANCET TIPPED AND TWISTED COLOR CODED WIRE. STERILE | EAR, NOSE & THROAT SUPPLIES (ENT)
10470 | 4218154200700 | TUBE, ENDOTRACHEAL WITH NERVE STIMULATION ELECTRODES, ASSORTED SIZES | EAR, NOSE & THROAT SUPPLIES (ENT)
10471 | 4214350304800 | NASAL PACK, WITH INFLATABLE BALLOON WITH AIRWAY, ASSORTED SIZE | EAR, NOSE & THROAT SUPPLIES (ENT)
10472 | 4214350304700 | NASAL PACK, WITH INFLATABLE BALLOON WITHOUT AIRWAY, ASSORTED SIZE | EAR, NOSE & THROAT SUPPLIES (ENT)
10473 | 4229493700800 | ENDOSHEATH, WITH CLEAR DISTAL LENS FOR FIBEROPTIC ENDOSCOPY, ADULT AND PEDIATRIC, DISPOSABLE | EAR, NOSE & THROAT SUPPLIES (ENT)
10474 | 4228200500300 | ENDOSHEATH, LENS CLEANING SYSTEM WITH CLEAR DISTAL LENS FOR RIGID SCOPE, ASSORTED SIZES AND ANGLES, DISPOSABLE | EAR, NOSE & THROAT SUPPLIES (ENT)
10475 | 4229514800600 | PATIENT TRACKER USED FOR ELECTROMAGNETIC NAVIGATION SYSTEM INCLUDING ADHESIVE PAD | EAR, NOSE & THROAT SUPPLIES (ENT)
10476 | 4214353300300 | SUCTION TIP, USED FOR NAVIGATION, MALLEABLE, ASSORTED TYPES AND SIZES | EAR, NOSE & THROAT SUPPLIES (ENT)
10477 | 4229514800700 | PEDIATRIC NAVIGATED BLADE 3 MMX 13 CM | EAR, NOSE & THROAT SUPPLIES (ENT)
10478 | 4111585700000 | PLASMA MAX WAND, USED IN ENT SURGERIES, ASSORTED TYPES AND SIZES (COMPLETE SYSTEM WITH ALL NECESSARY EQUIPMENT FREE OF CHARGE WITH EVERY 100 PIECES) | EAR, NOSE & THROAT SUPPLIES (ENT)
10479 | 4229553432500 | IMPLANTABLE HEARING AID, IMPLANTED MIDDLE EAR SYSTEM WITH AND WITHOUT INTACT OSSICLES | EAR, NOSE & THROAT SUPPLIES (ENT)
10480 | 4218240900600 | IMPLANTABLE HEARING AID, TRANSCUTANEOUS, INTERNAL PART MRI COMPATIBILITY UP TO 1.5 TESLA. COMPENSATES UP-TO 45, 55 DB HL FOR SENSORINEURAL, MIXED AND/OR CONDUCTIVE HEARING LOSS, AS REQUESTED BY END USER | EAR, NOSE & THROAT SUPPLIES (ENT)
10481 | 4229516701900 | TWO PART ADJUSTABLE SEPTAL BUTTON SILICON SIZE 3 CM | EAR, NOSE & THROAT SUPPLIES (ENT)
10482 | 4214350700000 | PACK, EAR PACK STRIPS ASSORTED SIZES | EAR, NOSE & THROAT SUPPLIES (ENT)
10483 | 4231240202500 | SPLINT EXTERNAL THERMA SPLINT ASSORTED SIZES | EAR, NOSE & THROAT SUPPLIES (ENT)
10484 | 4231160600100 | PACK, INTRANASAL ABSORBABLE FOR SINUS SURGERY | EAR, NOSE & THROAT SUPPLIES (ENT)
10485 | 4214353300400 | TUBE, SUCTION, FOR NASAL SURGERY DISPOSABLE, ASSORTED SIZES AND ANGLES, STERILE | EAR, NOSE & THROAT SUPPLIES (ENT)
10486 | 4214350305000 | NASAL PACK/SPONGE WITH STRING, ASSORTED SIZES | EAR, NOSE & THROAT SUPPLIES (ENT)
10487 | 4214350305300 | NASAL PACK/SPONGE WITHOUT STRING, ASSORTED SIZES | EAR, NOSE & THROAT SUPPLIES (ENT)
10488 | 4231240202600 | SPLINT EXTERNAL NASAL ASSORTED SIZES | EAR, NOSE & THROAT SUPPLIES (ENT)
10489 | 4214350300600 | SPLINT, INTRANASAL WITH AIRWAY, CAN BE SUTURED | EAR, NOSE & THROAT SUPPLIES (ENT)
10490 | 4214350300700 | TUBE, BLADE AND BUR IRRIGATION FOR NASAL SURGERY STERILE | EAR, NOSE & THROAT SUPPLIES (ENT)
10491 | 4214350300800 | BUTTON, SILICONE SEPTAL STANDARD 3 CM | EAR, NOSE & THROAT SUPPLIES (ENT)
10492 | 4214350300900 | NASAL PACKING/NASAL SEPTAL SPLINT SOFT SILASTIC ADULT | EAR, NOSE & THROAT SUPPLIES (ENT)
10493 | 4231240202800 | SPLINT, INTRANASAL WITHOUT AIRWAY, CAN BE SUTURED | EAR, NOSE & THROAT SUPPLIES (ENT)
10494 | 4214353300600 | BLADE, SKIMMER TIP WITH SUCTION IRRIGATION TUBE, ASSORTED SIZES AND ANGLES, COMPATIBLE WITH END USER EQUIPMENT | EAR, NOSE & THROAT SUPPLIES (ENT)
10495 | 4229161301000 | BLADE, STRAIGHT TRACHEAL WITH SUCTION IRRIGATION, COMPATIBLE WITH END USER EQUIPMENT | EAR, NOSE & THROAT SUPPLIES (ENT)
10496 | 4229161309100 | BLADE, TRICUT ANGLED ROTATABLE DOUBLE CURVED TIP WITH SUCTION IRRIGATION, ASSORTED DIAMETERS AND LENGTHS, COMPATIBLE WITH END USER EQUIPMENT | EAR, NOSE & THROAT SUPPLIES (ENT)
10497 | 4229161309200 | BLADE, TRICUT ANGLED ROTATABLE STRAIGHT TIP WITH CURVE AT HAND PIECE WITH SUCTION IRRIGATION, ASSORTED DIAMETERS AND LENGTHS, COMPATIBLE WITH END USER EQUIPMENT | EAR, NOSE & THROAT SUPPLIES (ENT)
10498 | 4111173600300 | DRAPE MICROSCOPE FOR ENT ASSORTED SIZES STERILE COMPATIBLE WITH END USER EQUIPMENT | EAR, NOSE & THROAT SUPPLIES (ENT)
10499 | 4214353300500 | TUBE ANGLED MICRO SUCTION FOR OTOLOGY SURGERIES ASSORTED DIAMETERS | EAR, NOSE & THROAT SUPPLIES (ENT)
10500 | 4215161415100 | TIP, FOR OTOACOUSTIC EMISSION TESTING FOR INFANTS, ASSORTED SIZES | EAR, NOSE & THROAT SUPPLIES (ENT)
10501 | 4218242700100 | PAPER ROLL, FOR TYMPANOMETRY TESTING,APPROXIMATELY 25 METERS IN LENGTH,COMPATIBLE WITH END USER EQUIPMENT. | EAR, NOSE & THROAT SUPPLIES (ENT)
10502 | 4229553001300 | TUBE, VENTILATION SHAH, WITHOUT WIRE, ASSORTED SIZES | EAR, NOSE & THROAT SUPPLIES (ENT)
10503 | 4229553001200 | TUBE VENTILATION SHEPARD WITHOUT WIRE FLUOROPLASTIC ASSORTED SIZES | EAR, NOSE & THROAT SUPPLIES (ENT)
10504 | 4010151200000 | TUBE VENTILATION T-TUBE ANTIMICROBIAL MATERIAL SILICONE ASSORTED TYPES AND SIZES | EAR, NOSE & THROAT SUPPLIES (ENT)
10505 | 4229553427000 | PROSTHESIS, TOTAL OSSICULAR REPLACEMENT TITANIUM PROSTHESIS WITH/WITHOUT MALLEUS NOTCH, ADJUSTABLE LENGTH WITH DISPOSABLE SIZER OR EQUIVALENT | EAR, NOSE & THROAT SUPPLIES (ENT)
10506 | 4229553414500 | PROSTHESIS, PARTIAL OSSICULAR REPLACEMENT, TITANIUM, ADJUSTABLE LENGTH WITH DISPOSABLE SIZER (READY MADE AS SINGLE UNIT) OR EQUIVALENT | EAR, NOSE & THROAT SUPPLIES (ENT)
10507 | 4229553431100 | PROSTHESIS, INCUS JOINT REPLACEMENT, CLIP TO HOLD THE JOINT OR EQUIVALENT | EAR, NOSE & THROAT SUPPLIES (ENT)
10508 | 4221170500600 | BATTERY, MERCURY FREE - ZINC AIR BATTERIES - SIZE 675 - 1.45 V | EAR, NOSE & THROAT SUPPLIES (ENT)
10509 | 4218242404400 | EARTIPS YELLOW MUSHROOM SIZE 8 DISPOSABLE OR EQUIVALENT | EAR, NOSE & THROAT SUPPLIES (ENT)
10510 | 4218242404300 | EARTIPS YELLOW MUSHROOM SIZE 19 DISPOSABLE OR EQUIVALENT | EAR, NOSE & THROAT SUPPLIES (ENT)
10511 | 4218242401100 | EARTIPS BLUE MUSHROOM- SIZE 7, DISPOSABLE, OR EQUIVALENT | EAR, NOSE & THROAT SUPPLIES (ENT)
10512 | 4218242401000 | EARTIPS BLUE MUSHROOM- SIZE 15, DISPOSABLE, OR EQUIVALENT | EAR, NOSE & THROAT SUPPLIES (ENT)
10513 | 4218242404500 | EARTIPS YELLOW UMBRELLA SIZE 11 DISPOSABLE OR EQUIVALENT | EAR, NOSE & THROAT SUPPLIES (ENT)
10514 | 4218242403200 | EARTIPS RED MUSHROOM- SIZE 10, DISPOSABLE, OR EQUIVALENT | EAR, NOSE & THROAT SUPPLIES (ENT)
10515 | 4218242403300 | EARTIPS RED MUSHROOM- SIZE 14, DISPOSABLE, OR EQUIVALENT | EAR, NOSE & THROAT SUPPLIES (ENT)
10516 | 4218242404200 | EARTIPS YELLOW MUSHROOM SIZE 12 DISPOSABLE OR EQUIVALENT | EAR, NOSE & THROAT SUPPLIES (ENT)
10517 | 4218242400900 | EARTIPS BLUE MUSHROOM- SIZE 11, DISPOSABLE, OR EQUIVALENT | EAR, NOSE & THROAT SUPPLIES (ENT)
10518 | 4218242401800 | EARTIPS GREEN MUSHROOM SIZE 9 DISPOSABLE OR EQUIVALENT | EAR, NOSE & THROAT SUPPLIES (ENT)
10519 | 4218242401300 | EARTIPS BLUE UMBRELLA- SIZE 19, DISPOSABLE, OR EQUIVALENT | EAR, NOSE & THROAT SUPPLIES (ENT)
10520 | 4218242401200 | EARTIPS BLUE UMBRELLA- SIZE 10, DISPOSABLE, OR EQUIVALENT | EAR, NOSE & THROAT SUPPLIES (ENT)
10521 | 4218242401900 | EARTIPS GREEN UMBRELLA SIZE 7.5 DISPOSABLE OR EQUIVALENT | EAR, NOSE & THROAT SUPPLIES (ENT)
10522 | 4218242401700 | EARTIPS GREEN MUSHROOM SIZE 13 DISPOSABLE OR EQUIVALENT | EAR, NOSE & THROAT SUPPLIES (ENT)
10523 | 4218242403500 | EARTIPS RED UMBRELLA- SIZE 9, DISPOSABLE, OR EQUIVALENT | EAR, NOSE & THROAT SUPPLIES (ENT)
10524 | 4218242403400 | EARTIPS RED UMBRELLA- SIZE 15, DISPOSABLE, OR EQUIVALENT | EAR, NOSE & THROAT SUPPLIES (ENT)
10525 | 4218242400800 | EARTIPS BLUE- SIZE 9, DISPOSABLE, OR EQUIVALENT | EAR, NOSE & THROAT SUPPLIES (ENT)
10526 | 4218242400600 | EARTIPS BLUE- SIZE 13, DISPOSABLE, OR EQUIVALENT | EAR, NOSE & THROAT SUPPLIES (ENT)
10527 | 4218242403900 | EARTIPS YELLOW SIZE 16 DISPOSABLE OR EQUIVALENT | EAR, NOSE & THROAT SUPPLIES (ENT)
10528 | 4218242403000 | EARTIPS RED SIZE 8 DISPOSABLE OR EQUIVALENT | EAR, NOSE & THROAT SUPPLIES (ENT)
10529 | 4218242401600 | EARTIPS GREEN SIZE 6 DISPOSABLE OR EQUIVALENT | EAR, NOSE & THROAT SUPPLIES (ENT)
10530 | 4218242401500 | EARTIPS GREEN SIZE 10 DISPOSABLE OR EQUIVALENT | EAR, NOSE & THROAT SUPPLIES (ENT)
10531 | 4218242404000 | EARTIPS YELLOW SIZE 7 DISPOSABLE OR EQUIVALENT | EAR, NOSE & THROAT SUPPLIES (ENT)
10532 | 4218242403700 | EARTIPS YELLOW SIZE 11 DISPOSABLE OR EQUIVALENT | EAR, NOSE & THROAT SUPPLIES (ENT)
10533 | 4218242402900 | EARTIPS RED SIZE 12 DISPOSABLE OR EQUIVALENT | EAR, NOSE & THROAT SUPPLIES (ENT)
10534 | 4218242402700 | EARTIP RED AND BLACK INFANT INSERTS - SIZE 3.5, DISPOSABLE, OR EQUIVALENT | EAR, NOSE & THROAT SUPPLIES (ENT)
10535 | 4218242402800 | EARTIP RED AND BLACK INFANT INSERTS - SIZE 4, DISPOSABLE, OR EQUIVALENT | EAR, NOSE & THROAT SUPPLIES (ENT)
10536 | 4218242402500 | EARTIP PINK OTOACOUSTIC EMISSIONS FOAM FOR PEDIATRIC, DISPOSABLE, OR EQUIVALENT | EAR, NOSE & THROAT SUPPLIES (ENT)
10537 | 4218242402600 | EARTIPS RED AKR MUSHROOM- SIZE 4, DISPOSABLE, OR EQUIVALENT | EAR, NOSE & THROAT SUPPLIES (ENT)
10538 | 4218242400500 | EARTIPS BLUE AKR MUSHROOM- SIZE 5, DISPOSABLE, OR EQUIVALENT | EAR, NOSE & THROAT SUPPLIES (ENT)
10539 | 4218242402200 | EARTIP PEDIATRIC FOAM TIPS FOR INSERT EARPHONES - BEIGE, DISPOSABLE, OR EQUIVALENT | EAR, NOSE & THROAT SUPPLIES (ENT)
10540 | 4218242400000 | EARTIP STANDARD ADULT FOAM TIPS FOR INSERT EARPHONES - YELLOW (REGULAR SIZE), DISPOSABLE, OR EQUIVALENT | EAR, NOSE & THROAT SUPPLIES (ENT)
10541 | 4218242402000 | EARTIP JUMBO ADULT FOAM TIPS FOR INSERT EARPHONES - YELLOW (JUMBO), DISPOSABLE, OR EQUIVALENT | EAR, NOSE & THROAT SUPPLIES (ENT)
10542 | 4218242403100 | EARTIPS RED FLANGED- SIZE 3 - 5, DISPOSABLE, OR EQUIVALENT | EAR, NOSE & THROAT SUPPLIES (ENT)
10543 | 4218242403600 | EARTIP TAB ELECTRODES WITH SOLID GEL, DISPOSABLE, OR EQUIVALENT | EAR, NOSE & THROAT SUPPLIES (ENT)
10544 | 4218242402400 | EARTIP PEDIATRIC OTOSCOPE SPECULA SIZE 2.5 DISPOSABLE OR EQUIVALENT | EAR, NOSE & THROAT SUPPLIES (ENT)
10545 | 4214353000300 | OTO-FORM A, FLEX IMPRESSION MATERIAL CARTRIDGES, OR EQUIVALENT | EAR, NOSE & THROAT SUPPLIES (ENT)
10546 | 4319160700100 | COVER, EAR CUSHION FOR HIGH-FREQUENCY HEADPHONES SIZE 4.5, DISPOSABLE, OR EQUIVALENT | EAR, NOSE & THROAT SUPPLIES (ENT)
10547 | 4319160700000 | COVER, EAR CUSHION FOR HIGH-FREQUENCY HEADPHONES SIZE 3, DISPOSABLE, OR EQUIVALENT | EAR, NOSE & THROAT SUPPLIES (ENT)
10548 | 4214353303100 | TIPS, WATER IRRIGATOR, DISPOSABLE, OR EQUIVALENT | EAR, NOSE & THROAT SUPPLIES (ENT)
10549 | 4214400602400 | KIT, FASTENER FOR IP30 INSERTS WITH NECK-STRAP AND CLIP, DISPOSABLE, OR EQUIVALENT | EAR, NOSE & THROAT SUPPLIES (ENT)
10550 | 4319160700200 | CUSHION, FOLDABLE REPLACEMENT HEADBAND FOR HEADPHONES, OR EQUIVALENT | EAR, NOSE & THROAT SUPPLIES (ENT)
10551 | 4218242404100 | EARTIP YELLOW FLANGED INFANT SIZE 5-8 MM, DISPOSABLE, OR EQUIVALENT | EAR, NOSE & THROAT SUPPLIES (ENT)
10552 | 4218242600300 | TUBES, SOUND TUBES FOR SIZE 3A USED FOR ABR 50 OHM, OR EQUIVALENT | EAR, NOSE & THROAT SUPPLIES (ENT)
10553 | 4221171601500 | KIT, SOUND TUBES AND ADI EARTIP ADAPTOR, OR EQUIVALENT | EAR, NOSE & THROAT SUPPLIES (ENT)
10554 | 4214353300900 | KIT, SPRAY BOTTLE IRRIGATION FOR WAX MANAGEMENT, OR EQUIVALENT | EAR, NOSE & THROAT SUPPLIES (ENT)
10555 | 4221171602100 | TUBES, THICK SINGLE BEND PREFORMED SIZE 13, DISPOSABLE, OR EQUIVALENT | EAR, NOSE & THROAT SUPPLIES (ENT)
10556 | 4221171602000 | TUBES, STANDARD SINGLE BEND PREFORMED SIZE 13, DISPOSABLE, OR EQUIVALENT | EAR, NOSE & THROAT SUPPLIES (ENT)
10557 | 4214353000500 | SYRINGE, INJECTOR FOR EARMOLD IMPRESSION, OR EQUIVALENT | EAR, NOSE & THROAT SUPPLIES (ENT)
10558 | 4229553406300 | CAPSULES, DRYING FOR HEARING AID, OR EQUIVALENT | EAR, NOSE & THROAT SUPPLIES (ENT)
10559 | 4218242400300 | CONNECTORS, FOR IP30 TUBE REPLACEMENT BLACK ROUND PLASTIC TIPS FOR INSERT EARPHONE, OR EQUIVALENT | EAR, NOSE & THROAT SUPPLIES (ENT)
10560 | 4214351601600 | WHITE PLASTIC TIPS FOR INSERT EARPHONES, OR EQUIVALENT | EAR, NOSE & THROAT SUPPLIES (ENT)
10561 | 4218242401400 | EARTIP SIZE 3, DISPOSABLE, OR EQUIVALENT | EAR, NOSE & THROAT SUPPLIES (ENT)
10562 | 4218242402100 | EARTIP OTOACOUSTIC EMISSIONS FOAM FOR ADULTS, DISPOSABLE, OR EQUIVALENT | EAR, NOSE & THROAT SUPPLIES (ENT)
10563 | 4229553410500 | IMPLANTABLE BONE CONDUCTION HEARING SYSTEM FOR CONDUCTIVE OR MIXED HEARING LOSS | EAR, NOSE & THROAT SUPPLIES (ENT)
10564 | 4229553435600 | COCHLEAR IMPLANT SYSTEM:FOR PEDIATRICS AND ADULTS, LATEST TECHNOLOGY ON AND/OR OFF EAR WEARING OPTIONS AND COLORS AT END USER REQUEST, WITH ACCESSORIES AND PARTS NEEDED FOR AT LEAST SIX MONTHS FOR PATIENTS. WIRELESS CONNECTIVITY PROVIDED WITH 2 ULTRA POWER WIRELESS BEHIND-THE-EAR HEARING AIDS: AT LEAST 8 CHANNELS, PEDIATRIC AND ADULT PLATFORMS, IP68 OR HIGHER, FREQUENCY RANGE OF 0.1-5.1 KHZ OR HIGHER, BATTERY SIZE 675. ONE FREE COCHLEAR IMPLANT SYSTEM FOR EVERY 10 PURCHASED SYSTEMS | EAR, NOSE & THROAT SUPPLIES (ENT)
10565 | 4227191504200 | TRACHEOSTOMY TUBE, PEDIATRIC, EXTENDED CUFFED, STERILE, ID 3.0 MM | EAR, NOSE & THROAT SUPPLIES (ENT)
10566 | 4227191504500 | TRACHEOSTOMY TUBE, PEDIATRIC, EXTENDED CUFFED, STERILE, ID 3.5 MM | EAR, NOSE & THROAT SUPPLIES (ENT)
10567 | 4227191504600 | TRACHEOSTOMY TUBE, PEDIATRIC, EXTENDED CUFFED, STERILE, ID 4.0 MM | EAR, NOSE & THROAT SUPPLIES (ENT)
10568 | 4227191504700 | TRACHEOSTOMY TUBE, PEDIATRIC, EXTENDED CUFFED, STERILE, ID 4.5 MM | EAR, NOSE & THROAT SUPPLIES (ENT)
10569 | 4227191504800 | TRACHEOSTOMY TUBE, PEDIATRIC, EXTENDED CUFFED, STERILE, ID 5.0 MM | EAR, NOSE & THROAT SUPPLIES (ENT)
10570 | 4227191523500 | TRACHEOSTOMY TUBE, EXTRA LONG, WITH ADJUSTABLE NECK FLANGE, CUFFED, STERILE, ID-IC 10.0MM | EAR, NOSE & THROAT SUPPLIES (ENT)
10571 | 4227191506200 | TRACHEOSTOMY TUBE, EXTRA LONG, WITH ADJUSTABLE NECK FLANGE, CUFFED, STERILE, ID-IC 6.0MM | EAR, NOSE & THROAT SUPPLIES (ENT)
10572 | 4227191506300 | TRACHEOSTOMY TUBE, EXTRA LONG, WITH ADJUSTABLE NECK FLANGE, CUFFED, STERILE, ID-IC 7.0MM | EAR, NOSE & THROAT SUPPLIES (ENT)
10573 | 4227191506400 | TRACHEOSTOMY TUBE, EXTRA LONG, WITH ADJUSTABLE NECK FLANGE, CUFFED, STERILE, ID-IC 8.0MM | EAR, NOSE & THROAT SUPPLIES (ENT)
10574 | 4227191506500 | TRACHEOSTOMY TUBE, EXTRA LONG, WITH ADJUSTABLE NECK FLANGE, CUFFED, STERILE, ID-IC 9.0MM | EAR, NOSE & THROAT SUPPLIES (ENT)
10575 | 4227191524000 | TRACHEOSTOMY TUBE PEDIATRIC EXTRA LONG WITH ADJUSTABLE NECK FLANGE UNCUFFED STERILE ID 3.0MM | EAR, NOSE & THROAT SUPPLIES (ENT)
10576 | 4227191524100 | TRACHEOSTOMY TUBE PEDIATRIC EXTRA LONG WITH ADJUSTABLE NECK FLANGE UNCUFFED STERILE ID 3.5MM | EAR, NOSE & THROAT SUPPLIES (ENT)
10577 | 4227191524200 | TRACHEOSTOMY TUBE PEDIATRIC EXTRA LONG WITH ADJUSTABLE NECK FLANGE UNCUFFED STERILE ID 4.0MM | EAR, NOSE & THROAT SUPPLIES (ENT)
10578 | 4227191524300 | TRACHEOSTOMY TUBE PEDIATRIC EXTRA LONG WITH ADJUSTABLE NECK FLANGE UNCUFFED STERILE ID 4.5MM | EAR, NOSE & THROAT SUPPLIES (ENT)
10579 | 4227191524400 | TRACHEOSTOMY TUBE PEDIATRIC EXTRA LONG WITH ADJUSTABLE NECK FLANGE UNCUFFED STERILE ID 5.0MM | EAR, NOSE & THROAT SUPPLIES (ENT)
10580 | 4227190407800 | TRACHEOSTOMY TUBE, PEDIATRIC LOW PRESSURE CUFFED, STERILE, ID 3.0 MM | EAR, NOSE & THROAT SUPPLIES (ENT)
10581 | 4227190407900 | TRACHEOSTOMY TUBE, PEDIATRIC LOW PRESSURE CUFFED, STERILE, ID 3.5 MM | EAR, NOSE & THROAT SUPPLIES (ENT)
10582 | 4227191505600 | TRACHEOSTOMY TUBE, ADULT LOW PRESSURE CUFFED WITH INNER CANNULA, STERILE, ID-IC 4.0 MM | EAR, NOSE & THROAT SUPPLIES (ENT)
10583 | 4227191505700 | TRACHEOSTOMY TUBE, ADULT LOW PRESSURE CUFFED WITH INNER CANNULA, STERILE, ID-IC 5.0 MM | EAR, NOSE & THROAT SUPPLIES (ENT)
10584 | 4227191505800 | TRACHEOSTOMY TUBE, ADULT LOW PRESSURE CUFFED WITH INNER CANNULA, STERILE, ID-IC 6.0 MM | EAR, NOSE & THROAT SUPPLIES (ENT)
10585 | 4227191505900 | TRACHEOSTOMY TUBE, ADULT LOW PRESSURE CUFFED WITH INNER CANNULA, STERILE, ID-IC 7.0 MM | EAR, NOSE & THROAT SUPPLIES (ENT)
10586 | 4227190408300 | TRACHEOSTOMY TUBE, ADULT LOW PRESSURE CUFFED WITH INNER CANNULA, STERILE, ID-IC 7.5 MM | EAR, NOSE & THROAT SUPPLIES (ENT)
10587 | 4227191501300 | TRACHEOSTOMY TUBE, ADULT LOW PRESSURE CUFFED WITH INNER CANNULA, STERILE, ID-IC 8.0 MM | EAR, NOSE & THROAT SUPPLIES (ENT)
10588 | 4227191502900 | TRACHEOSTOMY TUBE, NEONATE, UNCUFFED, STERILE ID 2.5 MM | EAR, NOSE & THROAT SUPPLIES (ENT)
10589 | 4227191502000 | TRACHEOSTOMY TUBE, NEONATE, UNCUFFED, STERILE ID 3.0MM | EAR, NOSE & THROAT SUPPLIES (ENT)
10590 | 4227191502100 | TRACHEOSTOMY TUBE, NEONATE, UNCUFFED, STERILE ID 3.5MM | EAR, NOSE & THROAT SUPPLIES (ENT)
10591 | 4227191502300 | TRACHEOSTOMY TUBE, NEONATE, UNCUFFED, STERILE ID 4.0 MM | EAR, NOSE & THROAT SUPPLIES (ENT)
10592 | 4227191503000 | TRACHEOSTOMY TUBE, PEDIATRIC, UNCUFFED, STERILE, ID 3.0 MM | EAR, NOSE & THROAT SUPPLIES (ENT)
10593 | 4227191503100 | TRACHEOSTOMY TUBE, PEDIATRIC, UNCUFFED, STERILE ID 3.5 MM | EAR, NOSE & THROAT SUPPLIES (ENT)
10594 | 4227191504100 | TRACHEOSTOMY TUBE, PEDIATRIC, UNCUFFED, STERILE ID 4.0 MM | EAR, NOSE & THROAT SUPPLIES (ENT)
10595 | 4227191503200 | TRACHEOSTOMY TUBE, PEDIATRIC, UNCUFFED, STERILE ID 4.5 MM | EAR, NOSE & THROAT SUPPLIES (ENT)
10596 | 4227191504300 | TRACHEOSTOMY TUBE, PEDIATRIC, UNCUFFED, STERILE ID 5.0 MM | EAR, NOSE & THROAT SUPPLIES (ENT)
10597 | 4227191501800 | TRACHEOSTOMY TUBE, ADULT, CUFFLESS, UNFENESTRATED, STERILE, ID-IC 6.0 MM | EAR, NOSE & THROAT SUPPLIES (ENT)
10598 | 4227190408900 | TRACHEOSTOMY TUBE, ADULT, CUFFLESS, UNFENESTRATED, STERILE, ID-IC 6.5MM | EAR, NOSE & THROAT SUPPLIES (ENT)
10599 | 4227190409000 | TRACHEOSTOMY TUBE, ADULT, CUFFLESS, UNFENESTRATED, STERILE, ID-IC 7MM | EAR, NOSE & THROAT SUPPLIES (ENT)
10600 | 4227190409100 | TRACHEOSTOMY TUBE, ADULT, CUFFLESS, UNFENESTRATED, STERILE, ID-IC 7.5MM | EAR, NOSE & THROAT SUPPLIES (ENT)
10601 | 4227190409200 | TRACHEOSTOMY TUBE, ADULT, CUFFLESS, UNFENESTRATED, STERILE, ID-IC 8MM | EAR, NOSE & THROAT SUPPLIES (ENT)
10602 | 4227191502200 | TRACHEOSTOMY TUBE, ADULT, CUFFLESS, FENESTRATED ID-IC 5MM | EAR, NOSE & THROAT SUPPLIES (ENT)
10603 | 4227191502500 | TRACHEOSTOMY TUBE, ADULT, CUFFLESS, FENESTRATED ID-IC 6MM | EAR, NOSE & THROAT SUPPLIES (ENT)
10604 | 4227191502600 | TRACHEOSTOMY TUBE, ADULT, CUFFLESS, FENESTRATED ID-IC 7MM | EAR, NOSE & THROAT SUPPLIES (ENT)
10605 | 4227190409800 | TRACHEOSTOMY TUBE, ADULT, CUFFLESS, FENESTRATED ID-IC 7.5MM | EAR, NOSE & THROAT SUPPLIES (ENT)
10606 | 4227191501200 | TRACHEOSTOMY TUBE, ADULT, CUFFLESS, FENESTRATED ID-IC 8MM | EAR, NOSE & THROAT SUPPLIES (ENT)
10607 | 4227193200500 | TUBE HOLDER, FOR LARYNGECTOMY TUBE AND TRACHEOSTOMA BUTTON WITH INTEGRATED CLIP CONNECTORS, NUDE COLOR | EAR, NOSE & THROAT SUPPLIES (ENT)
10608 | 4227191542900 | HEAT MOISTURE EXCHANGER (HME) WITH FINGER OCCLUSION, ASSORTED TYPES | EAR, NOSE & THROAT SUPPLIES (ENT)
10609 | 4227191543300 | MOISTURE EXCHANGE STOMA SCARF GREY PLAID | EAR, NOSE & THROAT SUPPLIES (ENT)
10610 | 4227193200300 | SHOWER GUARD INCLUDES HOUSING AND TAPE DISCS FOR TOTAL LARYNGECTOMY STOMA CARE | EAR, NOSE & THROAT SUPPLIES (ENT)
10611 | 4221171104800 | ELECTROLARYNX, FOR COMMUNICATION, PRESSURE-SENSITIVE BUTTON FOR NATURAL EXPRESSION, MASCULINE OR FEMININE VOICING OPTIONS WITH PITCH ADJUSTMENT, WITH MULTIPLE EASY-SET MODES FOR MONOTONE OR VARIABLE PITCH SELECTIONS, UNIQUE WHISPER MODE | EAR, NOSE & THROAT SUPPLIES (ENT)
10612 | 4227191543400 | CAPSULE, FLEXIBLE INSERTION PIN, 22.5FR | EAR, NOSE & THROAT SUPPLIES (ENT)
10613 | 4221171100300 | VOICE PROSTHESIS SIZER WITH 3 INSERTS, PROVOX MEASURE | EAR, NOSE & THROAT SUPPLIES (ENT)
10614 | 4227193200000 | FLUSH, VOICE PROSTHESIS TO BE USED AFTER BRUSHING | EAR, NOSE & THROAT SUPPLIES (ENT)
10615 | 4227190904100 | TOOL, TUBE CLEANING, 28, LARYNGOFISSURE, CLEANING SOLUTION, BRUSHES | EAR, NOSE & THROAT SUPPLIES (ENT)
10616 | 4229546101000 | SILICONE GLUE USE TO HELP THE ADHESIVE STICK BETTER. APPLY IT TO THE SKIN, AND/OR TO THE ADHESIVE. BOTTLE WITH BRUSH CAP, NON-STERILE. FOR MULTIPLE APPLICATION. | EAR, NOSE & THROAT SUPPLIES (ENT)
10617 | 4214351600500 | STABILIBASE OPTIDERM ADHESIVE OR EQUIVALENT, SUPPORT TO THE STOMA DURING SPEECH | EAR, NOSE & THROAT SUPPLIES (ENT)
10618 | 4225162500700 | HANDHELD JAW REHABILITATION SYSTEM FOR ADULTS | EAR, NOSE & THROAT SUPPLIES (ENT)
10619 | 4225162500800 | HANDHELD JAW REHABILITATION SYSTEM FOR PEDIATRICS | EAR, NOSE & THROAT SUPPLIES (ENT)
10620 | 4227250002800 | CLIP, NOSE TO PREVENT AIR LEAK DURING TRAINING | EAR, NOSE & THROAT SUPPLIES (ENT)
10621 | 4221171105100 | SPEAKING VALVE, ONE-WAY CLEAR | EAR, NOSE & THROAT SUPPLIES (ENT)
10622 | 4221171105000 | SPEAKING VALVE, ONE-WAY BLUE | EAR, NOSE & THROAT SUPPLIES (ENT)
10623 | 4227193200100 | FENESTRATION PUNCH, FOR LARYNGECTOMY TUBES | EAR, NOSE & THROAT SUPPLIES (ENT)
10624 | 4227191542300 | ADHESIVE, STRONG DEEP TRACHEOSTOMA SEAL USED WITH HEAT MOISTURE EXCHANGER OVAL, OR EQUIVALENT | EAR, NOSE & THROAT SUPPLIES (ENT)
10625 | 4227191542100 | ADHESIVE, SOFT TRACHEOSTOMA SEAL HYDROCOLLOID MATERIAL USED FOR SORE OR IRRITATED SKIN, WITH HEAT MOISTURE EXCHANGER OVAL, OR EQUIVALENT | EAR, NOSE & THROAT SUPPLIES (ENT)
10626 | 4215161414900 | ADHESIVE, REGULAR TRACHEOSTOMA SEAL USED WITH HEAT MOISTURE EXCHANGER OVAL, OR EQUIVALENT | EAR, NOSE & THROAT SUPPLIES (ENT)
10627 | 4227191542400 | ADHESIVE, STRONG DEEP TRACHEOSTOMA SEAL USED WITH HEAT MOISTURE EXCHANGER ROUND, OR EQUIVALENT | EAR, NOSE & THROAT SUPPLIES (ENT)
10628 | 4227191542200 | ADHESIVE, SOFT TRACHEOSTOMA SEAL HYDROCOLLOID MATERIAL USED FOR SORE OR IRRITATED OR RADIATED SKIN, WITH HEAT MOISTURE EXCHANGER ROUND, OR EQUIVALENT | EAR, NOSE & THROAT SUPPLIES (ENT)
10629 | 4215161414800 | ADHESIVE, REGULAR TRACHEOSTOMA SEAL USED WITH HEAT MOISTURE EXCHANGER ROUND, OR EQUIVALENT | EAR, NOSE & THROAT SUPPLIES (ENT)
10630 | 4227191542700 | DEVICE, FOR TOTAL LARYNGECTOMY PATIENTS ALLOWING FREE HAND VOICING, CONNECT TO DISPOSABLE HME, REUSABLE | EAR, NOSE & THROAT SUPPLIES (ENT)
10631 | 4227191542800 | HEAT MOISTURE EXCHANGER, WITH A HIGHLY EFFECTIVE ELECTROSTATIC FILTER, FOR LARYNGEAL/TRACHEAL STOMA ALLOWING VOICING WITH FINGER OCCLUSION VOICING, PROTECTS AGAINST AIRBORNE PARTICLES, INCLUDING VIRUSES AND BACTERIA, OR EQUIVALENT | EAR, NOSE & THROAT SUPPLIES (ENT)
10632 | 4227193301100 | TUBE, SOFT LARYNGECTOMY FLEXIBLE, SUFFICIENTLY RIGID SILICONE, CAN HOLD A HME CASSETTE AND/ OR FREEHAND HME, ASSORTED DIAMETERS AND LENGTHS | EAR, NOSE & THROAT SUPPLIES (ENT)
10633 | 4227191541100 | BUTTON, SOFT LARYNGECTOMY, FLEXIBLE, SUFFICIENTLY RIGID SILICONE, CAN HOLD A HME CASSETTE AND/OR FREEHANDS HME, ASSORTED DIAMETERS AND LENGTHS | EAR, NOSE & THROAT SUPPLIES (ENT)
10634 | 4229553500400 | VOICE PROSTHESIS, ANGLED VALVE, 360° HOOD PROTECTS THE VALVE FLAP, PRELOADED IN THE SMARTINSERTER EXTRA FLANGE, ASSORTED DIAMETERS AND LENGTHS | EAR, NOSE & THROAT SUPPLIES (ENT)
10635 | 4221171102000 | VOICE PROSTHESIS, ANGLED VALVE, 360° HOOD PROTECTS THE VALVE FLAP, PRELOADED IN THE SMARTINSERTER, ASSORTED DIAMETERS AND LENGTHS | EAR, NOSE & THROAT SUPPLIES (ENT)
10636 | 4221171101300 | VOICE PROSTHESIS, ADVANTAGE INDWELLING, ASSORTED DIAMETERS AND LENGTHS, NON-STERILE | EAR, NOSE & THROAT SUPPLIES (ENT)
10637 | 4221171104300 | VOICE PROSTHESIS, INDWELLING, LARGE ESOPHAGEAL FLANGE, ASSORTED DIAMETERS AND LENGTHS | EAR, NOSE & THROAT SUPPLIES (ENT)
10638 | 4221171100500 | VOICE PROSTHESIS, DUAL VALVE, ASSORTED DIAMETERS AND LENGTHS, NON-STERILE | EAR, NOSE & THROAT SUPPLIES (ENT)
10639 | 4221171104600 | VOICE PROSTHESIS, INDWELLING, LARGE ESOPHAGEAL AND TRACHEAL FLANGE, ASSORTED DIAMETERS AND LENGTHS | EAR, NOSE & THROAT SUPPLIES (ENT)
10640 | 4227192900700 | SIZER, TRACHEOESOPHAGEAL PUNCTURE PROSTHESIS DILATOR (18 FR) OR EQUIVALENT | EAR, NOSE & THROAT SUPPLIES (ENT)
10641 | 4227192900800 | SIZER, TRACHEOESOPHAGEAL PUNCTURE PROSTHESIS DILATOR (22 FR) OR EQUIVALENT | EAR, NOSE & THROAT SUPPLIES (ENT)
10642 | 4214400102300 | PROCESSOR, BEHIND THE EAR EXTERNAL PROCESSOR RELATED TO 16 CHANNEL ELECTRODE COCHLEAR IMPLANT, COLOR AS REQUESTED BY END USER | EAR, NOSE & THROAT SUPPLIES (ENT)
10643 | 4214400101900 | SOUND PROCESSOR, FOR IMPLANTED MIDDLE EAR HEARING DEVICES | EAR, NOSE & THROAT SUPPLIES (ENT)
10644 | 4221171601000 | HUGGIE AID, ADJUSTABLE TO RETAIN BEHIND THE EAR HEARING AIDS | EAR, NOSE & THROAT SUPPLIES (ENT)
10645 | 4221171601700 | SOUND TUBE, FOR AUDIOMETRY 3A INSERT EARPHONES - 10 OHM. | EAR, NOSE & THROAT SUPPLIES (ENT)
10646 | 4229553410400 | WIRELESS CONNECTIVITY SYSTEM, CONNECTS WITH ALL HEARING AIDS, COCHLEAR IMPLANT AND BONE ANCHORED DEVICES SPEECH PROCESSORS, USED FOR ALL AGES WITH MULTIPLE RECEIVER OPTIONS AS REQUESTED BY END USER. | EAR, NOSE & THROAT SUPPLIES (ENT)
10647 | 4214400500000 | MICROPHONE, WIRELESS DIRECT STREAMING CONNECTS WITH ALL HEARING AIDS, COCHLEAR IMPLANT, AUDIO DEVICES AND BONE ANCHORED DEVICES, MICROPHONE TYPE AS REQUESTED BY END USER. | EAR, NOSE & THROAT SUPPLIES (ENT)
10648 | 4227191523200 | EXTRA LONG TRACHEOSTOMY TUBE, PVC, WITH ADJUSTABLE NECK FLANGE TO CHANGE THE LENGTH OF THE TUBE, WITH COUGH SPIRAL REINFORCED CUFFED, WITH 15 MM (ID) CONNECTOR, STERILE, SIZE 8.0 MM (ID) | EAR, NOSE & THROAT SUPPLIES (ENT)
10649 | 4227191526900 | SEPARATE, INNER CANNULA FOR TRACHEOSTOMY SIZE# 7.0MM (COMPATIBLE WITH HOSPITAL STANDARD) | EAR, NOSE & THROAT SUPPLIES (ENT)
10650 | 4227191527000 | SEPARATE, INNER CANNULA FOR TRACHEOSTOMY SIZE# 8.0MM (COMPATIBLE WITH HOSPITAL STANDARD) | EAR, NOSE & THROAT SUPPLIES (ENT)
10651 | 4229310715400 | RETRACTOR, LANGENBECK, 28 X 10 MM, LENGTH 21 CM | EAR, NOSE & THROAT SUPPLIES (ENT)
10652 | 4229330400900 | RETRACTOR, SENN-MÜLLER, DOUBLE-ENDED, ONE SIDE WITH 3 SHARP PRONGS, OTHER SIDE WITH BLUNT BLADE, LENGTH 16 CM | EAR, NOSE & THROAT SUPPLIES (ENT)
10653 | 4229310801300 | RETRACTOR, WEITLANER, 2 X 3 PRONGS, BLUNT, LENGTH 11 CM | EAR, NOSE & THROAT SUPPLIES (ENT)
10654 | 4229330400500 | RETRACTOR, WULLSTEIN, 3 X 3 PRONGS, LENGTH 11 CM | EAR, NOSE & THROAT SUPPLIES (ENT)
10655 | 4229160900200 | NIPPER, HOUSE-DIETER MALLEUS, UPBITING, WORKING LENGTH 8 CM | EAR, NOSE & THROAT SUPPLIES (ENT)
10656 | 4214351300200 | FORCEPS, WULLSTEIN EAR, EXTRA DELICATE, OVAL CUPPED JAWS, 0.9 MM, WORKING LENGTH 8 CM | EAR, NOSE & THROAT SUPPLIES (ENT)
10657 | 4214351300300 | FORCEPS, WULLSTEIN EAR, EXTRA DELICATE, OVAL CUPPED JAWS, CURVED TO RIGHT, OVAL, 0.9 MM, WORKING LENGTH 8 CM | EAR, NOSE & THROAT SUPPLIES (ENT)
10658 | 4214351300100 | FORCEPS, WULLSTEIN EAR, EXTRA DELICATE, OVAL CUPPED JAWS, CURVED TO LEFT, OVAL, 0.9 MM, WORKING LENGTH 8 CM | EAR, NOSE & THROAT SUPPLIES (ENT)
10659 | 4229270204600 | ELEVATOR, BEALES, CURVED, WIDTH 1.5 MM, LENGTH 16 CM | EAR, NOSE & THROAT SUPPLIES (ENT)
10660 | 4229270204700 | ELEVATOR, HUGHES, CURVED, WIDTH 1.1 MM, LENGTH 16 CM | EAR, NOSE & THROAT SUPPLIES (ENT)
10661 | 4229163201300 | KNIFE, PLESTER SICKLE, DOUBLE-EDGED, STANDARD MODEL, SLIGHTLY CURVED, LENGTH 16 CM | EAR, NOSE & THROAT SUPPLIES (ENT)
10662 | 4229163201000 | KNIFE, PLESTER SICKLE, DOUBLE-EDGED, STANDARD MODEL, MEDIUM CURVED, LENGTH 16 CM | EAR, NOSE & THROAT SUPPLIES (ENT)
10663 | 4229163201400 | KNIFE, PLESTER SICKLE, DOUBLE-EDGED, STANDARD MODEL, STRONGLY CURVED, LENGTH 16 CM | EAR, NOSE & THROAT SUPPLIES (ENT)
10664 | 4228150909900 | TRAY, METAL, FOR STERILIZATION AND STORAGE OF EAR INSTRUMENTS | EAR, NOSE & THROAT SUPPLIES (ENT)
10665 | 4229161421800 | SCISSORS, FISCH, VERY DELICATE, CURVED, SHARP/SHARP, LENGTH 10.5 CM | EAR, NOSE & THROAT SUPPLIES (ENT)
10666 | 4229161421700 | SCISSORS, METZENBAUM, CURVED, LENGTH 14 CM | EAR, NOSE & THROAT SUPPLIES (ENT)
10667 | 4229161401400 | SCISSORS, MAYO, CURVED, LENGTH 15 CM | EAR, NOSE & THROAT SUPPLIES (ENT)
10668 | 4229180245200 | FORCEPS, TISSUE, 1 X 2 TEETH, LENGTH 11.5 CM | EAR, NOSE & THROAT SUPPLIES (ENT)
10669 | 4229680469100 | FORCEPS, ADSON DRESSING, SERRATED, LENGTH 12 CM | EAR, NOSE & THROAT SUPPLIES (ENT)
10670 | 4229680078300 | FORCEPS, BACKHAUS TOWEL, LENGTH 8 CM | EAR, NOSE & THROAT SUPPLIES (ENT)
10671 | 4229680318300 | FORCEPS, HALSTEAD “MOSQUITO” ARTERY, STRAIGHT, LENGTH 12.5 CM | EAR, NOSE & THROAT SUPPLIES (ENT)
10672 | 4229180234400 | FORCEPS, HALSTEAD “MOSQUITO” ARTERY, CURVED, LENGTH 12.5 CM | EAR, NOSE & THROAT SUPPLIES (ENT)
10673 | 4214351300600 | FORCEPS, HARTMANN EAR DRESSING, SLENDER, WORKING LENGTH 6 CM | EAR, NOSE & THROAT SUPPLIES (ENT)
10674 | 4214351300400 | FORCEPS, LUCAE EAR, BAYONET SHAPED, LENGTH 14.5 CM | EAR, NOSE & THROAT SUPPLIES (ENT)
10675 | 4229680306100 | RONGEUR, BEYER, SLENDER, CURVED, LENGTH 17 CM | EAR, NOSE & THROAT SUPPLIES (ENT)
10676 | 4229270204300 | ELEVATOR, FREER, DOUBLE-ENDED, SEMISHARP AND BLUNT, LENGTH 20 CM | EAR, NOSE & THROAT SUPPLIES (ENT)
10677 | 4229160704000 | LOOP, BILLEAU EAR, SIZE 3, LENGTH 16 CM | EAR, NOSE & THROAT SUPPLIES (ENT)
10678 | 4229163201700 | KNIFE, POLITZER EAR, DELICATE, ANGULAR, WORKING LENGTH 7.5 CM | EAR, NOSE & THROAT SUPPLIES (ENT)
10679 | 4229171306900 | PUNCH, STAMMBERGER ANTRUM LEFT SIDE DOWNWARD AND FORWARD CUTTING, WORKING LENGTH 10 CM | EAR, NOSE & THROAT SUPPLIES (ENT)
10680 | 4214351601400 | SEEKER KUHN FRONTAL SINUS DOUBLE-ENDED NO. 3 ONE SIZE CURVED 77 DEGREE OTHER SIDE CURVED 90 DEGREE FORWARD ANGLE LENGTH 22 CM | EAR, NOSE & THROAT SUPPLIES (ENT)
10681 | 4214351601300 | SEEKER KUHN FRONTAL OSTIUM DOUBLE ENDED NO. 5 BOTH SIDES CURVED 77 DEGREE TIPS BENT RIGHT AND LEFT LENGTH 22 CM | EAR, NOSE & THROAT SUPPLIES (ENT)
10682 | 4229350302300 | CURETTE KUHN-BOLGER FRONTAL SINUS 90 DEGREE CURVED OVAL FORWARD CUTTING LENGTH 19 CM | EAR, NOSE & THROAT SUPPLIES (ENT)
10683 | 4229350302200 | CURETTE KUHN-BOLGER FRONTAL SINUS 55 DEGREE CURVED OVAL FORWARD CUTTING LENGTH 19 CM | EAR, NOSE & THROAT SUPPLIES (ENT)
10684 | 4214352800600 | CANNULA EICKEN ANTRUM LUER-LOCK LONG CURVED MALLEABLE SERRATED GRIP PLATE OUTER DIAMETER 2.5 MM LENGTH 12.5 CM | EAR, NOSE & THROAT SUPPLIES (ENT)
10685 | 4229490821400 | FORCEPS MINIATURE NASAL WITH EXTRA FINE FLAT JAWS THROUGH-CUTTING TISSUE-SPARING STRAIGHT SHEATH STRAIGHT JAWS WIDTH OF CUT 1.5 MM WITH CLEANING CONNECTOR WORKING LENGTH 13 CM | EAR, NOSE & THROAT SUPPLIES (ENT)
10686 | 4229490821300 | FORCEPS MINIATURE NASAL WITH EXTRA FINE FLAT JAWS THROUGH-CUTTING TISSUE-SPARING STRAIGHT SHEATH JAWS UPTURNED 45 DEGREE WIDTH OF CUT 1.5 MM WITH CLEANING CONNECTOR WORKING LENGTH 13 CM | EAR, NOSE & THROAT SUPPLIES (ENT)
10687 | 4214353302500 | SUCTION, FERGUSON TUBE, WITH CUT-OFF HOLE AND STYLET, LUER, 8 FR., WORKING LENGTH 11 CM | EAR, NOSE & THROAT SUPPLIES (ENT)
10688 | 4214353302400 | SUCTION, FERGUSON TUBE, WITH CUT-OFF HOLE AND STYLET, LUER, 12 FR., WORKING LENGTH 11 CM | EAR, NOSE & THROAT SUPPLIES (ENT)
10689 | 4229161422800 | SCISSORS, STRAIGHT, EXTRA DELICATE, WORKING LENGTH 15 CM | EAR, NOSE & THROAT SUPPLIES (ENT)
10690 | 4229161422400 | SCISSORS, CURVED TO RIGHT, EXTRA DELICATE, WORKING LENGTH 15 CM | EAR, NOSE & THROAT SUPPLIES (ENT)
10691 | 4229161422200 | SCISSORS, CURVED TO LEFT, EXTRA DELICATE, WORKING LENGTH 15 CM | EAR, NOSE & THROAT SUPPLIES (ENT)
10692 | 4229161422100 | SCISSORS, 45 DEGREE CURVED UPWARDS, EXTRA DELICATE, WORKING LENGTH 15 CM | EAR, NOSE & THROAT SUPPLIES (ENT)
10693 | 4229270205100 | ELEVATOR, COTTLE, DOUBLE-ENDED, SEMISHARP AND BLUNT, GRADUATED, LENGTH 20 CM | EAR, NOSE & THROAT SUPPLIES (ENT)
10694 | 4229270205000 | ELEVATOR, CASTELNUOVO, DOUBLE-ENDED, BLUNT END ANGLED, SEMISHARP END SLIGHTLY CURVED, GRADUATED, LENGTH 26 CM | EAR, NOSE & THROAT SUPPLIES (ENT)
10695 | 4229163201900 | KNIFE, ROUND, VERTICAL CUTTING, 3.5 X 2.5 MM, LENGTH 18 CM | EAR, NOSE & THROAT SUPPLIES (ENT)
10696 | 4229490821700 | FORCEPS, TAKE-APART, OR EQUIVALENT CASTELNUOVO BIPOLAR WITH FINE JAWS, WIDTH 2MM, DISTALLY ANGLED 45 DEGREE, OUTER DIAMETER 3.4 MM, WORKING LENGTH 14 CM, WITH IRRIGATION CONNECTOR FOR CLEANING | EAR, NOSE & THROAT SUPPLIES (ENT)
10697 | 4229250201300 | COTTLE, METAL MALLET, LENGTH 18 CM | EAR, NOSE & THROAT SUPPLIES (ENT)
10698 | 4229160601700 | COTTLE, CHISEL, FLAT, GRADUATED, STRAIGHT, WIDTH 3 MM, LENGTH 18.5 CM | EAR, NOSE & THROAT SUPPLIES (ENT)
10699 | 4229160601800 | COTTLE, CHISEL, FLAT, GRADUATED, STRAIGHT, WIDTH 6 MM, LENGTH 18.5 CM | EAR, NOSE & THROAT SUPPLIES (ENT)
10700 | 4218201200400 | SPECULUM, HARTMANN NASAL, FOR ADULTS, LENGTH 13 CM | EAR, NOSE & THROAT SUPPLIES (ENT)
10701 | 4218201200300 | SPECULUM, HARTMANN NASAL SPECULUM, FOR CHILDREN, LENGTH 13 CM | EAR, NOSE & THROAT SUPPLIES (ENT)
10702 | 4231151205600 | SKIN BARRIER TO HUMIDIFY AND PROTECT TEP | EAR, NOSE & THROAT SUPPLIES (ENT)
10703 | 4214350305100 | NASAL PACKING, W/ AIRWAY TUBE, EXPANDABLE, ANATOMICAL WITH STRING, ASSORTED SIZES, STERILE | EAR, NOSE & THROAT SUPPLIES (ENT)
10704 | 4221171100200 | PLUG, VOICE PROSTHESIS, WITH BRUSH, ASSORTED SIZES | EAR, NOSE & THROAT SUPPLIES (ENT)
10705 | 4229495706300 | SET, IRRIGATION TUBING FOR SHAVER, COMPATIBLE WITH END USER MACHINE | EAR, NOSE & THROAT SUPPLIES (ENT)
10706 | 4214351700000 | ELECTRODES, EAR SNAP, DISPOSABLE, OR EQUIVALENT | EAR, NOSE & THROAT SUPPLIES (ENT)
10707 | 4214310601000 | PAD, PREP FOR ELECTRODE, DISPOSABLE, STERILE | EAR, NOSE & THROAT SUPPLIES (ENT)
10708 | 4229680485000 | SINGLE CLAMP, 17MM FOR ARTERIES, PAIR | EAR, NOSE & THROAT SUPPLIES (ENT)
10709 | 4229680485500 | SINGLE CLAMP, 24MM, VESSEL SIZE 2.0-5 MM, PAIR | EAR, NOSE & THROAT SUPPLIES (ENT)
10710 | 4227191500100 | TIE, NEONATE TRACHEOSTOMY TUBE HOLDER, NECK TIE | EAR, NOSE & THROAT SUPPLIES (ENT)
10711 | 4214351600300 | TOWEL, FOR LARYNGECTOMY SITE CLEANING | EAR, NOSE & THROAT SUPPLIES (ENT)
10712 | 4214350007200 | AUDITORY BRAINSTEM IMPLANT SYSTEM FOR PEDIATRICS AND ADULTS, MRI SAFE UP TO AT LEAST 1.5 TESLA WITHOUT MAGNET REMOVAL, LATEST TECHNOLOGY, PROCESSORS OPTIONS AND COLORS AT END USER REQUEST, WITH ACCESSORIES AND PARTS NEEDED FOR AT LEAST SIX MONTHS FOR PATIENTS. WIRELESS CONNECTIVITY PROVIDED WITH 2 ULTRA POWER WIRELESS BEHIND-THE-EAR HEARING AIDS, MORE THAN 8 CHANNELS, PEDIATRIC AND ADULT PLATFORMS, IP68 OR HIGHER, FREQUENCY RANGE OF 0.1-5.1 KHZ OR HIGHER, BATTERY SIZE 675, ONE FREE AUDITORY BRAINSTEM SYSTEM FOR EVERY 10 PURCHASED SYSTEMS | EAR, NOSE & THROAT SUPPLIES (ENT)
10713 | 4214350000800 | ADHESIVE, FOR LARYNGECTOMY PATIENTS USED FOR IRRITATED SKIN, TO PROMOTE HEALING AT NIGHT | EAR, NOSE & THROAT SUPPLIES (ENT)
10714 | 4214350001100 | SILICONE SHEATH, TEP EXTRA FLANGE DESIGNED TO MINIMISE LEAKAGE NEAR THE VOICE PROSTHESIS, ASSORTED SIZES | EAR, NOSE & THROAT SUPPLIES (ENT)
10715 | 4214350001200 | SHOWER GUARD, COMPATIBLE WITH ADHESIVE USED FOR IRRITATED SKIN ADHESIVE TO PROMOTE HEALING AT NIGHT | EAR, NOSE & THROAT SUPPLIES (ENT)
10716 | 4214350001600 | MEASURING FLANGES, USED WITH TEP SIZER | EAR, NOSE & THROAT SUPPLIES (ENT)
10717 | 4214350001800 | BRUSH, FOR SOFT LARYNGECTOMY FLEXIBLE TUBE, SUFFICIENTLY RIGID SILICONE | EAR, NOSE & THROAT SUPPLIES (ENT)
10718 | 4214350002000 | CATHETER BALLOON FOR SIALENDOSCOPE ASSORTED DIAMETERS | EAR, NOSE & THROAT SUPPLIES (ENT)
10719 | 4214350002100 | DILATOR, FOR SALIVARY DUCT, ASSORTED SIZES | EAR, NOSE & THROAT SUPPLIES (ENT)
10720 | 4214350002200 | FORCEPS, FOR SIALENDOSCOPE SURGERY ANGLED 1X2 TEETH 15 CM | EAR, NOSE & THROAT SUPPLIES (ENT)
10721 | 4214350002300 | FORCEPS, FOR SIALENDOSCOPE SURGERY, ANGLED SERRATED 15CM | EAR, NOSE & THROAT SUPPLIES (ENT)
10722 | 4214350002400 | FORCEPS GRASPING DOUBLE ACTION JAWS FLEXIBLE FOR SIALENDOSCOPE ASSORTED DIAMETERS | EAR, NOSE & THROAT SUPPLIES (ENT)
10723 | 4214350002500 | GUIDE WIRE FOR SIALENDOSCOPE ASSORTED DIAMETERS | EAR, NOSE & THROAT SUPPLIES (ENT)
10724 | 4214350002700 | MINIATURE STRAIGHT FORWARD SIALENDOSCOPE TELESCOPE 0 DEGREE ASSORTED DIAMETERS | EAR, NOSE & THROAT SUPPLIES (ENT)
10725 | 4214350003100 | PROBES, FOR SALIVARY DUCT, ASSORTED SIZES | EAR, NOSE & THROAT SUPPLIES (ENT)
10726 | 4214350003200 | RECEIVER, CONNECTS WITH ALL HEARING AIDS, COCHLEAR IMPLANT, AUDIO DEVICES AND BONE ANCHORED DEVICES FOR WIRELESS DIRECT STREAMING, RECEIVER TYPE AS REQUESTED BY END USER | EAR, NOSE & THROAT SUPPLIES (ENT)
10727 | 4214350003500 | SHEATH FOR SIALENDOSCOPE SURGERY ASSORTED SIZES | EAR, NOSE & THROAT SUPPLIES (ENT)
10728 | 4214350003600 | STONE EXTRACTOR FOR SIALENDOSCOPE ASSORTED TYPES AND DIAMETERS | EAR, NOSE & THROAT SUPPLIES (ENT)
10729 | 4214350004300 | TELESCOPE, HOPKINS STRAIGHT FORWARD TELESCOPE 0 DEGREE DIAMETER 3 MM LENGTH 14 CM, OR EQUIVALENT | EAR, NOSE & THROAT SUPPLIES (ENT)
10730 | 4214350004400 | TELESCOPE, HOPKINS STRAIGHT FORWARD TELESCOPE 30 DEGREE DIAMETER 3 MM LENGTH 14 CM, OR EQUIVALENT | EAR, NOSE & THROAT SUPPLIES (ENT)
10731 | 4214350004800 | BLADE, FLAT MYRINGOTOMY, STERILE, DISPOSABLE | EAR, NOSE & THROAT SUPPLIES (ENT)
10732 | 4214350004900 | BRUSH, TEP (TRACHEOESOPHEGEAL PROSTHESIS) WITH ROUNDED TIP, WITH SAFETY WINGS, WITH THIN HANDLE, USED FOR TEP PLUG INSERTION | EAR, NOSE & THROAT SUPPLIES (ENT)
10733 | 4214350005200 | DOUBLE CLAMP, APPROXIMATOR WITHOUT FRAME, 11MM, FOR ARTERIES | EAR, NOSE & THROAT SUPPLIES (ENT)
10734 | 4214350005300 | DOUBLE CLAMP, APPROXIMATOR WITHOUT FRAME, 17MM, FOR ARTERIES | EAR, NOSE & THROAT SUPPLIES (ENT)
10735 | 4214350005400 | HEAT MOISTURE EXCHANGER (HME), FOR LARYNGECTOMY PATIENTS, COMPATIBLE WITH ADHESIVE USED FOR IRRITATED SKIN TO PROMOTE HEALING AT NIGHT | EAR, NOSE & THROAT SUPPLIES (ENT)
10736 | 4214350006000 | SINGLE CLAMP, 36MM, VESSEL SIZE 2.0-5 MM, PAIR | EAR, NOSE & THROAT SUPPLIES (ENT)
10737 | 4214350006300 | TEATS LEVEL 3 FOR THE INTERNAL VENT SYSTEM BOTTLE THAT WORKS WITH ANY REGULAR BOTTLES AS WELL WITH READY-TO-USE NURSETTE BOTTLE | EAR, NOSE & THROAT SUPPLIES (ENT)
10738 | 4214350006700 | TUBE, FENESTRATED, SOFT LARYNGECTOMY FLEXIBLE, SUFFICIENTLY RIGID SILICONE, CAN HOLD A HME CASSETTE AND/ OR FREEHAND HME, ASSORTED DIAMETERS AND LENGTHS | EAR, NOSE & THROAT SUPPLIES (ENT)
10739 | 4214350006800 | VESSEL CLAMP APPLIER | EAR, NOSE & THROAT SUPPLIES (ENT)
10740 | 4214350006900 | VESSEL DILATOR ANGLED TIP | EAR, NOSE & THROAT SUPPLIES (ENT)
10741 | 4214350007000 | VESSEL DILATOR STRAIGHT | EAR, NOSE & THROAT SUPPLIES (ENT)
10742 | 4214350007100 | VOICE PROSTHESIS, USED FOR PERSISTENT AND EARLY LEAKAGE, RESISTANT TO CANDIDA, ASSORTED SIZES AND STRENGTHS | EAR, NOSE & THROAT SUPPLIES (ENT)
10743 | 4214350001300 | TRACHEOSTOMY DRESSING, PERCUTANEOUS SPONGE, SOFT WICK, ASSORTED SIZES | EAR, NOSE & THROAT SUPPLIES (ENT)
10744 | 4214350001400 | TRACHEOSTOMY TUBE, ADULT, CUFFED, UNFENESTRATED WITH INNER CANNULA, ID-IC 10MM, STERILE | EAR, NOSE & THROAT SUPPLIES (ENT)
10745 | 4214350004500 | TRACHEOSTOMY TUBE, ADULT, CUFFED, UNFENESTRATED WITH INNER CANNULA, ID-IC 9MM, STERILE | EAR, NOSE & THROAT SUPPLIES (ENT)
10746 | 4214350005100 | CAPSULE FOR VOICE PROSTHESIS INSERTION 18FR | EAR, NOSE & THROAT SUPPLIES (ENT)
10747 | 4214350005500 | KIT, PERCUTANEOUS TRACHEOSTOMY, ADULT, CUFFED, FENESTRATED ID-IC 7MM | EAR, NOSE & THROAT SUPPLIES (ENT)
10748 | 4214350005600 | KIT, PERCUTANEOUS TRACHEOSTOMY, ADULT, CUFFED, FENESTRATED ID-IC 8MM | EAR, NOSE & THROAT SUPPLIES (ENT)
10749 | 4214350002800 | PACK, EAR PACK WICK, FENESTRATED, ASSORTED SIZES | EAR, NOSE & THROAT SUPPLIES (ENT)
10750 | 4214350005900 | PACK, EAR PACK WICK, UNFENESTRATED, ASSORTED SIZES | EAR, NOSE & THROAT SUPPLIES (ENT)
10751 | 4227191544400 | HEAT MOISTURE EXCHANGER, FOR TRACHEOSTOMY, WITH O2 TUBING CONNECTOR, DISPOSABLE | EAR, NOSE & THROAT SUPPLIES (ENT)
10752 | 4227191536800 | KIT PERCUTANEOUS TRACHEOSTOMY ADULT CUFFED UNFENESTRATED ID-IC 8MM | EAR, NOSE & THROAT SUPPLIES (ENT)
10753 | 4229553407400 | KIT RECHARGEABLE BATTERY RELATED TO 16 CHANNEL ELECTRODE COCHLEAR IMPLANT ASSORTED SIZES BY END USER REQUEST | EAR, NOSE & THROAT SUPPLIES (ENT)
10754 | 4214400102100 | PROCESSOR ON THE EAR 90 RELATED TO 16 CHANNEL ELECTRODE COCHLEAR IMPLANT COLOR AND MODEL BASED ON REQUEST | EAR, NOSE & THROAT SUPPLIES (ENT)
10755 | 4214400602900 | REMOTE CONTROL RELATED TO 16 CHANNEL ELECTRODE COCHLEAR IMPLANT COMPATIBLE WITH END USER PROCESSOR | EAR, NOSE & THROAT SUPPLIES (ENT)
10756 | 4214400200600 | CHARGER CABLES FOR BATTERIES RELATED TO 22 CHANNEL ELECTRODE COCHLEAR IMPLANT ON EAR SPEECH PROCESSOR | EAR, NOSE & THROAT SUPPLIES (ENT)
10757 | 4229161307700 | BLADE SERRATED NASAL BLADE 2.9 MM OR EQUIVALENT | EAR, NOSE & THROAT SUPPLIES (ENT)
10758 | 4229161308100 | BLADE SERRATED NASAL BLADE 4MM OR EQUIVALENT | EAR, NOSE & THROAT SUPPLIES (ENT)
10759 | 4229553411600 | PROSTHESIS PARTIAL OSSICULAR REPLACEMENT HYDROXYAPATITE WITH MALLEUS NOTCH (READY MADE AS SINGLE UNIT) SIZE 2 OR EQUIVALENT | EAR, NOSE & THROAT SUPPLIES (ENT)
10760 | 4229553411700 | PROSTHESIS PARTIAL OSSICULAR REPLACEMENT HYDROXYAPATITE WITH MALLEUS NOTCH (READY MADE AS SINGLE UNIT) SIZE 2.25 OR EQUIVALENT | EAR, NOSE & THROAT SUPPLIES (ENT)
10761 | 4229553411800 | PROSTHESIS PARTIAL OSSICULAR REPLACEMENT HYDROXYAPATITE WITH MALLEUS NOTCH (READY MADE AS SINGLE UNIT) SIZE 2.5 OR EQUIVALENT | EAR, NOSE & THROAT SUPPLIES (ENT)
10762 | 4229553412700 | PROSTHESIS PARTIAL OSSICULAR REPLACEMENT HYDROXYAPATITE WITH MALLEUS NOTCH (READY MADE AS SINGLE UNIT) SIZE 2.75 OR EQUIVALENT | EAR, NOSE & THROAT SUPPLIES (ENT)
10763 | 4229553412800 | PROSTHESIS PARTIAL OSSICULAR REPLACEMENT HYDROXYAPATITE WITH MALLEUS NOTCH (READY MADE AS SINGLE UNIT) SIZE 3 OR EQUIVALENT | EAR, NOSE & THROAT SUPPLIES (ENT)
10764 | 4229553412900 | PROSTHESIS PARTIAL OSSICULAR REPLACEMENT HYDROXYAPATITE WITH MALLEUS NOTCH (READY MADE AS SINGLE UNIT) SIZE 3.25 OR EQUIVALENT | EAR, NOSE & THROAT SUPPLIES (ENT)
10765 | 4229553411900 | PROSTHESIS PARTIAL OSSICULAR REPLACEMENT HYDROXYAPATITE WITH MALLEUS NOTCH (READY MADE AS SINGLE UNIT) SIZE 3.5 OR EQUIVALENT | EAR, NOSE & THROAT SUPPLIES (ENT)
10766 | 4229553412300 | PROSTHESIS PARTIAL OSSICULAR REPLACEMENT HYDROXYAPATITE WITH MALLEUS NOTCH (READY MADE AS SINGLE UNIT) SIZE 3.75 OR EQUIVALENT | EAR, NOSE & THROAT SUPPLIES (ENT)
10767 | 4229553412100 | PROSTHESIS PARTIAL OSSICULAR REPLACEMENT HYDROXYAPATITE WITH MALLEUS NOTCH (READY MADE AS SINGLE UNIT) SIZE 4 OR EQUIVALENT | EAR, NOSE & THROAT SUPPLIES (ENT)
10768 | 4229553412000 | PROSTHESIS PARTIAL OSSICULAR REPLACEMENT HYDROXYAPATITE WITH MALLEUS NOTCH (READY MADE AS SINGLE UNIT) SIZE 4.25 OR EQUIVALENT | EAR, NOSE & THROAT SUPPLIES (ENT)
10769 | 4229553424300 | PROSTHESIS PARTIAL OSSICULAR REPLACEMENT HYDROXYAPATITE WITH MALLEUS NOTCH (READY MADE AS SINGLE UNIT) SIZE 4.5 OR EQUIVALENT | EAR, NOSE & THROAT SUPPLIES (ENT)
10770 | 4229553427400 | PROSTHESIS TOTAL OSSICULAR REPLACEMENT TITANIUM SIZE 2MM OR EQUIVALENT | EAR, NOSE & THROAT SUPPLIES (ENT)
10771 | 4229553427200 | PROSTHESIS TOTAL OSSICULAR REPLACEMENT TITANIUM SIZE 2.5 OR EQUIVALENT | EAR, NOSE & THROAT SUPPLIES (ENT)
10772 | 4229553418800 | PISTON NITINOL/FLUOROPLASTIC STAPES PROSTHESIS 0.4 DIAMETER CAN BE CRIMPED BY HEAT SIZE 3.5MM OR EQUIVALENT | EAR, NOSE & THROAT SUPPLIES (ENT)
10773 | 4229553418900 | PISTON NITINOL/FLUOROPLASTIC STAPES PROSTHESIS 0.4 DIAMETER CAN BE CRIMPED BY HEAT SIZE 3.75 OR EQUIVALENT | EAR, NOSE & THROAT SUPPLIES (ENT)
10774 | 4229553419100 | PISTON NITINOL/FLUOROPLASTIC STAPES PROSTHESIS 0.4 DIAMETER CAN BE CRIMPED BY HEAT SIZE 4.25 OR EQUIVALENT | EAR, NOSE & THROAT SUPPLIES (ENT)
10775 | 4229553419200 | PISTON NITINOL/FLUOROPLASTIC STAPES PROSTHESIS 0.4 DIAMETER CAN BE CRIMPED BY HEAT SIZE 4.5 OR EQUIVALENT | EAR, NOSE & THROAT SUPPLIES (ENT)
10776 | 4229553419300 | PISTON NITINOL/FLUOROPLASTIC STAPES PROSTHESIS 0.4 DIAMETER CAN BE CRIMPED BY HEAT SIZE 4.75 OR EQUIVALENT | EAR, NOSE & THROAT SUPPLIES (ENT)
10777 | 4229553419500 | PISTON NITINOL/FLUOROPLASTIC STAPES PROSTHESIS 0.4 DIAMETER CAN BE CRIMPED BY HEAT SIZE 5.25 OR EQUIVALENT | EAR, NOSE & THROAT SUPPLIES (ENT)
10778 | 4229553418100 | PISTON FLUOROPLASTIC STAPES PROSTHESIS 0.6 DIAMETER SIZE 4.25 OR EQUIVALENT | EAR, NOSE & THROAT SUPPLIES (ENT)
10779 | 4229553418300 | PISTON FLUOROPLASTIC STAPES PROSTHESIS 0.6 DIAMETER SIZE 4.75 OR EQUIVALENT | EAR, NOSE & THROAT SUPPLIES (ENT)
10780 | 4229553418500 | PISTON FLUOROPLASTIC STAPES PROSTHESIS 0.6 DIAMETER SIZE 5.25 OR EQUIVALENT | EAR, NOSE & THROAT SUPPLIES (ENT)
10781 | 4229553418600 | PISTON FLUOROPLASTIC STAPES PROSTHESIS 0.6 DIAMETER SIZE 5.5 OR EQUIVALENT | EAR, NOSE & THROAT SUPPLIES (ENT)
10782 | 4229553418700 | PISTON FLUOROPLASTIC STAPES PROSTHESIS 0.6 DIAMETER SIZE 5.75 OR EQUIVALENT | EAR, NOSE & THROAT SUPPLIES (ENT)
10783 | 4229553421000 | PISTON PLATINUM/FLUOROPLASTIC STAPES PROSTHESIS SIZE 5.25 OR EQUIVALENT | EAR, NOSE & THROAT SUPPLIES (ENT)
10784 | 4229553421100 | PISTON PLATINUM/FLUOROPLASTIC STAPES PROSTHESIS SIZE 5.5 OR EQUIVALENT | EAR, NOSE & THROAT SUPPLIES (ENT)
10785 | 4229553421200 | PISTON PLATINUM/FLUOROPLASTIC STAPES PROSTHESIS SIZE 5.75 OR EQUIVALENT | EAR, NOSE & THROAT SUPPLIES (ENT)
10786 | 4229553421300 | PISTON PLATINUM/FLUOROPLASTIC STAPES PROSTHESIS SIZE 6 OR EQUIVALENT | EAR, NOSE & THROAT SUPPLIES (ENT)
10787 | 4215161406500 | BUR OTOLOGY SKEETER OR EQUIVALENT 2.3MM RED/ WHITE | EAR, NOSE & THROAT SUPPLIES (ENT)
10788 | 4221171601300 | DEHUMIDIFIER PORTABLE HEARING AID DEHUMIDIFIER | EAR, NOSE & THROAT SUPPLIES (ENT)
10789 | 4229180244600 | ANTRUM FORCEPS LENGTH 10 CM. ANGLED FIXED JAWS 115 DEGREE LEFT SIDE | EAR, NOSE & THROAT SUPPLIES (ENT)
10790 | 4229180244700 | ANTRUM FORCEPS LENGTH 10 CM. ANGLED FIXED JAWS 115 DEGREE RIGHT SIDE | EAR, NOSE & THROAT SUPPLIES (ENT)
10791 | 4229680706500 | FORCEPS ALLIGATOR LARYNGEAL ROSEN MICRO-CURVED MINI FLAP RETRACTOR RIGHT WITH DIAMOND DUST LENGTH 22CM | EAR, NOSE & THROAT SUPPLIES (ENT)
10792 | 4229680707300 | MICRO-FLAP LARYNGEAL INSTRUMENT FOR MICRO-FLAP ELEVATION. LENGTH 25CM. BALL DISSECTOR STRAIGHT. | EAR, NOSE & THROAT SUPPLIES (ENT)
10793 | 4229680707000 | MICRO-FLAP LARYNGEAL INSTRUMENT FOR MICRO-FLAP ELEVATION. LENGTH 25CM. BALL DISSECTOR LONG RIGHT ANGLE | EAR, NOSE & THROAT SUPPLIES (ENT)
10794 | 4229680707800 | MICRO-FLAP LARYNGEAL INSTRUMENT FOR MICRO-FLAP ELEVATION. LENGTH 25CM. SPATULA CURVED. | EAR, NOSE & THROAT SUPPLIES (ENT)
10795 | 4229680707900 | MICRO-FLAP LARYNGEAL INSTRUMENT FOR MICRO-FLAP ELEVATION. LENGTH 25CM. SPATULA FINE ANGLED | EAR, NOSE & THROAT SUPPLIES (ENT)
10796 | 4229680708100 | MICRO-FLAP LARYNGEAL INSTRUMENT FOR MICRO-FLAP ELEVATION. LENGTH 25CM. SPEAR KNIFE. | EAR, NOSE & THROAT SUPPLIES (ENT)
10797 | 4214351601700 | ZEITELS VOCAL FOLD NEEDLE FOR SUBMUCOSAL INFUSION OF VOCAL FOLD | EAR, NOSE & THROAT SUPPLIES (ENT)
10798 | 4214353301100 | LARYNGEAL MICRO-SUCTION LENGTH OF 22CM SIZE 3FR | EAR, NOSE & THROAT SUPPLIES (ENT)
10799 | 4214353301200 | LARYNGEAL MICRO-SUCTION LENGTH OF 22CM SIZE 5FR | EAR, NOSE & THROAT SUPPLIES (ENT)
10800 | 4214353301600 | SUCTION TUBE RIGID 3 MM 35 CM OR EQUIVALENT | EAR, NOSE & THROAT SUPPLIES (ENT)
10801 | 4229632302500 | LARYNGOSCOPE RUDDET ANTERIOR COMMISSURE TRIANGULAR SPATULA SHAPED ASSORTED SIZES | EAR, NOSE & THROAT SUPPLIES (ENT)
10802 | 4214353302600 | SUCTION FISCH SUCTION IRRIGATOR ASSORTED SIZES | EAR, NOSE & THROAT SUPPLIES (ENT)
10803 | 4229230200300 | CRIMPER TO CRIMP STAPES PROSTHESIS | EAR, NOSE & THROAT SUPPLIES (ENT)
10804 | 4229270205200 | ELEVATOR FISCH ANTERIOR FOOTPLATE TIP ANGLED DOWNWARDS 90 DEGREE 0.2 MM LENGTH 16 CM | EAR, NOSE & THROAT SUPPLIES (ENT)
10805 | 4229490820800 | FORCEPS HEUWIESER ANTRUM GRASPING JAWS CURVED DOWNWARDS FIXED JAW CURVED 115 DEGREE WITH CLEANING CONNECTOR WORKING LENGTH 10 CM | EAR, NOSE & THROAT SUPPLIES (ENT)
10806 | 4229490820400 | FORCEPS FRONTAL SINUS THROUGH-CUTTING WITH EXTRA FINE FLAT JAWS TISSUE SPARING 60 DEGREE UPTURNED 1.5 MM WIDTH OF CUT BACKWARD OPENING WITH CLEANING CONNECTOR 13 CM LENGTH | EAR, NOSE & THROAT SUPPLIES (ENT)
10807 | 4229490820500 | FORCEPS FRONTAL SINUS THROUGH-CUTTING WITH EXTRA FINE FLAT JAWS TISSUE SPARING 60 DEGREE UPTURNED 1.5 MM WIDTH OF CUT LEFT SIDE OPENING WITH CLEANING CONNECTOR 13 CM LENGTH | EAR, NOSE & THROAT SUPPLIES (ENT)
10808 | 4214400100500 | ACCESSORY BONE ANCHORED HEARING AID DRILL GUIDE OTOLOGIC 3 + 4 MM CONICAL REMOVABLE SPACER DRILL DIFFERENT DEPTHS FOR BAHA ATTRACT SYSTEM SURGERY COCHLEAR | EAR, NOSE & THROAT SUPPLIES (ENT)
10809 | 4214350304900 | NASAL PACK WITH INFLATABLE BALLOON COVERED WITH HEMOSTATIC AGENT WITH AIRWAY ASSORTED SIZE | EAR, NOSE & THROAT SUPPLIES (ENT)
10810 | 4010151230000 | TUBE VENTILATION T-TUBE ANTIMICROBIAL MATERIAL ACTIVENT SILICONE OR EQUIVALENT ASSORTED TYPES AND SIZES | EAR, NOSE & THROAT SUPPLIES (ENT)
10811 | 4229553418000 | PISTON FLUOROPLASTIC STAPES PROSTHESIS 0.4 DIAMETER TRIMMABLE SIZE 6 OR ABOVE OR EQUIVALENT | EAR, NOSE & THROAT SUPPLIES (ENT)
10812 | 4229553414400 | PROSTHESIS PARTIAL OSSICULAR REPLACEMENT HYDROXYAPATITE HEAD/ TITANIUM SHAFT SIZE 2 MM (READY MADE AS SINGLE UNIT) OR EQUIVALENT | EAR, NOSE & THROAT SUPPLIES (ENT)
10813 | 4229553423600 | PROSTHESIS PARTIAL OSSICULAR REPLACEMENT HYDROXYAPATITE HEAD ADJUSTABLE LENGTH OR TRIMMABLE SHAFT (READY MADE AS SINGLE UNIT) OR EQUIVALENT | EAR, NOSE & THROAT SUPPLIES (ENT)
10814 | 4229553411500 | PROSTHESIS PARTIAL OSSICULAR REPLACEMENT TITANIUM ADJUSTABLE LENGTH WITH MALLEUS NOTCH WITH DISPOSABLE SIZER (READY MADE AS SINGLE UNIT) OR EQUIVALENT | EAR, NOSE & THROAT SUPPLIES (ENT)
10815 | 4229553416600 | PROSTHESIS STAPES FOOTPLATE TITANIUM SHOE FITTED BETWEEN THE STAPES CRUS WITH TOTAL TITANIUM HEAD OSSICULAR REPLACEMENT ADJUSTABLE LENGTH (AS 2 SEPARATE UNITS) OR EQUIVALENT | EAR, NOSE & THROAT SUPPLIES (ENT)
10816 | 4229553413600 | PROSTHESIS PARTIAL OSSICULAR REPLACEMENT TITANIUM WITH FLEXIBLE NECK ADJUSTABLE LENGTH WITH DISPOSABLE SIZER (READY MADE AS SINGLE UNIT) OR EQUIVALENT | EAR, NOSE & THROAT SUPPLIES (ENT)
10817 | 4218242400700 | EARTIPS BLUE- SIZE 5 DISPOSABLE OR EQUIVALENT | EAR, NOSE & THROAT SUPPLIES (ENT)
10818 | 4218242600800 | TDH HEADPHONES TRANSDUCER COMPATIBLE WITH EVOKED POTENTIALS SYSTEM OR EQUIVALENT INCLUDING CALIBRATION HEADBAND MODEL LENGTH PLUG TYPE AS REQUESTED BY END USER | EAR, NOSE & THROAT SUPPLIES (ENT)
10819 | 4218242600600 | 3A INSERT TUBE-PHONES COMPATIBLE WITH EVOKED POTENTIALS SYSTEM DISPOSABLE OR EQUIVALENT | EAR, NOSE & THROAT SUPPLIES (ENT)
10820 | 4214352600000 | MIRROR LARYNGECTOMY LIGHTED EXTRA-LARGE 9 INCHES DIAMETER HIGH POWERED MAGNIFYING LIGHTED RING FOR EVENLY ILLUMINATED REFLECTION . | EAR, NOSE & THROAT SUPPLIES (ENT)
10821 | 4223180801000 | SPECIAL NEEDS FEEDER (80 ML) SPECIALIZED FEEDERS DESIGNED FOR BABIES WITH FACIAL OR ORAL PROBLEMS THAT HAMPER THEIR ABILITY TO NURSE. VARIABLE FLOW RATE CONTROLLED BY FEEDER AND BABY THROUGH LONG SQUEEZABLE NIPPLES. SENSITIVE TO BABY'S FEEDING EFFORTS. ONE-WAY VALVE PREVENTS FLOODING. | EAR, NOSE & THROAT SUPPLIES (ENT)
10822 | 4227193800200 | SPEAKING VALVE INFINITELY ADJUSTABLE PHON WITH OXYGEN SUPPLY PORT | EAR, NOSE & THROAT SUPPLIES (ENT)
10823 | 4231210502500 | COLLAR TOTAL LARYNGECTOMY STOMA SHOWER COLLAR WATERPROOF LIGHTWEIGHT | EAR, NOSE & THROAT SUPPLIES (ENT)
10824 | 4227191542500 | ADHESIVE STRONG FLAT TRACHEOSTOMA SEAL USED WITH HEAT MOISTURE EXCHANGER ROUND OR EQUIVALENT | EAR, NOSE & THROAT SUPPLIES (ENT)
10825 | 4229180245400 | FORCEPS BACKBITING ROTATABLE | EAR, NOSE & THROAT SUPPLIES (ENT)
10826 | 4229180245500 | FORCEPS BACKBITING ROTATABLE PEDIA | EAR, NOSE & THROAT SUPPLIES (ENT)
10827 | 4227191543500 | SEPARATE INNER CANNULA FOR TRACHEOSTOMY SIZE 7.5MM (COMPATIBLE WITH HOSPITAL STANDARD) | EAR, NOSE & THROAT SUPPLIES (ENT)
10828 | 4214351300500 | HOLDER MASING NEEDLE EAR FORCEPS SHAPE INTRANASAL SMOOTH JAWS WORKING LENGTH 8 CM | EAR, NOSE & THROAT SUPPLIES (ENT)
10829 | 4214353302800 | SUCTION FRANK-PASQUINI TUBE ANGULAR TIP CURVED UPWARDS BALL END WITH GRIP PLATE AND CUT-OFF HOLE LUER DIAMETER 2.4 MM WORKING LENGTH 13 CM | EAR, NOSE & THROAT SUPPLIES (ENT)
10830 | 4214353302700 | SUCTION FRANK-PASQUINI TUBE ANGULAR TIP CURVED DOWNWARDS BALL END WITH GRIP PLATE AND CUT-OFF HOLE LUER DIAMETER 3 MM WORKING LENGTH 13 CM | EAR, NOSE & THROAT SUPPLIES (ENT)
10831 | 4229171306500 | PUNCH CASTELNUOVO SPHENOID RIGID 30 DEGREE UPTURNED NOT THROUGH-CUTTING UPBITING FORWARD CUTTING FIXED JAW EXTRA FLAT SIZE 2 X 2 MM WORKING LENGTH 11 CM | EAR, NOSE & THROAT SUPPLIES (ENT)
10832 | 4229490820000 | FORCEPS CASTELNUOVO MINIATURE NASAL WITH EXTRA FINE FLAT JAWS THROUGH-CUTTING TISSUE-SPARING 65 DEGREE UPTURNED RIGHT SIDE OPENING WIDTH OF CUT 1.5 MM WITH CLEANING CONNECTOR WORKING LENGTH 13 CM | EAR, NOSE & THROAT SUPPLIES (ENT)
10833 | 4229490819800 | FORCEPS CASTELNUOVO MINIATURE NASAL WITH EXTRA FINE FLAT JAWS THROUGH-CUTTING TISSUE-SPARING 65 DEGREE UPTURNED BACKWARD OPENING WIDTH OF CUT 1.5 MM WITH CLEANING CONNECTOR WORKING LENGTH 13 CM | EAR, NOSE & THROAT SUPPLIES (ENT)
10834 | 4229490819900 | FORCEPS CASTELNUOVO MINIATURE NASAL WITH EXTRA FINE FLAT JAWS THROUGH-CUTTING TISSUE-SPARING 65 DEGREE UPTURNED LEFT SIDE OPENING WIDTH OF CUT 1.5 MM WITH CLEANING CONNECTOR WORKING LENGTH 13 CM | EAR, NOSE & THROAT SUPPLIES (ENT)
10835 | 4229490821100 | FORCEPS MACKAY-GRÜNWALD NASAL STRAIGHT THROUGH-CUTTING EXTRA DELICATE TISSUE-SPARING 8 X 3 MM SIZE 1 WITH CLEANING CONNECTOR WORKING LENGTH 13 CM | EAR, NOSE & THROAT SUPPLIES (ENT)
10836 | 4214351601000 | SEEKER CASTELNUOVO FRONTAL OSTIUM CURVED DOUBLE ENDED | EAR, NOSE & THROAT SUPPLIES (ENT)
10837 | 4229161423100 | SCISSORS HEYMANN NASAL MEDIUM (STANDARD MODEL) WORKING LENGTH 9.5 CM | EAR, NOSE & THROAT SUPPLIES (ENT)
10838 | 4229163201600 | KNIFE ROUND ANGLED 45 DEGREE DIAMETER 2 MM LENGTH 18 CM | EAR, NOSE & THROAT SUPPLIES (ENT)
10839 | 4229490821600 | FORCEPS TAKE-APART OR EQUIVALENT CASTELNUOVO BIPOLAR FORCEPS WITH IRRIGATION CONNECTOR FOR CLEANING WITH FINE SHORT JAWS WIDTH 2 MM DISTALLY ANGLED 45 DEGREE WIDTH 2 MM OUTER DIAMETER 3.4 MM WORKING LENGTH 14 CM | EAR, NOSE & THROAT SUPPLIES (ENT)
10840 | 4229633600100 | SCOPE FLEXIBLE PORTABLE DISPOSABLE RHINOLARYNGOSCOPY | EAR, NOSE & THROAT SUPPLIES (ENT)
10841 | 4229553435500 | VISTAFIX HEALING ABUTMENT, OR EQUIVALENT | EAR, NOSE & THROAT SUPPLIES (ENT)
10842 | 4229553435400 | VISTAFIX ABUTMENT 3.5MM OR 4.5MM OR 6MM OR 7.5MM, OR EQUIVALENT | EAR, NOSE & THROAT SUPPLIES (ENT)
10843 | 4214351501500 | VISTAFIX IMPLANT 4MM, OR EQUIVALENT | EAR, NOSE & THROAT SUPPLIES (ENT)
10844 | 4229631800000 | ESOPHAGOSCOPE, RIGID ADULT ASSORTED LENGTHS AND SIZES | EAR, NOSE & THROAT SUPPLIES (ENT)
10845 | 4229590900300 | STENT, RUTTER SUPRA STOMAL, ASSORTED SIZES | EAR, NOSE & THROAT SUPPLIES (ENT)
10846 | 4229553436200 | PISTON, STAINLESS STEEL/FLUOROPLASTIC STAPES PROSTHESIS, 0.5 DIAMETER, LENGTH 6 OR EQUIVALENT | EAR, NOSE & THROAT SUPPLIES (ENT)
10847 | 4229553423400 | PISTON, TITANIUM STAPES PROSTHESIS, 0.6 DIAMETER, SIZE 5.75 OR EQUIVALENT | EAR, NOSE & THROAT SUPPLIES (ENT)
10848 | 4229552800100 | KIT, FOR MYRINGOTOMY PROCEDURES, SINGLE USE | EAR, NOSE & THROAT SUPPLIES (ENT)
10849 | 4229490819500 | FORCEPS, BLAKESLEY ETHMOID, STRAIGHT, WITH CLEANING CONNECTOR, ASSORTED SIZES, ANGLES, AND LENGTHS | EAR, NOSE & THROAT SUPPLIES (ENT)
10850 | 4229421808900 | SET, ORO-TRACHEAL INJECTIOR INSTRUMENT, INCLUDING STRAIGHT AND CURVED CANNULA AND SYRINGE HANDLE | EAR, NOSE & THROAT SUPPLIES (ENT)
10851 | 4229350302700 | MAGNIFIER LENS FOR LIGHTED CURETTES - COMPATIBLE WITH END USER CURETTES FOR CERUMEN MANAGEMENT | EAR, NOSE & THROAT SUPPLIES (ENT)
10852 | 4229171308300 | PUNCH, ANTRUM, BACKWARD CUTTING, WITH 360 DEGREE SHEATH ROTATING, WITH SET SCREW, SHEATH SLIGHTLY CURVED DOWNWARDS, WITH CLEANING CONNECTOR, WORKING LENGTH 10 CM | EAR, NOSE & THROAT SUPPLIES (ENT)
10853 | 4229171308200 | PUNCH, ANTRUM, BACKWARD CUTTING, EXTRA SLENDER JAWS, WITH 360 DEGREE SHEATH ROTATING, WITH SET SCREW, SHEATH SLIGHTLY CURVED DOWNWARDS, WITH CLEANING CONNECTOR, WORKING LENGTH 10 CM | EAR, NOSE & THROAT SUPPLIES (ENT)
10854 | 4229171306800 | PUNCH, HOSEMANN SPHENOID, STRAIGHT, SLENDER MODEL, PUNCH HEAD DIAMETER 3.5 MM, NOT THROUGH-CUTTING, FRONT PART OF PUNCH FIXED, REAR PART OF PUNCH MOVABLE, SHEATH DIAMETER 2.5 MM, INTEGRATED IRRIGATION CHANNEL WITH CONCEALED LUER-LOCK IRRIGATION ADAPTER, WORKING LENGTH 13 CM | EAR, NOSE & THROAT SUPPLIES (ENT)
10855 | 4229162718900 | BURR, TAPERED DIAMOND 4MM, CURVED HIGH SPEED, FOR RHINOLOGY | EAR, NOSE & THROAT SUPPLIES (ENT)
10856 | 4229162718800 | BUR, OTO-FLEX, CRURA SAW, 0.75MM | EAR, NOSE & THROAT SUPPLIES (ENT)
10857 | 4227222003300 | TUBE, VENTILATION SHEPARD, WITHOUT WIRE, SILICONE, ASSORTED SIZES | EAR, NOSE & THROAT SUPPLIES (ENT)
10858 | 4227190414400 | TRACHEOSTOMY TUBE, PEDIATRIC, EXTENDED CUFFED, STERILE, ID 6.0 MM | EAR, NOSE & THROAT SUPPLIES (ENT)
10859 | 4227190412000 | TRACHEOSTOMY TUBE, ADULT, CUFFED, UNFENESTRATED ID-IC 5MM | EAR, NOSE & THROAT SUPPLIES (ENT)
10860 | 4227190411600 | TRACHEOSTOMY TUBE, ADULT, CUFFED, UNFENESTRATED ID-IC 4MM | EAR, NOSE & THROAT SUPPLIES (ENT)
10861 | 4227190410500 | TRACHEOSTOMY TUBE, ADULT, CUFFED, FENESTRATED ID-IC 5.5MM | EAR, NOSE & THROAT SUPPLIES (ENT)
10862 | 4227190409600 | TRACHEOSTOMY TUBE, ADULT, CUFFLESS, UNFENESTRATED ID-IC 5.5MM | EAR, NOSE & THROAT SUPPLIES (ENT)
10863 | 4227190408100 | TRACHEOSTOMY TUBE, ADULT, CUFFLESS, FENESTRATED ID-IC 5.5MM | EAR, NOSE & THROAT SUPPLIES (ENT)
10864 | 4227190404200 | TRACHEOSTOMY TUBE, ADULT, CUFFLESS, FENESTRATED WITH INNER CANNULA, ID-IC 9MM, EXTENDED LENGTH, STERILE | EAR, NOSE & THROAT SUPPLIES (ENT)
10865 | 4221171100000 | CAPSULE, FLEXIBLE INSERTION PIN, 16FR | EAR, NOSE & THROAT SUPPLIES (ENT)
10866 | 4218242000000 | PROBE, FOR HANDHELD IMPEDANCE AND HEARING SCREENER, COMPATIBLE WITH END USER EQUIPMENT | EAR, NOSE & THROAT SUPPLIES (ENT)
10867 | 4215164600000 | PROTECTOR, TEETH, SILICONE, AUTOCLAVABLE, ADULT | EAR, NOSE & THROAT SUPPLIES (ENT)
10868 | 4215161413900 | "TUBE, LASER SHIELD ENDOTRACHEAL ID 7MM" | EAR, NOSE & THROAT SUPPLIES (ENT)
10869 | 4214400000300 | HEARING AID, BEHIND-THE-EAR, WIRELESS 16 CHANNEL OR MORE FOR SEVERE TO PROFOUND HEARING LOSS, SUPPORTS FM CONNECTIVITY, MAXIMUM GAIN/OUTPUT OF 82/143 DB SPL IN EAR SIMULATOR OR HIGHER AND FREQUENCY RANGE OF 100-6400 HZ OR HIGHER, BATTERY SIZE 13 OR RECHARGEABLE TO BE ORDERED BASED ON END USER REQUEST/NEED. | EAR, NOSE & THROAT SUPPLIES (ENT)
10870 | 4214352100500 | EAR HOOK, CURVED BACKWARDS, WORKING LENGTH 5.5 CM, TOTAL LENGTH 16 CM | EAR, NOSE & THROAT SUPPLIES (ENT)
10871 | 4214350000500 | PATCH, PRECUT SPHERICAL DISCS, HYALURONIC ACID FOR TYMPANOPLASTY | EAR, NOSE & THROAT SUPPLIES (ENT)
10872 | 4229633600300 | RHINOLARYNGOSCOPE, FLEXIBLE, OD 3MM TO 3.5MM, SINGLE USE | EAR, NOSE & THROAT SUPPLIES (ENT)
10873 | 4229490819400 | FORCEPS, GRÜNWALD-HENKE NASAL, 45 DEGREE UPTURNED, THROUGH-CUTTING, TISSUE-SPARING, BLAKESLEY SHAPE, SIZE 0, WIDTH 3 MM, WITH CLEANING CONNECTOR, WORKING LENGTH 13 CM | EAR, NOSE & THROAT SUPPLIES (ENT)
10874 | 4231154607200 | BRUSH CLEANING CANNULATED DOUBLE ENDED HIGH QUALITY WHITE MEDICAL GRADE SOFT NYLON BRISTLE ATTACHED TO PLASTIC WIRE RUBBER PADDED TIP LATEX-FREE DISPOSABLE NON-STERILE BRUSH DIAMETER: BRISTLE TAPERED 4 - 6 MM BRISTLE LENGTH: 2 - 3 CM OVERALL LENGTH: 230 - 250 CM. | ENDOSCOPY CONSUMABLES SUPPLIES
10875 | 4229530213000 | ADAPTOR (PLUG) AIR/WATER /SUCTION FOR MANUAL CLEANING FOR GASTROSCOPE AND COLONOSCOPE AND DUODENOSCOPE COMPATIBLE WITH EACH HOSPITAL SCOPE REUSABLE | ENDOSCOPY CONSUMABLES SUPPLIES
10876 | 4227162101500 | WASHING TUBE (ALL CHANNEL IRRIGATOR) TO FLUSH WATER/CHEMICALS THROUGH SCOPE CHANNELS FOR SCOPE MANUAL CLEANING AND DISINFECTION COMPATIBLE WITH EACH HOSPITAL SCOPE REUSABLE | ENDOSCOPY CONSUMABLES SUPPLIES
10877 | 4111600716700 | POWDER / TABLET FOR UREA BREATH TEST ANALYZER (13C NON-RADIOACTIVE ISOTOPE) | ENDOSCOPY CONSUMABLES SUPPLIES
10878 | 4231200603100 | OVER THE SCOPE CLIP ANCHOR (OTSC ANCHOR) FOR TISSUE APPROXIMATION ASSORTED SIZES ASSORTED WORKING LENGTH | ENDOSCOPY CONSUMABLES SUPPLIES
10879 | 4229490901500 | WIRE GUIDED BALLOON DILATOR FOR BILIARY DILATATION SINGLE SIZE ASSORTED SIZES INCLUDING 4MM - 6MM - 8 MM DIAMETER | ENDOSCOPY CONSUMABLES SUPPLIES
10880 | 4229490902300 | BILIARY EXTRACTION BALLOON INJECTION PORT ABOVE BALLOON TRIPLE LUMEN MULTIPLE BALLOON SIZES ASSORTED SIZES LONG WIRE SYSTEM | ENDOSCOPY CONSUMABLES SUPPLIES
10881 | 4229633901000 | BALLOON FOR RADIAL EUS SCOPE ASSORTED SIZES | ENDOSCOPY CONSUMABLES SUPPLIES
10882 | 4229490902700 | BALLOON FOR ANORECTAL MANOMETRY WITH BANDS ASSORTED SIZES INCLUDING 150 CC 400 CC AND 600 CC SINGLE USE | ENDOSCOPY CONSUMABLES SUPPLIES
10883 | 4229490902900 | NON ADJUSTABLE INTRAGASTRIC BALLOON FLUID FILLED(≤ 6 MONTHS DURABILITY) | ENDOSCOPY CONSUMABLES SUPPLIES
10884 | 4229490903100 | BALLOON FOR LINEAR EUS SCOPE ASSORTED SIZES | ENDOSCOPY CONSUMABLES SUPPLIES
10885 | 4229490903400 | WIRE GUIDED ACHALASIA PNEUMATIC BALLOON DILATOR ASSORTED SIZES AND DIAMETER | ENDOSCOPY CONSUMABLES SUPPLIES
10886 | 4214271202000 | BILIARY EXTRACTION BASKET ROTATABLE ASSORTED NUMBER OF WIRES AND ASSORTED OPENING DIAMETER LONG WIRE SYSTEM | ENDOSCOPY CONSUMABLES SUPPLIES
10887 | 4214271202100 | BILIARY EXTRACTION BASKET ROTATABLE ASSORTED NUMBER OF WIRES AND ASSORTED OPENING DIAMETER SHORT WIRE SYSTEM (RAPID EXCHANGE) | ENDOSCOPY CONSUMABLES SUPPLIES
10888 | 4220340225400 | MOUTH GUARD (BITE BLOCK) WITH STRAP LATEX FREE ASSORTED SIZES FOR ADULT AND PEDIATRIC | ENDOSCOPY CONSUMABLES SUPPLIES
10889 | 4220340225600 | BITE BLOCK WITH OUT STRAP FOR ADULT LATEX-FREE ASSORTED SIZES | ENDOSCOPY CONSUMABLES SUPPLIES
10890 | 4227250009600 | GASTROINTESTINAL CYTOLOGY BRUSH BIOPSY ASSORTED SIZES OF WORKING CHANNEL AND WORKING LENGTH | ENDOSCOPY CONSUMABLES SUPPLIES
10891 | 4227250010000 | WIRE GUIDE BILIARY CYTOLOGY BRUSH BIOPSY FOR ERCP ASSORTED SIZES | ENDOSCOPY CONSUMABLES SUPPLIES
10892 | 4229497808600 | BILIARY ERCP CANNULA ASSORTED TYPES (STRAIGHT AND BEND) ASSORTED TIP SHAPE ASSORTED SIZES ASSORTED NUMBER OF LUMENS (DOUBLE OR TRIPLE LUMEN) ASSORTED COMPATIBILITY WITH LONG GUIDEWIRES SIZES (00.035 INCH AND 00.025 INCH) | ENDOSCOPY CONSUMABLES SUPPLIES
10893 | 4229497808700 | BILIARY ERCP CANNULA ASSORTED TYPES (STRAIGHT AND BEND) ASSORTED TIP SHAPE ASSORTED SIZES ASSORTED NUMBER OF LUMENS (DOUBLE OR TRIPLE LUMEN) ASSORTED COMPATIBILITY WITH SHORT GUIDEWIRES SIZES (00.035 INCH AND 00.025 INCH) | ENDOSCOPY CONSUMABLES SUPPLIES
10894 | 4227222004800 | DISTAL ATTACHMENT CAP (TRANSPARENT) ASSORTED TYPES ASSORTED LENGTH ASSORTED CAP OUTER DIAMETER ASSORTED SCOPE TIP OUTER DIAMETER | ENDOSCOPY CONSUMABLES SUPPLIES
10895 | 4229630001400 | VIDEO CAPSULE ENDOSCOPY FOR SMALL BOWEL IMAGING | ENDOSCOPY CONSUMABLES SUPPLIES
10896 | 4229630001500 | WIRELESS CAPSULE PH MONITORING | ENDOSCOPY CONSUMABLES SUPPLIES
10897 | 4229494101600 | SINGLE USE BIPOLAR ELECTRO HEMOSTASIS CATHETER WITHOUT INJECTION NEEDLE FOR ENTEROSCOPY SINGLE PORT ADAPTER PLUG ASSORTED SIZES OF DIAMETER / AND ASSORTED SIZES OF WORKING LENGTH ( GREATER THAN 300-350 CM) | ENDOSCOPY CONSUMABLES SUPPLIES
10898 | 4229494101900 | SINGLE USE ACCESS AND DELIVERY CATHETER DIRECT VISUALIZATION SYSTEM OF CHOLANGIOSCOPE (THE SCOPE) | ENDOSCOPY CONSUMABLES SUPPLIES
10899 | 4229494102800 | SPRAY CATHETER TO ENHANCE POLYP DETECTION ASSORTED SIZES AND WORKING LENGTH | ENDOSCOPY CONSUMABLES SUPPLIES
10900 | 4220340010600 | INJECTION NEEDLE WITHOUT METALLIC TIP ASSORTED SIZES OF DIAMETER AND ASSORTED SIZES OF WORKING LENGTH | ENDOSCOPY CONSUMABLES SUPPLIES
10901 | 4231201001300 | CLINCH SUTURE FOR OVERSTITCH SUTURING SYSTEM 6/BX | ENDOSCOPY CONSUMABLES SUPPLIES
10902 | 4229180218100 | ROTATABLE HEMOSTATIC METALLIC CLIP ASSORTED SIZES OF OPENING CLIP AND ASSORTED SIZES OF WORKING LENGTH | ENDOSCOPY CONSUMABLES SUPPLIES
10903 | 4214270403500 | POLYP/FOREIGN BODY RETRIEVER NET ASSORTED SIZES AND SHAPES OF THE NET ASSORTED SIZES OF WORKING CHANNEL AND WORKING LENGTH | ENDOSCOPY CONSUMABLES SUPPLIES
10904 | 4220340425300 | COLON DECOMPRESSION SET ASSORTED SIZES | ENDOSCOPY CONSUMABLES SUPPLIES
10905 | 4220340225800 | DETACHABLE LIGATION LOOP FOR POLYPECTOMY HEMOSTASIS | ENDOSCOPY CONSUMABLES SUPPLIES
10906 | 4220340226000 | RAPID EXCHANGE LOCKING DEVICE (FOR ERCP SCOPE ) ASSORTED SIZES | ENDOSCOPY CONSUMABLES SUPPLIES
10907 | 4228200001200 | HIGH LEVEL DISINFECTANT PERACETIC ACID-BASED FOR AUTOMATED ENDOSCOPE REPROCESSORS FOR ALL FLEXIBLE SCOPES LOW FOAMING ANTI-CORROSION AGENTS EFFECTIVE AGAINST BACTERIA MYCOBACTERIA FUNGI VIRUSES AND SPORES ODORLESS NO TOXIC VAPOR OR RESIDUES BIODEGRADABLE READY FOR USE OR PROVIDED WITH ITS ADDITIVE (ACTIVATOR) PROVIDE NOT LESS THAN 20 SOLUTION EFFICIENCY TEST STRIPS FOR EVERY GALLON (IT SHOULD BE COMPATIBLE WITH HOSPITAL MACHINE) GALLON. | ENDOSCOPY CONSUMABLES SUPPLIES
10908 | 4229590600700 | FULLY COVERED SELF EXPANDING ESOPHAGEAL METALLIC STENT ASSORTED SIZES AND DIAMETERS | ENDOSCOPY CONSUMABLES SUPPLIES
10909 | 4229590600800 | PARTIALLY COVERED SELF EXPANDING ESOPHAGEAL METALLIC STENT (UNCOVERED FLANGES WITH COVERED STENT BODY) ASSORTED SIZES AND DIAMETERS | ENDOSCOPY CONSUMABLES SUPPLIES
10910 | 4229492100300 | OVER TUBE ENDOSCOPIC ACCESS SYSTEM FOR OVERSTITCH SYSTEM | ENDOSCOPY CONSUMABLES SUPPLIES
10911 | 4223160908200 | ARGON PLASMA COAGULATION (APC) PROBE(CIRCUMFERENTIAL FIRE) WITH INTEGRATED FILTER ASSORTED SIZES OF DIAMETER AND WORKING LENGTH | ENDOSCOPY CONSUMABLES SUPPLIES
10912 | 4223160908400 | ARGON PLASMA COAGULATION (APC) PROBE (STRAIGHT FIRE) WITH INTEGRATED FILTER ASSORTED SIZES OF DIAMETER AND WORKING LENGTH | ENDOSCOPY CONSUMABLES SUPPLIES
10913 | 4229490007200 | HOT BIOPSY FORCEPS ASSORTED SIZES OF WORKING CHANNEL AND ASSORTED SIZES OF WORKING LENGTH SINGLE USE | ENDOSCOPY CONSUMABLES SUPPLIES
10914 | 4229490007800 | FORCEP BIOPSY FOR FIBERSCOPE STANDARD TYPE FENESTRATED (IT SHOULD BE COMPATIBLE WITH HOSPITAL STANDARD) | ENDOSCOPY CONSUMABLES SUPPLIES
10915 | 4229490008000 | BIOPSY FORCEPS WITHOUT SPIKE ASSORTED SIZES OF WORKING CHANNEL AND WORKING LENGTH | ENDOSCOPY CONSUMABLES SUPPLIES
10916 | 4229490008200 | BIOPSY FORCEPS WITH SPIKE ASSORTED SIZES OF WORKING CHANNEL AND WORKING LENGTH | ENDOSCOPY CONSUMABLES SUPPLIES
10917 | 4229490008400 | SINGLE USE MULTIBITE BIOPSY FORCEPS ASSORTED SIZES OF WORKING CHANNEL AND WORKING LENGTH | ENDOSCOPY CONSUMABLES SUPPLIES
10918 | 4229490008600 | SINGLE USE JUMBO CUP BIOPSY FORCEPS WITH NEEDLE ASSORTED SIZES OF WORKING CHANNEL AND WORKING LENGTH | ENDOSCOPY CONSUMABLES SUPPLIES
10919 | 4229490008900 | REUSABLE SHARK TOOTH GRASPING FORCEPS ASSORTED SIZES OF WORKING CHANNEL AND WORKING LENGTH | ENDOSCOPY CONSUMABLES SUPPLIES
10920 | 4229490009100 | SINGLE USE TRIPOD GRASPING FORCEPS ASSORTED SIZES OF WORKING CHANNEL AND WORKING LENGTH | ENDOSCOPY CONSUMABLES SUPPLIES
10921 | 4229490009600 | FORCEPS BIOPSY ALLIGATOR CUP BRONCHO ASSORTED SIZES DISPOSABLE | ENDOSCOPY CONSUMABLES SUPPLIES
10922 | 4229490010600 | BIOPSY FORCEPS FOR DIRECT VISUALIZATION SYSTEM OF CHOLANGIOSCOPE COMPATIBLE WITH EACH HOSPITAL CHOLANGIOSCOPE | ENDOSCOPY CONSUMABLES SUPPLIES
10923 | 4229490010800 | SINGLE USE BIPOLAR ELECTRO HEMOSTASIS CATHETER WITH INJECTION CATHETER AND NEEDLE SINGLE PORT ADAPTER PLUG ASSORTED SIZES OF DIAMETER AND ASSORTED SIZES OF WORKING LENGTH | ENDOSCOPY CONSUMABLES SUPPLIES
10924 | 4229490011100 | SINGLE USE COMBINED ALLIGATOR AND RAT TOOTH GRASPING DEVICE ASSORTED SIZES OF WORKING CHANNEL AND WORKING LENGTH | ENDOSCOPY CONSUMABLES SUPPLIES
10925 | 4232220001100 | BILIARY GUIDEWIRE WITH HYDROPHILIC TIP ASSORTED TYPES OF TIP (STRAIGHT AND ANGULATED) ASSORTED TYPES OF STIFFNESS (REGULAR/ STIFF) ASSORTED / SIZES (00.035 INCH AND 00.025 INCH) LONG WIRE (GREATER THAN 400 CM / LENGTH) | ENDOSCOPY CONSUMABLES SUPPLIES
10926 | 4232220001400 | BILIARY GUIDEWIRE WITH HYDROPHILIC TIP ASSORTED TYPES OF TIP (STRAIGHT AND ANGULATED) ASSORTED TYPES OF STIFFNESS (REGULAR/ STIFF) 0.021 / INCH LONG WIRE (GREATER THAN 400 CM LENGTH) | ENDOSCOPY CONSUMABLES SUPPLIES
10927 | 4115000037200 | SINGLE USE INTEGRATED INFLATION DEVICE(HANDLE) FOR ACHALASIA (PNEUMATIC) BALLOON INFLATION | ENDOSCOPY CONSUMABLES SUPPLIES
10928 | 4231160000200 | HEMOSTATIC POWDER SPRAY FOR ENDOSCOPIC TO TREAT GASTRO INTESTINAL BLEEDING DIFFERENT SIZES AND DIFFERENT LENGTHS CATHETER | ENDOSCOPY CONSUMABLES SUPPLIES
10929 | 4229451102800 | ELECTROSURGICAL KNIFE WITH INTEGRATED JET FUNCTION FOR ESD/POEM ASSORTED TIP TYPES (INCLUDING OT AND I TYPE TIP) AND WORKING LENGTH | ENDOSCOPY CONSUMABLES SUPPLIES
10930 | 4214271500900 | REUSABLE HIGH RESOLUTION ESOPHAGEAL MANOMETRY WITH IMPEDANCE CATHETER ASSORTED SIZES FOR ADULT AND PEDIATRIC | ENDOSCOPY CONSUMABLES SUPPLIES
10931 | 4214271501000 | ESOPHAGEAL POTENTIAL HYDROGEN (PH) MONITORING WITH IMPEDANCE CATHETER SINGLE CHANNEL PH SENSOR ASSORTED SIZES FOR ADULT PEDIATRIC AND INFANTS SINGLE USE | ENDOSCOPY CONSUMABLES SUPPLIES
10932 | 4229490000100 | REUSABLE INTEGRATED INFLATION DEVICE (HANDLE) FOR BALLOON INFLATION | ENDOSCOPY CONSUMABLES SUPPLIES
10933 | 4229490000400 | SINGLE USE SYRINGE /GAUGE ASSEMBLY FOR INTEGRATED INFLATION DEVICE (HANDLE) | ENDOSCOPY CONSUMABLES SUPPLIES
10934 | 4111582700200 | ADJUSTABLE INTRAGASTRIC BALLOON FLUID FILLED (≥6 MONTHS DURABILITY) | ENDOSCOPY CONSUMABLES SUPPLIES
10935 | 4232250512900 | ELECTROHYDRAULIC LITHOTRIPSY (EHL) PROBE FOR DIRECT VISUALIZATION SYSTEM OF CHOLANGIOSCOPE ASSORTED SIZES | ENDOSCOPY CONSUMABLES SUPPLIES
10936 | 4220340324900 | LOOP CUTTER TO REMOVE DETACHABLE LIGATION LOOP REUSABLE | ENDOSCOPY CONSUMABLES SUPPLIES
10937 | 4232250513200 | BILIARY EXTRACTION LITHOTRIPTER BASKET COMPATIBLE WITH MECHANICAL LITHOTRIPTER HANDLE DISPOSABLE | ENDOSCOPY CONSUMABLES SUPPLIES
10938 | 4229490011600 | EUS BIOPSY NEEDLE FINE NEEDLE BIOPSY (FNB) STAINLESS STEEL ASSORTED SIZES (INCLUDING 19G 22 G 25 G) | ENDOSCOPY CONSUMABLES SUPPLIES
10939 | 4229490011800 | EUS ASPIRATION NEEDLE FINE NEEDLE ASPIRATION (FNA) STAINLESS STEEL ASSORTED SIZES (INCLUDING 19G 22 G 25 G) | ENDOSCOPY CONSUMABLES SUPPLIES
10940 | 4229490012500 | INJECTION NEEDLE WITH STAINLESS STEEL METALLIC SHEATH FOR ENDOSCOPY ASSORTED SIZES OF DIAMETER AND ASSORTED SIZES OF WORKING LENGTH | ENDOSCOPY CONSUMABLES SUPPLIES
10941 | 4229490012900 | BILIARY NEEDLE KNIFE SPHINCTEROTOMY ASSORTED NEEDLE LENGTH TRIPLE LUMEN SHORT WIRE SYSTEM (RAPID EXCHANGE) | ENDOSCOPY CONSUMABLES SUPPLIES
10942 | 4220340226600 | ESOPHAGEAL POTENTIAL HYDROGEN (PH) MONITORING WITH IMPEDANCE CATHETER DUAL CHANNEL PH SENSOR ASSORTED SIZES FOR ADULT AND PEDIATRIC SINGLE USE | ENDOSCOPY CONSUMABLES SUPPLIES
10943 | 4220340226800 | ARGON PLASMA COAGULATION (APC) PROBE (SIDE FIRE) WITH INTEGRATED FILTER ASSORTED SIZES OF DIAMETER AND WORKING LENGTH | ENDOSCOPY CONSUMABLES SUPPLIES
10944 | 4229492100400 | BILIARY AND PANCREATIC PLASTIC STENT PUSHER ASSORTED SIZES | ENDOSCOPY CONSUMABLES SUPPLIES
10945 | 4229420011600 | SINGLE USE REMOVAL KIT FOR INTRAGASTRIC BALLOON ASSORTED SIZES | ENDOSCOPY CONSUMABLES SUPPLIES
10946 | 4231200917900 | MULTIBAND MUCOSECTOMY KIT (INCLUDES MULTIBAND LEGATOR CAP AND SNARE) ASSORTED TYPES SIZES AND WORKING LENGTH | ENDOSCOPY CONSUMABLES SUPPLIES
10947 | 4231200918000 | OVER THE SCOPE CLIP (OTSC) STENT FIXATION SET ASSORTED SIZES ASSORTED WORKING LENGTH | ENDOSCOPY CONSUMABLES SUPPLIES
10948 | 4231200918100 | OVER THE SCOPE CLIP (OTSC) ASSORTED SCOPE DIAMETER ASSORTED CAP DEPTH ASSORTED TYPE OF TEETH ASSORTED WORKING LENGTH | ENDOSCOPY CONSUMABLES SUPPLIES
10949 | 4220340227800 | DISPOSABLE SHORTS AND PANTS FOR COLONOSCOPY PROCEDURE ASSORTED SIZES | ENDOSCOPY CONSUMABLES SUPPLIES
10950 | 4229492600400 | OVERTUBE (SILICONE) FOR DOUBLE BALLOON ENTEROSCOPE ASSORTED SIZES | ENDOSCOPY CONSUMABLES SUPPLIES
10951 | 4229161600300 | POLYPECTOMY STIFF AND ROTATABLE OVAL SNARE ASSORTED SNARE SIZES AND ASSORTED WORKING CHANNEL DIAMETER AND WORKING LENGTH | ENDOSCOPY CONSUMABLES SUPPLIES
10952 | 4229161600400 | POLYPECTOMY SOFT AND ROTATABLE OVAL SNARE ASSORTED SNARE SIZES AND ASSORTED WORKING CHANNEL DIAMETER AND WORKING LENGTH | ENDOSCOPY CONSUMABLES SUPPLIES
10953 | 4710161301200 | PH BUFFER PH4 FOR CALIBRATION OF PH CATHETER AND CALIBRATION OF WIRELESS CAPSULE PH MONITORING | ENDOSCOPY CONSUMABLES SUPPLIES
10954 | 4710161301300 | PH BUFFER PH7 FOR CALIBRATION OF PH CATHETER AND CALIBRATION OF WIRELESS CAPSULE PH MONITORING | ENDOSCOPY CONSUMABLES SUPPLIES
10955 | 4220340430100 | BILIARY SPHINCTEROTOME STANDARD TAPERED TIP TRIPLE LUMEN ASSORTED SIZES OF DISTAL TIP LENGTH AND CUTTING WIRE LENGTH LONG WIRE SYSTEM | ENDOSCOPY CONSUMABLES SUPPLIES
10956 | 4220340430900 | BILIARY PRELOADED SPHINCTEROTOME (WITH ASSORTED GUIDEWIRE SIZES 00.035 INCH AND 00.025 INCH) STANDARD TAPERED TIP TRIPLE LUMEN ASSORTED SIZES OF DISTAL TIP LENGTH AND CUTTING WIRE LENGTH LONG WIRE SYSTEM | ENDOSCOPY CONSUMABLES SUPPLIES
10957 | 4229610023700 | FULLY COVERED SELF EXPANDING ESOPHAGEAL METALLIC STENT FOR POST BARIATRIC SURGERY LEAK OR FISTULA ASSORTED SIZES AND DIAMETERS | ENDOSCOPY CONSUMABLES SUPPLIES
10958 | 4229610023800 | FULLY COVERED SELF EXPANDING ESOPHAGEAL METALLIC STENT FOR POST BARIATRIC SURGERY LEAK OR FISTULA WITH ANTIMIGRATORY DESIGN ASSORTED SIZES AND DIAMETERS | ENDOSCOPY CONSUMABLES SUPPLIES
10959 | 4229591001800 | BILIARY UNCOVERED SELF METALLIC STENT LONG WIRE SYSTEM ASSORTED LENGTH ASSORTED DIAMETER | ENDOSCOPY CONSUMABLES SUPPLIES
10960 | 4220341203800 | PARTIALLY COVERED SELF EXPANDING COLONIC METALLIC STENT ASSORTED SIZES AND DIAMETERS | ENDOSCOPY CONSUMABLES SUPPLIES
10961 | 4229490000700 | BIODEGRADABLE SELF EXPANDING ESOPHAGEAL STENT ASSORTED SIZES AND DIAMETERS | ENDOSCOPY CONSUMABLES SUPPLIES
10962 | 4220341204100 | BILIARY DOUBLE PIGTAIL PLASTIC STENT WITH POSITION MARKER (WITHOUT DELIVERY SYSTEM AND PUSHER) ASSORTED SIZES | ENDOSCOPY CONSUMABLES SUPPLIES
10963 | 4220341204600 | ESOPHAGEAL COVERED METALLIC STENT WITH ANT REFLUX VALVE AND ANTIMIGRATORY DESIGN ASSORTED SIZES AND DIAMETERS | ENDOSCOPY CONSUMABLES SUPPLIES
10964 | 4229590100300 | LUMEN APPOSING METAL STENT FOR PSEUDOCYST DRAINAGE WITHOUT ELECTROCAUTERY ASSORTED SIZES AND DIAMETER | ENDOSCOPY CONSUMABLES SUPPLIES
10965 | 4220341204900 | BILIARY FULLY COVERED METALLIC STENT SHORT WIRE SYSTEM ASSORTED LENGTH ASSORTED DIAMETER | ENDOSCOPY CONSUMABLES SUPPLIES
10966 | 4229610024400 | FULLY COVERED SELF EXPANDING COLONIC METALLIC STENT ASSORTED SIZES AND DIAMETERS | ENDOSCOPY CONSUMABLES SUPPLIES
10967 | 4229610024900 | BILIARY FULLY COVERED METALLIC STENT LONG WIRE SYSTEM ASSORTED LENGTH ASSORTED DIAMETER | ENDOSCOPY CONSUMABLES SUPPLIES
10968 | 4220341206400 | PANCREATIC PLASTIC STENT STRAIGHT WITHOUT INTERNAL FLAP (STENT WITHOUT PUSHER) ASSORTED SIZES | ENDOSCOPY CONSUMABLES SUPPLIES
10969 | 4220341206700 | BILIARY PARTIALLY COVERED METALLIC STENT SHORT WIRE SYSTEM ASSORTED LENGTH ASSORTED DIAMETER | ENDOSCOPY CONSUMABLES SUPPLIES
10970 | 4229591002100 | BILIARY PLASTIC STENT WITH ASSORTED TYPES (FLAP NUMBER AND SHAPE) (WITHOUT DELIVERY SYSTEM AND PUSHER) ASSORTED SIZES | ENDOSCOPY CONSUMABLES SUPPLIES
10971 | 4220341207500 | BILIARY PRELOADED PLASTIC STENT WITH ASSORTED TYPES (FLAP NUMBER AND SHAPE) SET (WITH DELIVERY SYSTEM AND PUSHER) LONG WIRE SYSTEM ASSORTED SIZES | ENDOSCOPY CONSUMABLES SUPPLIES
10972 | 4229590100600 | PANCREATIC SINGLE PIGTAIL PLASTIC STENT WITHOUT INTERNAL FLAP (STENT WITHOUT PUSHER) ASSORTED SIZES | ENDOSCOPY CONSUMABLES SUPPLIES
10973 | 4229610026200 | UNCOVERED SELF EXPANDING COLONIC METALLIC STENT ASSORTED SIZES AND DIAMETERS | ENDOSCOPY CONSUMABLES SUPPLIES
10974 | 4229610026300 | UNCOVERED SELF EXPANDING ESOPHAGEAL METALLIC STENT ASSORTED SIZES AND DIAMETERS | ENDOSCOPY CONSUMABLES SUPPLIES
10975 | 4220341207600 | BILIARY UNCOVERED METALLIC STENT SHORT WIRE SYSTEM ASSORTED LENGTH ASSORTED DIAMETER | ENDOSCOPY CONSUMABLES SUPPLIES
10976 | 4229610026500 | UNCOVERED SELF EXPANDING PYLORIC/DUODENAL METALLIC STENT ASSORTED SIZES AND DIAMETERS | ENDOSCOPY CONSUMABLES SUPPLIES
10977 | 4215245316500 | POLYPROPYLENE SUTURE 2-0 FOR OVERSTITCH SYSTEM | ENDOSCOPY CONSUMABLES SUPPLIES
10978 | 4215245316700 | PERCUTANEOUS ENDOSCOPIC GASTROSTOMY (PEG) TUBE INITIAL PLACEMENT KIT PULL ≥ 6 MOTHS DURABILITY ASSORTED SIZES | ENDOSCOPY CONSUMABLES SUPPLIES
10979 | 4111616430900 | HIGH LEVEL DISINFECTANT TEST STRIPS PROVIDES A RAPID AND EASY MEASURE OF HIGH LEVEL DISINFECTANT CONCENTRATION. | ENDOSCOPY CONSUMABLES SUPPLIES
10980 | 4111616431100 | RAPID UREASE TEST FOR HELICOBACTER PYLORI | ENDOSCOPY CONSUMABLES SUPPLIES
10981 | 4111612004800 | TISSUE HELIX 165CM LENGTH 2.8 OD FOR OVERSTITCH SYSTEM 6/BOX | ENDOSCOPY CONSUMABLES SUPPLIES
10982 | 4229490003400 | TRANSORAL INCISIONLESS FUNDOPLICATION COMPLETE SET DELIVERY DEVICE WITH FASTENER AND ACCESSORIES | ENDOSCOPY CONSUMABLES SUPPLIES
10983 | 4227221700400 | SUCTION POLYP TRAP ASSORTED TYPES AND SIZES | ENDOSCOPY CONSUMABLES SUPPLIES
10984 | 4223150202500 | NASOJEJUNAL FEEDING TUBE WITH NASAL TRANSFER TUBE (WIRE GUIDED FOR ENDOSCOPIC INSERTION) ASSORTED TYPES (PIGTAIL TIP AND BENT TIP) ASSORTED SIZES | ENDOSCOPY CONSUMABLES SUPPLIES
10985 | 4227190906900 | AIR/WATER VALVE FOR GASTROSCOPE AND COLONOSCOPE AND DUODENOSCOPE REUSABLE | ENDOSCOPY CONSUMABLES SUPPLIES
10986 | 4227190907000 | SUCTION VALVE AIR WATER VALVE SET FOR GASTROSCOPE AND COLONOSCOPE AND DUODENOSCOPE SINGLE USE | ENDOSCOPY CONSUMABLES SUPPLIES
10987 | 4227190907700 | AIR/WATER VALVE FOR ENDOSCOPIC ULTRASOUND SCOPE (EUS) REUSABLE | ENDOSCOPY CONSUMABLES SUPPLIES
10988 | 4227190908100 | SUCTION VALVE FOR ENDOSCOPIC ULTRASOUND SCOPE (EUS) REUSABLE | ENDOSCOPY CONSUMABLES SUPPLIES
10989 | 4228200001300 | ADAPTOR (PLUG) AIR/WATER /SUCTION FOR MANUAL CLEANING FOR GASTROSCOPE AND COLONOSCOPE AND DUODENOSCOPE COMPATIBLE WITH EACH HOSPITAL SCOPE DISPOSABLE | ENDOSCOPY CONSUMABLES SUPPLIES
10990 | 4229631500100 | AIR/WATER VALVE FOR DOUBLE BALLOON ENTEROSCOPE REUSABLE | ENDOSCOPY CONSUMABLES SUPPLIES
10991 | 4229631700300 | AIR/WATER VALVE FOR GASTROSCOPE AND COLONOSCOPE AND DUODENOSCOPE SINGLE USE | ENDOSCOPY CONSUMABLES SUPPLIES
10992 | 4227190505200 | BRONCHOSCOPY BASKET WITH MAXIMUM WORKING CHANNEL 1.2 MM ASSORTED SIZES DISPOSABLE | ENDOSCOPY CONSUMABLES SUPPLIES
10993 | 4227190505300 | BRONCHOSCOPY BASKET WITH MAXIMUM WORKING CHANNEL 2 MM ASSORTED SIZES DISPOSABLE | ENDOSCOPY CONSUMABLES SUPPLIES
10994 | 4229498301600 | TUBE AUXILIARY WATER TUBE TO CONNECT WATER PORT OF THE SCOPE TO IRRIGATION TUBE COMPATIBLE WITH HOSPITAL MACHINE REUSABLE | ENDOSCOPY CONSUMABLES SUPPLIES
10995 | 4229633908600 | BIOPSY NEEDLE ENDOBRONCHIAL HIGH DEFINITION ULTRASOUND (EBUS) FOR FNB ASSORTED SIZES AND LENGTHS | ENDOSCOPY CONSUMABLES SUPPLIES
10996 | 4229633900800 | BIOPSY NEEDLE ENDOBRONCHIAL HIGH DEFINITION ULTRASOUND (EBUS) FOR FNA ASSORTED SIZES AND LENGTHS | ENDOSCOPY CONSUMABLES SUPPLIES
10997 | 4229633901900 | BIOPSY VALVE FOR ENDOSCOPIC ULTRASOUND SCOPE (EUS) LINEAR AND RADIAL SCOPE REUSABLE | ENDOSCOPY CONSUMABLES SUPPLIES
10998 | 4229633902000 | BIOPSY VALVE FOR ENDOSCOPIC ULTRASOUND SCOPE (EUS) LINEAR AND RADIAL SCOPE SINGLE USE | ENDOSCOPY CONSUMABLES SUPPLIES
10999 | 4229631700500 | BIOPSY VALVE FOR GASTROSCOPE AND COLONOSCOPE AND DUODENOSCOPE DOUBLE BALLOON ENTEROSCOPE REUSABLE | ENDOSCOPY CONSUMABLES SUPPLIES
11000 | 4229631700600 | BIOPSY VALVE FOR GASTROSCOPE COLONOSCOPE DUODENOSCOPE AND ENTEROSCOPE SINGLE USE | ENDOSCOPY CONSUMABLES SUPPLIES
11001 | 4229631700900 | BIOPSY VALVE WITH IRRIGATION TUBE FOR GASTROSCOPE AND COLONOSCOPE AND DUODENOSCOPE SINGLE USE | ENDOSCOPY CONSUMABLES SUPPLIES
11002 | 4229631701000 | BIPOLAR ADAPTER CABLE FOR RFA CATHETER OF ERCP AND EUS SCOPES FOR BILIARY AND SOLID MALIGNANCY (REUSABLE) | ENDOSCOPY CONSUMABLES SUPPLIES
11003 | 4229490700500 | DOUBLE HEADER CLEANING BRUSH FOR THE SCOPE CHANNEL (TWO DIFFERENT SIZES BRUSHES AT EACH END) ASSORTED SIZES REUSABLE | ENDOSCOPY CONSUMABLES SUPPLIES
11004 | 4229490700600 | DOUBLE HEADER CLEANING BRUSH FOR THE SCOPE CHANNEL (TWO DIFFERENT SIZES BRUSHES AT EACH END) ASSORTED SIZES SINGLE USE | ENDOSCOPY CONSUMABLES SUPPLIES
11005 | 4227250009700 | BRUSH CYTOLOGY FOR BRONCHOSCOPE ASSORTED BRUSH DIAMETER AND LENGTH DISPOSABLE | ENDOSCOPY CONSUMABLES SUPPLIES
11006 | 4229633902500 | CATHETER BALLOON DILATATION FOR TRACHEOBRONCHIAL ASSORTED SIZE AND LENGTH | ENDOSCOPY CONSUMABLES SUPPLIES
11007 | 4229633900900 | BALLOON FOR ENDOBRONCHIAL US (EBUS) SCOPE ASSORTED SIZES | ENDOSCOPY CONSUMABLES SUPPLIES
11008 | 4229633903100 | SINGLE USE COAGULATION GRASPER FOR ESD/POEM ASSORTED SIZES OF WORKING CHANNEL AND ASSORTED WORKING LENGTH | ENDOSCOPY CONSUMABLES SUPPLIES
11009 | 4229631500300 | CONNECTION TUBE KIT FOR DOUBLE BALLOON ENTEROSCOPE | ENDOSCOPY CONSUMABLES SUPPLIES
11010 | 4228190300200 | DISTAL CAP WITHOUT ELEVATOR FOR THERAPEUTIC SIDEVIEW DUODENOSCOPE COMPATIBLE WITH EACH HOSPITAL MACHINE SINGLE USE | ENDOSCOPY CONSUMABLES SUPPLIES
11011 | 4229451103300 | ELECTROSURGICAL KNIFE WITHOUT INTEGRATED JET FUNCTION FOR ESD/POEM ASSORTED TIP TYPES AND WORKING LENGTH | ENDOSCOPY CONSUMABLES SUPPLIES
11012 | 4214254300500 | EUS BIOPSY NEEDLE FINE NEEDLE BIOPSY (FNB) AND ASPIRATION (FNA)WITH NITINOL CONSTRUCTION TECHNOLOGY ASSORTED SIZES (INCLUDING 19G 22 G 25 G) | ENDOSCOPY CONSUMABLES SUPPLIES
11013 | 4229633903400 | ENDOSCOPIC MUCOSAL RESECTION (EMR) KIT (INCLUDES INJECTION NEEDLE SNARE SPRAY CATHETER AND DISTAL CAP) ASSORTED TYPES SIZES AND WORKING LENGTH | ENDOSCOPY CONSUMABLES SUPPLIES
11014 | 4229633903500 | ESOPHAGEAL POTENTIAL HYDROGEN (PH) MONITORING WITHOUT IMPEDANCE CATHETER SINGLE CHANNEL PH SENSOR ASSORTED SIZES FOR ADULT AND PED = IATRIC SINGLE USE | ENDOSCOPY CONSUMABLES SUPPLIES
11015 | 4229492800600 | ESOPHAGEAL POTENTIAL HYDROGEN (PH) MONITORING WITHOUT IMPEDANCE CATHETER DUAL CHANNEL PH SENSORS FOR ADULT AND PEDIATRIC ASSORTED SIZES SINGLE USE | ENDOSCOPY CONSUMABLES SUPPLIES
11016 | 4229490010400 | FORCEPS BIOPSY BRONCHO ASSORTED SIZES AND TYPE DISPOSABLE | ENDOSCOPY CONSUMABLES SUPPLIES
11017 | 4229633908500 | GAS TUBE FOR ENDOSCOPY CO2 INSUFFLATOR COMPATIBLE WITH EACH HOSPITAL MACHINE REUSABLE | ENDOSCOPY CONSUMABLES SUPPLIES
11018 | 4228152104900 | AUTOMATED WATER LEAKAGE TESTER (TO BE CONNECTED TO SCOPE AND AIR PUMP TO CHECK SCOPE LEAKAGE) REUSABLE | ENDOSCOPY CONSUMABLES SUPPLIES
11019 | 4229633903700 | REUSABLE HIGH RESOLUTION ESOPHAGEAL MANOMETRY WITHOUT IMPEDANCE CATHETER ASSORTED SIZES FOR ADULT AND PEDIATRIC | ENDOSCOPY CONSUMABLES SUPPLIES
11020 | 4229633903900 | REMOVABLE AND SELF EXPANDABLE ESOPHAGEAL VARICEAL BLEEDING STENT ASSORTED SIZES AND DIAMETERS | ENDOSCOPY CONSUMABLES SUPPLIES
11021 | 4229633904100 | IRRIGATION TUBE SET FOR DIRECT VISUALIZATION SYSTEM OF CHOLANGIOSCOPE | ENDOSCOPY CONSUMABLES SUPPLIES
11022 | 4229633904200 | SUBMUCOSAL LIFTING AGENT KIT FOR GI ENDOSCOPY STERILE | ENDOSCOPY CONSUMABLES SUPPLIES
11023 | 4228190800700 | LINER PACK COLOR CODED GREEN RED AND TRANSPARENT DISPOSABLE FOR REUSABLE ENDOSCOPE TRANSPORT TRAY | ENDOSCOPY CONSUMABLES SUPPLIES
11024 | 4229633904400 | LUMEN APPOSING METAL STENT WITH ELECTROCAUTERY ENHANCED DELIVERY SYSTEM(HOT) FOR PSEUDOCYST DRAINAGE ASSORTED SIZES AND DIAMETER | ENDOSCOPY CONSUMABLES SUPPLIES
11025 | 4229540201300 | ENDOSCOPIC MARKER FOR ENDOSCOPIC GI TRACT TATTOOING PERMANENT STERILE | ENDOSCOPY CONSUMABLES SUPPLIES
11026 | 4229633904800 | MECHANICAL LITHOTRIPSY SYSTEM INCLUDES EXTRACTION BASKET WITH ASSORTED NUMBER OF WIRES EXTRACTION BASKET ASSORTED SIZES CONNECTED TO LITHOTRIPSY HANDLE COMPLETE SET SINGLE USE | ENDOSCOPY CONSUMABLES SUPPLIES
11027 | 4229633904900 | HANDLE MECHANICAL LITHOTRIPTER FOR CRUSHING STONES INSIDE THE SCOPE REUSABLE | ENDOSCOPY CONSUMABLES SUPPLIES
11028 | 4229490013100 | NEEDLE FOR TRANSBRONCHIAL HISTOLOGY ASSORTED | ENDOSCOPY CONSUMABLES SUPPLIES
11029 | 4229633905100 | PEPTIDE-BASED HEMOSTAT GEL SELF ASSEMBLING PREFILLED SYRINGE ASSORTED SIZE | ENDOSCOPY CONSUMABLES SUPPLIES
11030 | 4231154608800 | PULL THRU BRUSH FOR CLEANING WORKING CHANNEL OF ENDOSCOPE ASSORTED SIZE DISPOSABLE | ENDOSCOPY CONSUMABLES SUPPLIES
11031 | 4229633905300 | RADIOFREQUENCY ABLATION (RFA) CATHETER THROUGH ERCP SCOPE FOR BILIARY STRICTURE ASSORTED SIZES OF EXPOSURE LENGTH | ENDOSCOPY CONSUMABLES SUPPLIES
11032 | 4229633905200 | RADIOFREQUENCY ABLATION (RFA) CATHETER THROUGH EUS SCOPE (THROUGH FNA NEEDLE 19 G) FOR SOLID MALIGNANCY (PANCREATIC) ASSORTED SIZES OF ACTIVE TIP LENGTH | ENDOSCOPY CONSUMABLES SUPPLIES
11033 | 4229633905500 | ALLIGATOR GRASPING FORCEPS ASSORTED SIZES OF WORKING CHANNEL AND WORKING LENGTH REUSABLE | ENDOSCOPY CONSUMABLES SUPPLIES
11034 | 4229631701600 | RETRIEVAL BASKET FOR DIRECT VISUALIZATION SYSTEM OF CHOLANGIOSCOPE WORKING CHANNEL 1.2MM 286 CM LENGTH | ENDOSCOPY CONSUMABLES SUPPLIES
11035 | 4229631701700 | RETRIEVAL SNARE FOR DIRECT VISUALIZATION SYSTEM OF CHOLANGIOSCOPE WORKING CHANNEL 1.2MM 286 CM LENGTH | ENDOSCOPY CONSUMABLES SUPPLIES
11036 | 4229610024500 | STENT FULLY COVERED TRACHEOBRONCHIAL POLYURETHANE ASSORTED SIZE S STERILE DISPOSABLE | ENDOSCOPY CONSUMABLES SUPPLIES
11037 | 4229633906400 | BILIARY DOUBLE PIGTAIL PLASTIC STENT SET WITH POSITION MARKER SET (WITH DELIVERY SYSTEM AND PUSHER) LONG WIRE SYSTEM ASSORTED SIZES | ENDOSCOPY CONSUMABLES SUPPLIES
11038 | 4229633906500 | BILIARY DOUBLE PIGTAIL PLASTIC STENT SET WITH POSITION MARKER SET (WITH DELIVERY SYSTEM AND PUSHER) SHORT WIRE SYSTEM ASSORTED SIZES | ENDOSCOPY CONSUMABLES SUPPLIES
11039 | 4229633907100 | SUCTION VALVE FOR DOUBLE BALLOON ENTEROSCOPE REUSABLE | ENDOSCOPY CONSUMABLES SUPPLIES
11040 | 4227190907900 | SUCTION VALVE FOR GASTROSCOPE AND COLONOSCOPE AND DUODENOSCOPE REUSABLE | ENDOSCOPY CONSUMABLES SUPPLIES
11041 | 4220341018000 | TRANSGASTRIC JEJUNAL FEEDING TUBE ASSORTED TYPE AND SIZES | ENDOSCOPY CONSUMABLES SUPPLIES
11042 | 4228152107600 | IRRIGATION TUBE TO BE CONNECTED TO IRRIGATION PUMP (WATER JET) SINGLE USE | ENDOSCOPY CONSUMABLES SUPPLIES
11043 | 4229631701900 | OVER THE SCOPE CLIP (OTSC) TWIN GRASPER ASSORTED SIZES AND ASSORTED WORKING LENGTH | ENDOSCOPY CONSUMABLES SUPPLIES
11044 | 4220340225700 | WATER BOTTLE FOR ENDOSCOPES (WATER CONTAINER CAP AND TUBING THAT ARE USED FOR INSUFFLATION OF ENDOSCOPIC AIR AND LENS WASH) COMPATIBLE WITH HOSPITAL MACHINE REUSABLE | ENDOSCOPY CONSUMABLES SUPPLIES
11045 | 4229631500400 | WATER TANK WITH CONNECTION TO CO2 INSUFFLATOR FOR DOUBLE BALLOON ENTEROSCOPE COMPATIBLE WITH HOSPITAL MACHINE | ENDOSCOPY CONSUMABLES SUPPLIES
11046 | 4229631500700 | OUTER BALLOON FOR DOUBLE BALLOON ENTEROSCOPE ASSORTED SIZES | ENDOSCOPY CONSUMABLES SUPPLIES
11047 | 4227150400900 | 3 STAGES WIRE GUIDED BALLOON DILATOR FOR ESOPHAGEAL PYLORIC DUODENAL COLONIC AND BILIARY DILATATION ASSORTED SIZES AND DIAMETERS | ENDOSCOPY CONSUMABLES SUPPLIES
11048 | 4229501700700 | REPLACEMENT PERCUTANEOUS ENDOSCOPIC GASTROSTOMY (PEG) TUBE STRAIGHT LONG BALLOON ≥6 MOTHS DURABILITY ASSORTED SIZES | ENDOSCOPY CONSUMABLES SUPPLIES
11049 | 4229501700800 | REPLACEMENT PERCUTANEOUS ENDOSCOPIC GASTROSTOMY (PEG) TUBE RIGHT ANGLE LONG BALLOON ≥6 MOTHS DURABILITY ASSORTED SIZES | ENDOSCOPY CONSUMABLES SUPPLIES
11050 | 4229501700900 | REPLACEMENT PERCUTANEOUS ENDOSCOPIC GASTROSTOMY (BUTTON )TUBE SHORT BALLOON ≥6 MOTHS DURABILITY ASSORTED SIZES | ENDOSCOPY CONSUMABLES SUPPLIES
11051 | 4229501701100 | PERCUTANEOUS ENDOSCOPIC GASTROSTOMY AND JEJUNAL TUBE (PEG-J) COMPATIBLE WITH LEVODOPA - CARBIDOPA PUMP MACHINE ASSORTED SIZE | ENDOSCOPY CONSUMABLES SUPPLIES
11052 | 4229491306200 | SWALLOWABLE GASTRIC BALLOON CAPSULE (DEGRADABLE) | ENDOSCOPY CONSUMABLES SUPPLIES
11053 | 4227150401100 | ESOPHAGEAL MULTIBAND LEGATOR (≥6 SHOTS) | ENDOSCOPY CONSUMABLES SUPPLIES
11054 | 4227150401200 | ESOPHAGEAL MULTIBAND LEGATOR (≥10 SHOTS) | ENDOSCOPY CONSUMABLES SUPPLIES
11055 | 4113190100000 | BLEEDING DETECTOR CAPSULE | ENDOSCOPY CONSUMABLES SUPPLIES
11056 | 4229631300200 | SINGLE USE FLEXIBLE DUODENOSCOPE (DISPOSABLE ERCP SCOPE) | ENDOSCOPY CONSUMABLES SUPPLIES
11057 | 4229631300300 | SINGLE USE AIR/WATER AND SUCTION VALVES SET TO BE USED WITH THE SINGLE USE FLEXIBLE DUODENOSCOPE | ENDOSCOPY CONSUMABLES SUPPLIES
11058 | 4229631300400 | IRRIGATION TUBES TO BE USED WITH THE SINGLE USE FLEXIBLE DUODENOSCOPE | ENDOSCOPY CONSUMABLES SUPPLIES
11059 | 4229501701300 | ELECTRODE PADS WITH CONNECTING CABLE FOR ENDOSCOPIC ELECTROSURGICAL UNIT FOR ADULT | ENDOSCOPY CONSUMABLES SUPPLIES
11060 | 4229501701400 | ELECTRODE PADS WITH CONNECTING CABLE FOR ENDOSCOPIC ELECTROSURGICAL UNIT FOR PEDIATRIC | ENDOSCOPY CONSUMABLES SUPPLIES
11061 | 4229510402100 | ELECTROSURGICAL BIPOLAR CABLE ADAPTER FOR ELECTROSURGICAL UNIT | ENDOSCOPY CONSUMABLES SUPPLIES
11062 | 4227150401300 | THROUGH THE SCOPE (TTS) FULLY COVERED SELF EXPANDING ESOPHAGEAL METALLIC STENT ASSORTED SIZES AND DIAMETERS | ENDOSCOPY CONSUMABLES SUPPLIES
11063 | 4227150401500 | THROUGH THE SCOPE (TTS) PARTIALLY COVERED SELF EXPANDING ESOPHAGEAL METALLIC STENT ASSORTED SIZES AND DIAMETERS | ENDOSCOPY CONSUMABLES SUPPLIES
11064 | 4229590502100 | FULLY COVERED SELF EXPANDING PYLORIC/DUODENAL METALLIC STENT ASSORTED SIZES AND DIAMETERS | ENDOSCOPY CONSUMABLES SUPPLIES
11065 | 4229590502200 | PARTIALLY COVERED SELF EXPANDING PYLORIC/DUODENAL METALLIC STENT ASSORTED SIZES AND DIAMETERS | ENDOSCOPY CONSUMABLES SUPPLIES
11066 | 4110180400000 | THROUGH THE SCOPE (TTS) FULLY COVERED SELF EXPANDING COLONIC METALLIC STENT ASSORTED SIZES AND DIAMETERS | ENDOSCOPY CONSUMABLES SUPPLIES
11067 | 4110180400100 | THROUGH THE SCOPE (TTS) PARTIALLY COVERED SELF EXPANDING COLONIC METALLIC STENT ASSORTED SIZES AND DIAMETERS | ENDOSCOPY CONSUMABLES SUPPLIES
11068 | 4110180400200 | THROUGH THE SCOPE (TTS) UNCOVERED SELF EXPANDING COLONIC METALLIC STENT ASSORTED SIZES AND DIAMETERS | ENDOSCOPY CONSUMABLES SUPPLIES
11069 | 4229633908800 | WIRE GUIDED REUSABLE GRADUATED ESOPHAGEAL MECHANICAL DILATORS SET (ASSORTED SIZES FROM 5 MM TO 15 MM) ONE (1) EACH = ONE (1) SET | ENDOSCOPY CONSUMABLES SUPPLIES
11070 | 4229631702100 | WIRE GUIDED REUSABLE GRADUATED ESOPHAGEAL MECHANICAL DILATORS SET ASSORTED SIZES FROM 5MM TO 20MM ONE (1) EACH = ONE (1) SET | ENDOSCOPY CONSUMABLES SUPPLIES
11071 | 4229633908700 | GUIDE WIRE DISPOSABLE FOR GRADUATED ESOPHAGEAL MECHANICAL DILATORS | ENDOSCOPY CONSUMABLES SUPPLIES
11072 | 4229491306300 | SINGLE USE INTEGRATED INFLATION DEVICE (HANDLE) FOR BALLOON INFLATION | ENDOSCOPY CONSUMABLES SUPPLIES
11073 | 4229491306400 | ROTATABLE HEMOSTATIC METALLIC CLIP OPENING CLIP ≥ 17 MM ASSORTED SIZES OF WORKING LENGTH | ENDOSCOPY CONSUMABLES SUPPLIES
11074 | 4214251900500 | INJECTION NEEDLE WITH DISTAL SHEATH METALLIC TIP ASSORTED SIZES OF DIAMETER AND ASSORTED SIZES OF WORKING LENGTH | ENDOSCOPY CONSUMABLES SUPPLIES
11075 | 4110180400300 | RADIOFREQUENCY ABLATION (RFA) CATHETER 90 DEGREE OVER THE SCOPE (OTS) PROBE FOR FOCAL ABLATION OF BARRETT'S ESOPHAGUS SET OF CATHETER AND ELECTRODE | ENDOSCOPY CONSUMABLES SUPPLIES
11076 | 4110180400400 | RADIOFREQUENCY ABLATION (RFA) CATHETER 60 DEGREE OVER THE SCOPE (OTS) PROBE FOR FOCAL ABLATION OF BARRETT'S ESOPHAGUS SET OF CATHETER AND ELECTRODE | ENDOSCOPY CONSUMABLES SUPPLIES
11077 | 4229631500900 | ARGON PLASMA COAGULATION (APC) PROBE (STRAIGHT FIRE) WITH INTEGRATED / FILTER FOR ENTEROSCOPY ASSORTED SIZES OF DIAMETER AND WORKING LENGTH ( / GREATER THAN 300 CM WORKING LENGTH) | ENDOSCOPY CONSUMABLES SUPPLIES
11078 | 4229180253200 | JUMBO CUP BIOPSY FORCEPS WITHOUT NEEDLE ASSORTED SIZES OF WORKING CHANNEL AND WORKING LENGTH SINGLE USE | ENDOSCOPY CONSUMABLES SUPPLIES
11079 | 4229180253300 | ALLIGATOR GRASPING FORCEPS ASSORTED SIZES OF WORKING CHANNEL AND WORKING LENGTH SINGLE USE | ENDOSCOPY CONSUMABLES SUPPLIES
11080 | 4229180253400 | RAT TOOTH GRASPING FORCEPS ASSORTED SIZES OF WORKING CHANNEL AND WORKING LENGTH SINGLE USE | ENDOSCOPY CONSUMABLES SUPPLIES
11081 | 4229180253500 | RUBBER TIPPED GRASPING FORCEPS ASSORTED SIZES OF WORKING CHANNEL AND WORKING LENGTH SINGLE USE | ENDOSCOPY CONSUMABLES SUPPLIES
11082 | 4229180253600 | SHARK TOOTH GRASPING FORCEPS ASSORTED SIZES OF WORKING CHANNEL AND WORKING LENGTH SINGLE USE | ENDOSCOPY CONSUMABLES SUPPLIES
11083 | 4229492600900 | EXTRACTION BASKET (FOREIGN BODY RETRIEVAL) ASSORTED NUMBER OF WIRES ASSORTED SIZES OF WORKING CHANNEL AND WORKING LENGTH | ENDOSCOPY CONSUMABLES SUPPLIES
11084 | 4229492601000 | ZENKER’S DIVERTICULUM OVERTUBE (DUCKBILL SHAPED TIP) ASSORTED SIZES SINGLE USE | ENDOSCOPY CONSUMABLES SUPPLIES
11085 | 4229630801200 | SUBMUCOSAL LIFTING AGENT FOR GI ENDOSCOPY STERILE | ENDOSCOPY CONSUMABLES SUPPLIES
11086 | 4229161602400 | POLYPECTOMY SOFT AND ROTATABLE ROUND SNARE ASSORTED SNARE SIZES AND ASSORTED WORKING CHANNEL DIAMETER AND WORKING LENGTH | ENDOSCOPY CONSUMABLES SUPPLIES
11087 | 4229161602500 | POLYPECTOMY SOFT AND ROTATABLE HEXAGONAL SNARE ASSORTED SNARE SIZES AND ASSORTED WORKING CHANNEL DIAMETER AND WORKING LENGTH | ENDOSCOPY CONSUMABLES SUPPLIES
11088 | 4229161602600 | POLYPECTOMY STIFF AND ROTATABLE ROUND SNARE ASSORTED SNARE SIZES AND ASSORTED WORKING CHANNEL DIAMETER AND WORKING LENGTH | ENDOSCOPY CONSUMABLES SUPPLIES
11089 | 4229161602700 | POLYPECTOMY STIFF AND ROTATABLE HEXAGONAL SNARE ASSORTED SNARE SIZES AND ASSORTED WORKING CHANNEL DIAMETER AND WORKING LENGTH | ENDOSCOPY CONSUMABLES SUPPLIES
11090 | 4110180400600 | DISTAL ATTACHMENT CAP (TRANSPARENT) BOUGIE ASSORTED LENGTH ASSORTED CAP OUTER DIAMETER ASSORTED SCOPE TIP OUTER DIAMETER | ENDOSCOPY CONSUMABLES SUPPLIES
11091 | 4229501701500 | DISTAL ATTACHMENT CAP (TRANSPARENT) TO FACILITATE ENDOSCOPIC VIEW DURING POEM ASSORTED TYPES ASSORTED SHAPES AND ASSORTED SIZES AND LENGTH | ENDOSCOPY CONSUMABLES SUPPLIES
11092 | 4229630801300 | DISTAL ATTACHMENT RING / CUFF TO ENHANCE STABILITY AND VISIBILITY DURING ENDOTHERAPY ASSORTED TYPES ASSORTED SHAPES AND ASSORTED SIZES AND LENGTH | ENDOSCOPY CONSUMABLES SUPPLIES
11093 | 4229590502300 | PANCREATIC PLASTIC STENT STRAIGHT WITHOUT INTERNAL FLAP SET (STENT WITH PUSHER) LONG WIRE SYSTEM ASSORTED SIZES | ENDOSCOPY CONSUMABLES SUPPLIES
11094 | 4229590502400 | PANCREATIC PLASTIC STENT STRAIGHT WITHOUT INTERNAL FLAP SET (STENT WITH PUSHER) SHORT WIRE SYSTEM ASSORTED SIZES | ENDOSCOPY CONSUMABLES SUPPLIES
11095 | 4229590502500 | PANCREATIC PLASTIC STENT STRAIGHT WITH INTERNAL FLAP (STENT WITHOUT PUSHER) ASSORTED SIZES | ENDOSCOPY CONSUMABLES SUPPLIES
11096 | 4229590502600 | PANCREATIC PLASTIC STENT STRAIGHT WITH INTERNAL FLAP SET (STENT WITH PUSHER) LONG WIRE SYSTEM ASSORTED SIZES | ENDOSCOPY CONSUMABLES SUPPLIES
11097 | 4229590502700 | PANCREATIC PLASTIC STENT STRAIGHT WITH INTERNAL FLAP SET (STENT WITH PUSHER) SHORT WIRE SYSTEM ASSORTED SIZES | ENDOSCOPY CONSUMABLES SUPPLIES
11098 | 4229590502800 | PANCREATIC SINGLE PIGTAIL PLASTIC STENT WITHOUT INTERNAL FLAP SET (STENT WITH PUSHER) LONG WIRE SYSTEM ASSORTED SIZES | ENDOSCOPY CONSUMABLES SUPPLIES
11099 | 4229590502900 | PANCREATIC SINGLE PIGTAIL PLASTIC STENT WITHOUT INTERNAL FLAP SET (STENT WITH PUSHER) SHORT WIRE SYSTEM ASSORTED SIZES | ENDOSCOPY CONSUMABLES SUPPLIES
11100 | 4229590503000 | PANCREATIC SINGLE PIGTAIL PLASTIC STENT WITH INTERNAL FLAP (STENT WITHOUT PUSHER) ASSORTED SIZES | ENDOSCOPY CONSUMABLES SUPPLIES
11101 | 4229590503100 | PANCREATIC SINGLE PIGTAIL PLASTIC STENT WITH INTERNAL FLAP SET (STENT WITH PUSHER) LONG WIRE SYSTEM ASSORTED SIZES | ENDOSCOPY CONSUMABLES SUPPLIES
11102 | 4229590503200 | PANCREATIC SINGLE PIGTAIL PLASTIC STENT WITH INTERNAL FLAP SET (STENT WITH PUSHER) SHORT WIRE SYSTEM ASSORTED SIZES | ENDOSCOPY CONSUMABLES SUPPLIES
11103 | 4229590503300 | BILIARY PRELOADED PLASTIC STENT WITH ASSORTED TYPES (FLAP NUMBER AND SHAPE) SET (WITH DELIVERY SYSTEM AND PUSHER) SHORT WIRE SYSTEM ASSORTED SIZES | ENDOSCOPY CONSUMABLES SUPPLIES
11104 | 4229494104400 | BILIARY SINGLE PIGTAIL NASOBILIARY DRAINAGE SET (INCLUDES: NASAL CONVERSION TUBE CONNECTING TUBE AND INJECTION CONNECTOR) RADIOPAQUE ACCEPT GUIDE WIRE ASSORTED SIZES AND ASSORTED WORKING LENGTH | ENDOSCOPY CONSUMABLES SUPPLIES
11105 | 4229590503700 | BILIARY PARTIALLY COVERED METALLIC STENT LONG WIRE SYSTEM ASSORTED LENGTH ASSORTED DIAMETER | ENDOSCOPY CONSUMABLES SUPPLIES
11106 | 4229495900200 | BILIARY SPHINCTEROTOME STANDARD TAPERED TIP TRIPLE LUMEN ASSORTED SIZES OF DISTAL TIP LENGTH AND CUTTING WIRE LENGTH SHORT WIRE SYSTEM (RAPID EXCHANGE) | ENDOSCOPY CONSUMABLES SUPPLIES
11107 | 4229495900300 | BILIARY SPHINCTEROTOME LONG TAPERED TIP TRIPLE LUMEN ASSORTED SIZES OF DISTAL TIP LENGTH AND CUTTING WIRE LENGTH LONG WIRE SYSTEM | ENDOSCOPY CONSUMABLES SUPPLIES
11108 | 4229495900400 | BILIARY SPHINCTEROTOME LONG TAPERED TIP TRIPLE LUMEN ASSORTED SIZES OF DISTAL TIP LENGTH AND CUTTING WIRE LENGTH SHORT WIRE SYSTEM (RAPID EXCHANGE) | ENDOSCOPY CONSUMABLES SUPPLIES
11109 | 4229495900500 | BILIARY PRELOADED SPHINCTEROTOME (WITH ASSORTED GUIDEWIRE SIZES 0.035 INCH AND 0.025 INCH) STANDARD TAPERED TIP TRIPLE LUMEN ASSORTED SIZES OF DISTAL TIP LENGTH AND CUTTING WIRE LENGTH SHORT WIRE SYSTEM (RAPID EXCHANGE) | ENDOSCOPY CONSUMABLES SUPPLIES
11110 | 4229495900600 | BILIARY PRELOADED SPHINCTEROTOME (WITH ASSORTED GUIDEWIRE SIZES 0.035 INCH AND 0.025 INCH) LONG TAPERED TIP TRIPLE LUMEN ASSORTED SIZES OF DISTAL TIP LENGTH AND CUTTING WIRE LENGTH LONG WIRE SYSTEM | ENDOSCOPY CONSUMABLES SUPPLIES
11111 | 4229495900700 | BILIARY PRELOADED SPHINCTEROTOME (WITH ASSORTED GUIDEWIRE SIZES 0.035 INCH AND 0.025 INCH) LONG TAPERED TIP TRIPLE LUMEN ASSORTED SIZES OF DISTAL TIP LENGTH AND CUTTING WIRE LENGTH SHORT WIRE SYSTEM (RAPID EXCHANGE) | ENDOSCOPY CONSUMABLES SUPPLIES
11112 | 4229495900800 | BILIARY PRELOADED ROTATABLE SPHINCTEROTOME (WITH ASSORTED GUIDEWIRE SIZES 0.035 INCH AND 0.025 INCH) WITH ABILITY TO ROTATE THE TIP BY THE SPHINCTEROTOME HANDLE CENTER LUMEN DESIGN ASSORTED SIZES LONG WIRE SYSTEM | ENDOSCOPY CONSUMABLES SUPPLIES
11113 | 4229495900900 | BILIARY PRELOADED ROTATABLE SPHINCTEROTOME (WITH ASSORTED GUIDEWIRE SIZES 0.035 INCH AND 0.025 INCH) WITH ABILITY TO ROTATE THE TIP BY THE SPHINCTEROTOME HANDLE CENTER LUMEN DESIGN ASSORTED SIZES SHORT WIRE SYSTEM (RAPID EXCHANGE) | ENDOSCOPY CONSUMABLES SUPPLIES
11114 | 4229495901000 | BILIARY SPHINCTEROTOME ULTRA TAPERED TIP (3F-4F OUTER DIAMETER) ASSORTED SIZES OF DISTAL TIP LENGTH AND CUTTING WIRE LENGTH LONG WIRE SYSTEM | ENDOSCOPY CONSUMABLES SUPPLIES
11115 | 4229495901100 | BILIARY SPHINCTEROTOME ULTRA TAPERED TIP (3F-4F OUTER DIAMETER) ASSORTED SIZES OF DISTAL TIP LENGTH AND CUTTING WIRE LENGTH SHORT WIRE SYSTEM (RAPID EXCHANGE) | ENDOSCOPY CONSUMABLES SUPPLIES
11116 | 4229494104500 | BILIARY NEEDLE KNIFE SPHINCTEROTOMY ASSORTED NEEDLE LENGTH TRIPLE LUMEN LONG WIRE SYSTEM | ENDOSCOPY CONSUMABLES SUPPLIES
11117 | 4229491306600 | BILIARY EXTRACTION BALLOON INJECTION PORT ABOVE BALLOON TRIPLE LUMEN MULTIPLE BALLOON SIZES ASSORTED SIZES SHORT WIRE SYSTEM (RAPID EXCHANGE) | ENDOSCOPY CONSUMABLES SUPPLIES
11118 | 4229491306700 | BILIARY EXTRACTION BALLOON INJECTION PORT BELOW BALLOON TRIPLE LUMEN MULTIPLE BALLOON SIZES ASSORTED SIZES LONG WIRE SYSTEM | ENDOSCOPY CONSUMABLES SUPPLIES
11119 | 4229491306800 | BILIARY EXTRACTION BALLOON INJECTION PORT BELOW BALLOON TRIPLE LUMEN MULTIPLE BALLOON SIZES ASSORTED SIZES SHORT WIRE SYSTEM (RAPID EXCHANGE) | ENDOSCOPY CONSUMABLES SUPPLIES
11120 | 4229494104600 | BILIARY EXTRACTION BASKET WIRE GUIDED ROTATABLE ASSORTED NUMBER OF WIRES AND ASSORTED OPENING DIAMETER LONG WIRE SYSTEM | ENDOSCOPY CONSUMABLES SUPPLIES
11121 | 4229494104700 | BILIARY EXTRACTION BASKET WIRE GUIDED ASSORTED NUMBER OF WIRES AND ASSORTED OPENING DIAMETER SHORT WIRE SYSTEM (RAPID EXCHANGE) | ENDOSCOPY CONSUMABLES SUPPLIES
11122 | 4229494104800 | BILIARY GUIDEWIRE WITH HYDROPHILIC TIP ASSORTED TYPES OF TIP (STRAIGHT AND ANGULATED) ASSORTED TYPES OF STIFFNESS (REGULAR/ STIFF) 0.021 INCH SHORT WIRE (260 CM LENGTH) | ENDOSCOPY CONSUMABLES SUPPLIES
11123 | 4229494104900 | BILIARY GUIDEWIRE WITH HYDROPHILIC TIP ASSORTED TYPES OF TIP (STRAIGHT AND ANGULATED) ASSORTED TYPES OF STIFFNESS (REGULAR/ STIFF) 0.018 / INCH LONG WIRE (GREATER THAN 400 CM LENGTH) | ENDOSCOPY CONSUMABLES SUPPLIES
11124 | 4229494105100 | BILIARY GUIDEWIRE WITH HYDROPHILIC TIP ASSORTED TYPES OF TIP (STRAIGHT AND ANGULATED) ASSORTED TYPES OF STIFFNESS (REGULAR/ STIFF) ASSORTED SIZES (0.035 INCH AND 0.025 INCH) SHORT WIRE (260 CM LENGTH) | ENDOSCOPY CONSUMABLES SUPPLIES
11125 | 4229494105200 | BILIARY GUIDEWIRE WITH HYDROPHILIC AND RADIOPAQUE TIP WITH SPRING COIL DESIGN TIP ASSORTED TYPES OF TIP (STRAIGHT AND ANGULATED) ASSORTED TYPES OF STIFFNESS (REGULAR/ STIFF) ASSORTED SIZES (0.035 INCH 0.025 / INCH) LONG WIRE (GREATER THAN 400 CM LENGTH) | ENDOSCOPY CONSUMABLES SUPPLIES
11126 | 4229494105300 | BILIARY GUIDEWIRE WITH HYDROPHILIC AND RADIOPAQUE TIP WITH SPRING COIL DESIGN TIP ASSORTED TYPES OF TIP (STRAIGHT AND ANGULATED) ASSORTED TYPES OF STIFFNESS(REGULAR/ STIFF) ASSORTED SIZES (0.035 INCH 0.025 INCH) SHORT WIRE (260 CM LENGTH) | ENDOSCOPY CONSUMABLES SUPPLIES
11127 | 4110180400700 | REUSABLE STAINLESS STEEL COIL SHEATH(USED WITH MECHANICAL LITHOTRIPTER HANDLE) FOR CRUSHING STONE OUTSIDE THE SCOPE | ENDOSCOPY CONSUMABLES SUPPLIES
11128 | 4214260100400 | EUS ASPIRATION NEEDLE FINE NEEDLE ASPIRATION (FNA) WITH COBALT-CHROMIUM CONSTRUCTION TECHNOLOGY ASSORTED SIZES (INCLUDING 19G 22 G 25 G) | ENDOSCOPY CONSUMABLES SUPPLIES
11129 | 4214250420100 | EUS BIOPSY NEEDLE FINE NEEDLE BIOPSY (FNB) WITH COBALT-CHROMIUM CONSTRUCTION TECHNOLOGY ASSORTED SIZES (INCLUDING 19G 22 G 25 G) | ENDOSCOPY CONSUMABLES SUPPLIES
11130 | 4214260100500 | EUS ASPIRATION NEEDLE FINE NEEDLE ASPIRATION (FNA) WITH NITINOL CONSTRUCTION TECHNOLOGY ASSORTED SIZES (INCLUDING 19G 22 G 25 G) | ENDOSCOPY CONSUMABLES SUPPLIES
11131 | 4229590504100 | PANCREATIC PLASTIC STENT SOFT MULTIPLE DRAINAGE HOLES WITHOUT FLAP (STENT WITH PUSHER) ASSORTED SIZES | ENDOSCOPY CONSUMABLES SUPPLIES
11132 | 4214250420200 | EUS BIOPSY NEEDLE FINE NEEDLE BIOPSY (FNB) WITH NITINOL CONSTRUCTION TECHNOLOGY ASSORTED SIZES (INCLUDING 19G 22 G 25 G) | ENDOSCOPY CONSUMABLES SUPPLIES
11133 | 4214260100600 | INTERCHANGEABLE EUS DELIVERY SYSTEM WITH FINE NEEDLE ASPIRATION (FNA NEEDLE) ASSORTED SIZES (INCLUDING 19G 22 G 25 G) | ENDOSCOPY CONSUMABLES SUPPLIES
11134 | 4214260100700 | FINE NEEDLE ASPIRATION (FNA NEEDLE) COMPATIBLE WITH INTERCHANGEABLE EUS DELIVERY SYSTEM ASSORTED SIZES (INCLUDING 19G 22 G 25 G) | ENDOSCOPY CONSUMABLES SUPPLIES
11135 | 4214250420300 | INTERCHANGEABLE EUS DELIVERY SYSTEM WITH FINE NEEDLE BIOPSY (FNB NEEDLE) ASSORTED SIZES (INCLUDING 19G 22 G 25 G) | ENDOSCOPY CONSUMABLES SUPPLIES
11136 | 4214250420400 | FINE NEEDLE BIOPSY (FNB NEEDLE) COMPATIBLE WITH INTERCHANGEABLE EUS DELIVERY SYSTEM ASSORTED SIZES (INCLUDING 19G 22 G 25 G) | ENDOSCOPY CONSUMABLES SUPPLIES
11137 | 4229510402300 | SINGLE USE ELECTROSURGICAL CYSTOTOME (CYTOENTEROSTOMY) WITHOUT NEEDLE ASSORTED SIZES AND DIAMETER | ENDOSCOPY CONSUMABLES SUPPLIES
11138 | 4110180400800 | SINGLE USE ACCESS AND DELIVERY CATHETER DIRECT VISUALIZATION SYSTEM OF PERCUTANEOUS TRANSHEPATIC CHOLANGIOSCOPE PTC (THE SCOPE) | ENDOSCOPY CONSUMABLES SUPPLIES
11139 | 4229491306900 | REUSABLE REMOVAL KIT FOR INTRAGASTRIC BALLOON ASSORTED SIZES | ENDOSCOPY CONSUMABLES SUPPLIES
11140 | 4110180400900 | REMOVAL SYSTEM FOR OVER THE SCOPE CLIP (OTSC) COMPLETE SET ASSORTED SIZES ASSORTED WORKING LENGTH ONE (1) EACH = ONE (1) SET | ENDOSCOPY CONSUMABLES SUPPLIES
11141 | 4214250420500 | FULL THICKNESS RESECTION BIOPSY SET FOR COLON AND RECTUM COMPLETE SET | ENDOSCOPY CONSUMABLES SUPPLIES
11142 | 4214250420600 | FULL THICKNESS RESECTION BIOPSY SET FOR STOMACH AND DUODENUM (GASTRODUODENAL) COMPLETE SET | ENDOSCOPY CONSUMABLES SUPPLIES
11143 | 4231220041100 | ENDOSCOPIC SUTURING SYSTEM OVER THE SCOPE COMPATIBLE WITH DOUBLE CHANNEL SCOPE DISPOSABLE | ENDOSCOPY CONSUMABLES SUPPLIES
11144 | 4214390301300 | REUSABLE HIGH RESOLUTION ANORECTAL MANOMETRY CATHETER ASSORTED SIZES FOR ADULT AND PEDIATRIC | ENDOSCOPY CONSUMABLES SUPPLIES
11145 | 4227150402000 | SHEATH FOR ESOPHAGEAL MANOMETRY CATHETER ASSORTED SIZES SINGLE USE | ENDOSCOPY CONSUMABLES SUPPLIES
11146 | 4214390301400 | SHEATH FOR ANORECTAL MANOMETRY CATHETER ASSORTED SIZES SINGLE USE | ENDOSCOPY CONSUMABLES SUPPLIES
11147 | 4229501701800 | ADAPTOR (PLUG) AIR/WATER /SUCTION FOR MANUAL CLEANING FOR ENDOSCOPIC ULTRASOUND SCOPE (EUS) COMPATIBLE WITH EACH HOSPITAL SCOPE REUSABLE | ENDOSCOPY CONSUMABLES SUPPLIES
11148 | 4229631501100 | ADAPTOR (PLUG) AIR/WATER /SUCTION FOR MANUAL CLEANING FOR DOUBLE BALLOON ENTEROSCOPE COMPATIBLE WITH EACH HOSPITAL SCOPE REUSABLE | ENDOSCOPY CONSUMABLES SUPPLIES
11149 | 4229631300600 | SUCTION VALVE AIR WATER VALVE AND BIOPSY VALVE SET FOR GASTROSCOPE AND COLONOSCOPE AND DUODENOSCOPE SINGLE USE | ENDOSCOPY CONSUMABLES SUPPLIES
11150 | 4229631300800 | DISTAL CAP FOR THERAPEUTIC SIDEVIEW DUODENOSCOPE ASSORTED SIZES COMPATIBLE WITH EACH HOSPITAL MACHINE REUSABLE | ENDOSCOPY CONSUMABLES SUPPLIES
11151 | 4229631301100 | DISTAL CAP WITH ELEVATOR FOR THERAPEUTIC SIDEVIEW DUODENOSCOPE COMPATIBLE WITH EACH HOSPITAL MACHINE SINGLE USE | ENDOSCOPY CONSUMABLES SUPPLIES
11152 | 4110180401600 | CONNECTOR AUXILIARY WATER CONNECTOR TO CONNECT AUXILIARY WATER PORT OF THE SCOPE TO IRRIGATION TUBE SINGLE USE | ENDOSCOPY CONSUMABLES SUPPLIES
11153 | 4229631301200 | WATER TANK FOR (FOR WATER JET/PUMP) GASTROSCOPE COLONOSCOPE AND DUODENOSCOPE | ENDOSCOPY CONSUMABLES SUPPLIES
11154 | 4229631501700 | RUBBER AND ATTACHMENT TOOL FOR DOUBLE BALLOON ENTEROSCOPE | ENDOSCOPY CONSUMABLES SUPPLIES
11155 | 4229631501800 | ONE-TOUCH CONNECTOR SET (2 TUBES) FOR DOUBLE BALLOON ENTEROSCOPE | ENDOSCOPY CONSUMABLES SUPPLIES
11156 | 4110180401900 | CLEANING BRUSH FOR SCOPE SUCTION/AIR WATER PORTS SINGLE USE ASSORTED SIZES | ENDOSCOPY CONSUMABLES SUPPLIES
11157 | 4110180402000 | CLEANING BRUSH WITH BALL TIP FOR SCOPE CHANNEL REUSABLE ASSORTED SIZES | ENDOSCOPY CONSUMABLES SUPPLIES
11158 | 4228202100200 | DOUBLE HEADER CLEANING BRUSH FOR SUCTION/AIR WATER PORTS (TWO DIFFERENT SIZES BRUSHES AT EACH END) REUSABLE | ENDOSCOPY CONSUMABLES SUPPLIES
11159 | 4228202100300 | DOUBLE HEADER CLEANING BRUSH FOR SUCTION/AIR WATER PORTS (TWO DIFFERENT SIZES BRUSHES AT EACH END) SINGLE USE | ENDOSCOPY CONSUMABLES SUPPLIES
11160 | 4228202100600 | COMPLETE SET OF CLEANING BRUSHES (DOUBLE HEADER BRUSH FOR SUCTION/AIR WATER AND CHANNEL CLEANING BRUSH) SINGLE USE | ENDOSCOPY CONSUMABLES SUPPLIES
11161 | 4110180402200 | CLEANING BRUSH FOR AIR/WATER CHANNEL OF EUS SCOPE SINGLE USE | ENDOSCOPY CONSUMABLES SUPPLIES
11162 | 4229631301300 | CLEANING BRUSH FOR ELEVATOR OF DUODENOSCOPE (ERCP SCOPE) SINGLE USE | ENDOSCOPY CONSUMABLES SUPPLIES
11163 | 4229491307200 | MINI CLEANING BRUSH FOR TINY CHANNEL OF BRONCHOSCOPE BALLOON CHANNEL OF EUS SCOPE AND DILATORS (SAVARY) CHANNEL DIAMETER 1 - 1.5 MM SINGLE USE | ENDOSCOPY CONSUMABLES SUPPLIES
11164 | 4229501702100 | ACTIVATOR FOR HIGH LEVEL DISINFECTANT SOLUTION FOR AUTOMATED ENDOSCOPIC REPROCESSING (AER) COMPATIBLE WITH EACH HOSPITAL MACHINE | ENDOSCOPY CONSUMABLES SUPPLIES
11165 | 4110180402400 | ALCOHOL 70% ISOPROPYL SOLUTION FOR ALCOHOL FLUSH TO PROMOTE SCOPE CHANNELS DRYING 5 LITERS | ENDOSCOPY CONSUMABLES SUPPLIES
11166 | 4229546000600 | WATER RESISTANT (WATER PROOF) CAP TO BE ATTACHED TO THE ELECTRICAL CONNECTOR TO PROTECT ENDOSCOPE FROM WATER COMPATIBLE WITH EACH HOSPITAL SCOPE REUSABLE | ENDOSCOPY CONSUMABLES SUPPLIES
11167 | 4115000036900 | PROTEIN RESIDUE DETECTION TEST FOR ENDOSCOPY SCOPES 1.7MM | ENDOSCOPY CONSUMABLES SUPPLIES
11168 | 4115000037000 | DETECTION FOR ENDOSCOPY PROTEIN 2.8MM | ENDOSCOPY CONSUMABLES SUPPLIES
11169 | 4228150300200 | DISINFECTANT FILTER FOR AUTOMATED ENDOSCOPE REPROCESSING | ENDOSCOPY CONSUMABLES SUPPLIES
11170 | 4224171200700 | ENDOSCOPE TIP PROTECTOR SINGLE USE. ASSORTED SIZE. | ENDOSCOPY CONSUMABLES SUPPLIES
11171 | 4215168500900 | HOOKUP AER LEAK TEST CONNECTOR FUJINON OR EQUIVALENT FLEXIBLE ENDOSCOPE VENTING PORT | ENDOSCOPY CONSUMABLES SUPPLIES
11172 | 4215168501000 | HOOKUP AER LEAK TEST CONNECTOR OLYMPUS OR EQUIVALENT FLEXIBLE ENDOSCOPE VENTING PORT | ENDOSCOPY CONSUMABLES SUPPLIES
11173 | 4215168501100 | HOOKUP AER LEAK TEST CONNECTOR PENTAX OR EQUIVALENT FLEXIBLE ENDOSCOPE VENTING PORT | ENDOSCOPY CONSUMABLES SUPPLIES
11174 | 4215168501200 | HOOKUP DSD/SSD OLYMPUS OR EQUIVALENT BRONCHOSCOPE ADAPTER | ENDOSCOPY CONSUMABLES SUPPLIES
11175 | 4215168501300 | HOOKUP DSD/SSD OLYMPUS OR EQUIVALENT CONNECTOR | ENDOSCOPY CONSUMABLES SUPPLIES
11176 | 4215168501500 | HOOKUP OLYMPUS OR EQUIVALENT ULTRASOUND BRONCHOSCOPE | ENDOSCOPY CONSUMABLES SUPPLIES
11177 | 4215168501600 | HOOKUP SET WITH AUXILIARY CHANNEL FOR DIFFERENT ENDOSCOPE CHANNELS COMPATIBLE WITH EACH HOSPITAL MACHINE | ENDOSCOPY CONSUMABLES SUPPLIES
11178 | 4228150300900 | FILTER DRAIN BASIN 12 FILTERS / BOX | ENDOSCOPY CONSUMABLES SUPPLIES
11179 | 4228150301000 | FILTER FOR AIR 8 FILTERS / BOX | ENDOSCOPY CONSUMABLES SUPPLIES
11180 | 4228150301200 | FILTER FOR WATER 0.1 MICRON ABSOLUTE BACTERIA RETENTIVE ONE EACH | ENDOSCOPY CONSUMABLES SUPPLIES
11181 | 4228150301300 | FILTER FOR WATER 0.4 MICRON ONE EACH | ENDOSCOPY CONSUMABLES SUPPLIES
11182 | 4228150301400 | FILTER FOR WATER 1 MICRON ONE EACH | ENDOSCOPY CONSUMABLES SUPPLIES
11183 | 4228150301500 | FILTER REPLACEMENT ACTIVE VAPOR MANAGEMENT CHARCOAL ONE EACH | ENDOSCOPY CONSUMABLES SUPPLIES
11184 | 4228202100700 | RIBBON PRINTER (MUST COMPATIBLE WITH EACH HOSPITAL MACHINE) | ENDOSCOPY CONSUMABLES SUPPLIES
11185 | 4229633904600 | LUMEN APPOSING METAL STENT WITH ELECTROCAUTERY ENHANCED DELIVERY SYSTEM HOT FOR PSEUDOCYST DRAINAGE SINGLE OPERATOR ASSORTED SIZES | ENDOSCOPY CONSUMABLES SUPPLIES
11186 | 4229633908300 | PANCREATIC STENT PUSHER DISPOSABLE SIZE 3 F | ENDOSCOPY CONSUMABLES SUPPLIES
11187 | 4229510402200 | SINGLE USE ELECTROSURGICAL CYSTOTOME (CYSTOENTEROSTOMY) WITH NEEDLE ASSORTED SIZES AND DIAMETER | ENDOSCOPY CONSUMABLES SUPPLIES
11188 | 4227160018800 | PIECE MOUTHPIECE BREATH TEST STRAW TRANDPARENT SINGLE-SIDED SLOPING ONE-WAY | ENDOSCOPY CONSUMABLES SUPPLIES
11189 | 4229180000200 | ESOPHAGEAL MULTIBAND LIGATOR ( NOT LESS THAN 4 SHOTS) | ENDOSCOPY CONSUMABLES SUPPLIES
11190 | 4110620200200 | UREA BREATH TEST DOUBLE BREATH BAG ASSORTED TYPE AND SIZES | ENDOSCOPY CONSUMABLES SUPPLIES
11191 | 4229491307000 | ANORECTAL BALLOON AND CATHETER FOR BALLOON EXPULSION TEST AND BIOFEEDBACK SINGLE USE (ASSORTED SIZES) | ENDOSCOPY CONSUMABLES SUPPLIES
11192 | 4110180402300 | PROTEIN RESIDUE DETECTION TEST KIT FOR SCOPES | ENDOSCOPY CONSUMABLES SUPPLIES
11193 | 4229500000200 | SINGLE USE BRONCHOSCOPIC FLEXIBLE CRYOPROBE ASSORTED DIAMETER | ENDOSCOPY CONSUMABLES SUPPLIES
11194 | 4218150800500 | WIPES FOR ENDOSCOPY BEDSIDE CLEANING WITH PRE-DILUTED ENZYMATIC DETERGENT TO REMOVE SOILS FROM ALL TYPES OF ENDOSCOPES NEUTRAL PH LINT FREE DURABLE | ENDOSCOPY CONSUMABLES SUPPLIES
11195 | 4229494403200 | BELT SENSOR FOR ENDOSCOPY CAPSULE SYSTEM REUSABLE | ENDOSCOPY CONSUMABLES SUPPLIES
11196 | 4229496702100 | ELECTROCAUTERY SNARE FOR BRONCHOSCOPY STANDARD TYPE (IT SHOULD BE COMPATIBLE WITH HOSPITAL STANDARD) | ENDOSCOPY CONSUMABLES SUPPLIES
11197 | 4229496702000 | ELECTROCAUTERY KNIFE FOR BRONCHOSCOPY STANDARD TYPE (IT SHOULD BE COMPATIBLE WITH HOSPITAL STANDARD) | ENDOSCOPY CONSUMABLES SUPPLIES
11198 | 4227190906500 | SUCTION VALVE FOR BRONCHOSCOPE SINGLE USE (IT SHOULD BE COMPATIBLE WITH HOSPITAL STANDARD) | ENDOSCOPY CONSUMABLES SUPPLIES
11199 | 4229493900200 | SUCTION VALVE FOR ENDOBRONCHIAL ULTRASOUND (EBUS) BRONCHOSCOPE SINGLE USE (IT SHOULD BE COMPATIBLE WITH HOSPITAL STANDARD) | ENDOSCOPY CONSUMABLES SUPPLIES
11200 | 4227190907100 | BIOPSY VALVE FOR BRONCHOSCOPE SINGLE USE (IT SHOULD BE COMPATIBLE WITH HOSPITAL STANDARD) | ENDOSCOPY CONSUMABLES SUPPLIES
11201 | 4229494300800 | BIOPSY VALVE FOR EBUS BRONCHOSCOPE SINGLE USE (IT SHOULD BE COMPATIBLE WITH HOSPITAL STANDARD) | ENDOSCOPY CONSUMABLES SUPPLIES
11202 | 4229501800000 | PLASMA BAG FOR STORAGE OF FLEXIBLE SCOPES SIZE 60CM X 50 CM SINGLE USE COMPATIBLE WITH PLASMA TYPHOON MACHINE. | ENDOSCOPY CONSUMABLES SUPPLIES
11203 | 4410311200500 | RIBBON THERMAL TRANSFER FOR PRINTER (COMPATIBLE WITH HOSPITAL STANDARD) | ENDOSCOPY CONSUMABLES SUPPLIES
11204 | 4713180001100 | HIGH LEVEL DISINFECTANT GLUTARALDEHYDE-BASED FOR AUTOMATED ENDOSCOPE REPROCESSORS LOW FOAMING EFFECTIVE AGAINST BACTERIA MYCOBACTERIA FUNGI VIRUSES AND SPORES BIODEGRADABLE ANTI-CORROSION COLORLESS ODORLESS AND NONTOXIC DISINFECTANT READY FOR USE OR PROVIDED WITH ITS ADDITIVE PROVIDE NOT LESS THAN 20 SOLUTION EFFICIENCY TEST STRIPS FOR EVERY GALLON (IT SHOULD BE COMPATIBLE WITH HOSPITAL MACHINE) GALLON | ENDOSCOPY CONSUMABLES SUPPLIES
11205 | 4228201001200 | MULTI ENZYMATIC DETERGENTS FOR MANUAL CLEANING FOR ALL FLEXIBLE ENDOSCOPES LOW FOAMING NEUTRAL PH. FREE RINSING CORROSION INHIBITOR BIODEGRADABLE COMPATIBLE WITH EACH HOSPITAL SCOPE WITH EVERY 5 GALLON ONE MANUAL DOSING PUMP GALLON. | ENDOSCOPY CONSUMABLES SUPPLIES
11206 | 4229490818200 | BIOPSY FORCEPS FOR PLEUROSCOPY SINGLE USE | ENDOSCOPY CONSUMABLES SUPPLIES
11207 | 4215245316000 | ENDOSCOPIC SUTURING SYSTEM THROUGH THE SCOPE DISPOSABLE | ENDOSCOPY CONSUMABLES SUPPLIES
11208 | 4229490830500 | RAT TOOTH GRASPING FORCEPS ASSORTED SIZES OF WORKING CHANNEL AND WORKING LENGTH REUSABLE | ENDOSCOPY CONSUMABLES SUPPLIES
11209 | 4229490830600 | REUSABLE COMBINED ALLIGATOR AND RAT TOOTH GRASPING DEVICE ASSORTED SIZES OF WORKING CHANNEL AND WORKING LENGTH | ENDOSCOPY CONSUMABLES SUPPLIES
11210 | 4229490830400 | NON-HEMOSTATIC THROUGH THE SCOPE TISSUE APPOSITION CLIP WITH SHARP ANCHOR FOR DEFECT CLOSURE | ENDOSCOPY CONSUMABLES SUPPLIES
11211 | 4223161100300 | NON ADJUSTABLE INTRAGASTRIC BALLOON FLUID FILLED ( > 6 MONTHS DURABILITY) | ENDOSCOPY CONSUMABLES SUPPLIES
11212 | 4229493401900 | ENDOSCOPIC SUTURING SYSTEM OVER THE SCOPE COMPATIBLE WITH SINGLE CHANNEL SCOPE DISPOSABLE | ENDOSCOPY CONSUMABLES SUPPLIES
11213 | 4229495901200 | BILIARY SPHINCTEROTOME STANDARD TIP TRIPLE LUMEN WITH COATED PROXIMAL END ASSORTED SIZES OF DISTAL TIP LENGTH AND CUTTING WIRE LENGTH LONG WIRE SYSTEM | ENDOSCOPY CONSUMABLES SUPPLIES
11214 | 4229590205400 | STENT UNCOVERED TRACHEOBRONCHIAL ASSORTED SIZES STERILE DISPOSABLE | ENDOSCOPY CONSUMABLES SUPPLIES
11215 | 4229590205300 | STENT PARTIALLY COVERED TRACHEOBRONCHIAL ASSORTED SIZES STERILE DISPOSABLE | ENDOSCOPY CONSUMABLES SUPPLIES
11216 | 4229640600500 | TUBE HYBRID COMBINED IRRIGATION AND CO2 INSUFFLATION TUBE TO BE CONNECTED TO IRRIGATION PUMP (WATER JET) AND CO2 INSUFFLATOR SINGLE DAY USE | ENDOSCOPY CONSUMABLES SUPPLIES
11217 | 4229640600400 | GAS TUBE FOR ENDOSCOPY CO2 INSUFFLATOR COMPATIBLE WITH EACH HOSPITAL MACHINE DISPOSABLE | ENDOSCOPY CONSUMABLES SUPPLIES
11218 | 4229633901200 | AIR/WATER VALVE FOR ENDOSCOPIC ULTRASOUND SCOPE (EUS) SINGLE USE | ENDOSCOPY CONSUMABLES SUPPLIES
11219 | 4229631500800 | SINGLE USE HOT BIOPSY FORCEPS FOR ENTEROSCOPE ASSORTED SIZES OF WORKING / CHANNEL AND ASSORTED SIZES OF LENGTH ( NOT LESS THAN 300 CM FOR / ENTEROSCOPE) | ENDOSCOPY CONSUMABLES SUPPLIES
11220 | 4229633901800 | BILIARY ISOLATED-TIP NEEDLE-KNIFE PAPILLOTOME WITH SEMI OVAL TIP FOR PRECUT PAPILLOTOMY AND ZENKER'S DIVERTICULUM DISSECTION 10MM CUTTING WIRE | ENDOSCOPY CONSUMABLES SUPPLIES
11221 | 4229180253800 | BILIARY BIOPSY FORCEPS STAINLESS STEEL SHEATH DIMETER 2.1 MM OR LESS / LENGTH NOT LESS THAN 220 CM | ENDOSCOPY CONSUMABLES SUPPLIES
11222 | 4220170900200 | EXTERNAL ANAL SPHINCTER ELECTROMYOGRAPHY REUSABLE | ENDOSCOPY CONSUMABLES SUPPLIES
11223 | 4229631301000 | DISTAL CAP WITH ELEVATOR FOR DIAGNOSTIC SIDEVIEW DUODENOSCOPE COMPATIBLE WITH EACH HOSPITAL MACHINE SINGLE USE | ENDOSCOPY CONSUMABLES SUPPLIES
11224 | 4110180401500 | SUCTION TUBE TO BE CONNECTED TO SUCTION PORT OF THE SCOPE SINGLE USE | ENDOSCOPY CONSUMABLES SUPPLIES
11225 | 4228202100500 | COMPLETE SET OF CLEANING BRUSH (DOUBLE HEADER BRUSH FOR SUCTION/AIR WATER AND CHANNEL CLEANING BRUSH) REUSABLE | ENDOSCOPY CONSUMABLES SUPPLIES
11226 | 4229491307400 | MINI CLEANING BRUSH FOR TINY CHANNEL OF BRONCHOSCOPE BALLOON CHANNEL OF EUS SCOPE AND DILATORS (SAVARY) CHANNEL DIAMETER 1 - 1.5 MM REUSABLE | ENDOSCOPY CONSUMABLES SUPPLIES
11227 | 4229501702200 | WATER FILTER FOR AUTOMATED ENDOSCOPE REPROCESSING | ENDOSCOPY CONSUMABLES SUPPLIES
11228 | 4229501702300 | FILTERS FOR AUTOMATED ENDOSCOPY PRE-CLEANING MACHINE | ENDOSCOPY CONSUMABLES SUPPLIES
11229 | 4229631501000 | BIOPSY FORCEPS FOR ENTEROSCOPE LENGTH NOT LESS THAN 300 CM ASSORTED / SIZES | ENDOSCOPY CONSUMABLES SUPPLIES
11230 | 4214253610400 | PARACENTESIS KIT (INCLUDING CATHETER DRAINAGE BAG ANTISEPTIC STICKS AND DRAPE) ASSORTED SIZES ONE (1) EACH = ONE (1) KIT | ENDOSCOPY CONSUMABLES SUPPLIES
11231 | 4229490006500 | LABEL ADHESIVE WHITE ROLL 1000 - 1200 LABELS PER ROLL (COMPATIBLE WITH HOSPITAL STANDARD) | ENDOSCOPY CONSUMABLES SUPPLIES
11232 | 4214253607800 | CHEST DRAIN CATHETER SET SELDINGER ASSORTED SIZES | ENDOSCOPY CONSUMABLES SUPPLIES
11233 | 4229494102300 | RADIOFREQUENCY ABLATION (RFA) CATHETER RADIAL (CIRCUMFERENTIAL SELF ADJUSTABLE BALLOON) BALLOON LENGTH 8 CM AND ELECTRODE LENGTH 4 CM FOR BARRETT'S ESOPHAGUS SET OF BALLOON CATHETER AND ELECTRODE | ENDOSCOPY CONSUMABLES SUPPLIES
11234 | 4229490013000 | EUS CELIAC PLEXUS NEUROLYSIS FNA NEEDLE DISTAL NEEDLE TIP WITH SIDE HOLES ASSORTED SIZES | ENDOSCOPY CONSUMABLES SUPPLIES
11235 | 4229633908200 | BALLOON APPLICATOR FOR LINEAR EUS SCOPE REUSABLE | ENDOSCOPY CONSUMABLES SUPPLIES
11236 | 4229546000200 | VENTING CAP ETHYLENE OXIDE (ETO) CHANNEL FOR FLEXIBLE ENDOSCOPE COMPATIBLE WITH EACH HOSPITAL MACHINE REUSABLE | ENDOSCOPY CONSUMABLES SUPPLIES
11237 | 4229631701400 | LASER FIBER FOR DIRECT VISUALIZATION SYSTEM OF CHOLANGIOSCOPE REUSABLE | ENDOSCOPY CONSUMABLES SUPPLIES
11238 | 4229501701200 | CAPSULE ENDOSCOPY DELIVERY DEVICE (FOR DIRECT PLACEMENT OF VIDEO CAPSULE INTO THE STOMACH OR SMALL INTESTINE FOR PATIENT WITH DYSPHAGIA) | ENDOSCOPY CONSUMABLES SUPPLIES
11239 | 4227150401400 | THROUGH THE SCOPE (TTS) UNCOVERED SELF EXPANDING ESOPHAGEAL METALLIC STENT ASSORTED SIZES AND DIAMETERS | ENDOSCOPY CONSUMABLES SUPPLIES
11240 | 4229494104300 | WIRE GUIDED REUSABLE GRADUATED MECHANICAL BILIARY DILATATOR FOR BILIARY AND PANCREATIC STRICTURE ASSORTED SIZES AND DIAMETERS (INCLUDING 7 F AND 8.5F AND 10F) | ENDOSCOPY CONSUMABLES SUPPLIES
11241 | 4110180400500 | RADIOFREQUENCY ABLATION (RFA) CATHETER RECTANGULAR THROUGH THE SCOPE (TTS) FOR BARRETT'S ESOPHAGUS | ENDOSCOPY CONSUMABLES SUPPLIES
11242 | 4229491306500 | RADIOFREQUENCY ABLATION (RFA) CATHETER RADIAL (CIRCUMFERENTIAL NON ADJUSTABLE BALLOON) BALLOON LENGTH 4 CM AND ASSORTED SIZES OF DIAMETER AND ELECTRODE LENGTH 3 CM FOR BARRETT'S ESOPHAGUS SET OF BALLOON CATHETER AND ELECTRODE | ENDOSCOPY CONSUMABLES SUPPLIES
11243 | 4229494105000 | BILIARY GUIDEWIRE WITH HYDROPHILIC TIP ASSORTED TYPES OF TIP (STRAIGHT AND ANGULATED) ASSORTED TYPES OF STIFFNESS (REGULAR/ STIFF) 0.018 INCH SHORT WIRE (260 CM LENGTH) | ENDOSCOPY CONSUMABLES SUPPLIES
11244 | 4229631701500 | LASER FIBER STRIP FOR DIRECT VISUALIZATION SYSTEM OF CHOLANGIOSCOPE REUSABLE | ENDOSCOPY CONSUMABLES SUPPLIES
11245 | 4229633903000 | CERAMIC SCISSOR FOR LASER FIBER OF DIRECT VISUALIZATION SYSTEM OF CHOLANGIOSCOPE REUSABLE | ENDOSCOPY CONSUMABLES SUPPLIES
11246 | 4618240700200 | CLEANING AND DECONTAMINATION WIPES FOR STERILIZATION OF MANOMETRY CATHETER (COMPLETE SYSTEM INCLUDING WIPES AND SOLUTION) | ENDOSCOPY CONSUMABLES SUPPLIES
11247 | 4220170900000 | PH BUFFER PH1 FOR PH CATHETER AND CALIBRATION OF WIRELESS CAPSULE PH MONITORING | ENDOSCOPY CONSUMABLES SUPPLIES
11248 | 4220170900100 | INTERNAL ANAL SPHINCTER ELECTROMYOGRAPHY DISPOSABLE | ENDOSCOPY CONSUMABLES SUPPLIES
11249 | 4229631300700 | DISTAL CAP FOR DIAGNOSTIC SIDEVIEW DUODENOSCOPE ASSORTED SIZES COMPATIBLE WITH EACH HOSPITAL MACHINE REUSABLE | ENDOSCOPY CONSUMABLES SUPPLIES
11250 | 4229631300900 | DISTAL CAP WITHOUT ELEVATOR FOR DIAGNOSTIC SIDEVIEW DUODENOSCOPE COMPATIBLE WITH EACH HOSPITAL MACHINE SINGLE USE | ENDOSCOPY CONSUMABLES SUPPLIES
11251 | 4229633908100 | BALLOON APPLICATOR FOR RADIAL EUS SCOPE REUSABLE | ENDOSCOPY CONSUMABLES SUPPLIES
11252 | 4110180401800 | CLEANING BRUSH FOR SCOPE SUCTION/AIR WATER PORTS REUSABLE ASSORTED SIZES | ENDOSCOPY CONSUMABLES SUPPLIES
11253 | 4110180402100 | CLEANING BRUSH FOR AIR/WATER CHANNEL OF EUS SCOPE REUSABLE | ENDOSCOPY CONSUMABLES SUPPLIES
11254 | 4228152105600 | PAPER- IMPACT PRINTER- LARGE WITH SPINDLE DSD/SSD MEDIVATOR RANGE OR EQUIVALENT | ENDOSCOPY CONSUMABLES SUPPLIES
11255 | 4228152105700 | PAPER- PRINTER IMPACT PRINTER- SMALL WITH SPINDLE DSD/SSD MEDIVATOR RANGE OR EQUIVALENT | ENDOSCOPY CONSUMABLES SUPPLIES
11256 | 4225161700600 | VISCOUS SWALLOWING GEL FOR MANOMETRY | ENDOSCOPY CONSUMABLES SUPPLIES
11257 | 4229501701000 | "SWALLOWABLE GASTRIC BALLOON CAPSULE, GAS FILLED (NON DEGRADABLE, NEED ENDOSCOPY FOR REMOVAL)" | ENDOSCOPY CONSUMABLES SUPPLIES
11258 | 4229180253700 | "BILIARY BIOPSY FORCEPS, WIRE GUIDED, ASSORTED SIZES" | ENDOSCOPY CONSUMABLES SUPPLIES
11259 | 4226200200000 | "COILS, VENOUS EMBOLIZATION, FOR GASTRIC VARICES THROUGH EUS, ASSORTED SIZE AND TYPE" | ENDOSCOPY CONSUMABLES SUPPLIES
11260 | 4229633906100 | RUBBER TIPPED GRASPING FORCEPS, ,ASSORTED SIZES OF WORKING CHANNEL AND WORKING LENGTH, REUSABLE | ENDOSCOPY CONSUMABLES SUPPLIES
11261 | 4228152107700 | "TUBE CONNECTOR, TO BE CONNECTED TO SUCTION GENERATOR, COMPATIBLE WITH EACH HOSPITAL MACHINE" | ENDOSCOPY CONSUMABLES SUPPLIES
11262 | 4228152104700 | FILTER- AIR-0.2 MICRON RATED MEDICAL GRADE | ENDOSCOPY CONSUMABLES SUPPLIES
11263 | 4227150401600 | "NON WIRE GUIDED REUSABLE GRADUATED ESOPHAGEAL MECHANICAL DILATORS, TAPERED TIP, SET OF 10 DILATORS OR DIFFERENT SIZES ( ASSORTED SIZES FROM 6 MM TO 20 MM) FOR SELF DILATATION" | ENDOSCOPY CONSUMABLES SUPPLIES
11264 | 4227150401700 | "NON WIRE GUIDED REUSABLE GRADUATED ESOPHAGEAL MECHANICAL DILATORS, BLUNT TIP, SET OF 10 DILATORS OR DIFFERENT SIZES ( ASSORTED SIZES FROM 6 MM TO 20 MM) FOR SELF DILATATION" | ENDOSCOPY CONSUMABLES SUPPLIES
11265 | 4229501701600 | "ENDOSCOPIC ULTRASOUND GUIDED FINE NEEDLE, FIDUCIAL PLACEMENT SYSTEM, PRELOADED" | ENDOSCOPY CONSUMABLES SUPPLIES
11266 | 4229501701700 | "ENDOSCOPIC ULTRASOUND GUIDED FINE NEEDLE, FIDUCIAL PLACEMENT SYSTEM, BACKLOADED" | ENDOSCOPY CONSUMABLES SUPPLIES
11267 | 4227190906300 | "BIOPSY VALVE, FOR BRONCHOSCOPE, REUSABLE (IT SHOULD BE COMPATIBLE WITH HOSPITAL STANDARD)" | ENDOSCOPY CONSUMABLES SUPPLIES
11268 | 4229553900200 | ENDOLUMINAL VACUUM THERAPY | ENDOSCOPY CONSUMABLES SUPPLIES
11269 | 4215201202300 | INTRAORAL IMAGING PLATE SIZE 1, COMPATIBLE WITH DURR SCANNER OR EQUIVALENT | DENTAL GENERAL SUPPLIES SUPPLEMENTARY
11270 | 4215201202500 | INTRAORAL IMAGING PLATE SIZE 3, COMPATIBLE WITH DURR SCANNER OR EQUIVALENT | DENTAL GENERAL SUPPLIES SUPPLEMENTARY
11271 | 4215201202600 | INTRAORAL IMAGING PLATE SIZE 4, COMPATIBLE WITH DURR SCANNER OR EQUIVALENT | DENTAL GENERAL SUPPLIES SUPPLEMENTARY
11272 | 4215150068500 | BUR EXCAVATING CROSSCUT FISSURE TAPERED RA #1 | DENTAL GENERAL SUPPLIES SUPPLEMENTARY
11273 | 4215150092300 | BUR CARBIDE FG (FRICTION GRIP) TAPERED FISSURE HEAD ISO NO: 500314168006 SIZE (012) | DENTAL GENERAL SUPPLIES SUPPLEMENTARY
11274 | 4215247702300 | GUTTA PERCHA BAR FOR DENTAL ENDODONTIC OBTURA II SYSTEM | DENTAL GENERAL SUPPLIES SUPPLEMENTARY
11275 | 4215293000400 | ENDODONTIC MICRO - SURGICAL INSTRUMENT KIT PROVIDED WITH PREFABRICATED METAL CASSETTE WITH SELF - LOCK (AUTOCLAVABLE) CONTAIN THE FOLLOWING ITEMS 20 KIS DE DOUBLE ENDED HANDLE 1 KIS SE SINGLE ENDED HANDLE 1 KISSCAL SCAPEL HANDLE 1 KISSTAR STAR COLLET HANDLE 2 K WRENCH KIS INSTRUMENTS 2 KB 1 BURNISHER. 052 INCH 1.3 MM BALL 1 KB 2 BURNISHER. 056 INCH 1.4 MM BALL 1 KC 1 COLUMBIA CURETTE LEFT 1 KC 2 COLUMBIA CURETTE RIGHT 1 KC 3 EXT GRACEY CURETTE 13 LEFT 1 KC 4 EXT GRACEY CURETTE 14 RT 1 KC 5 SMALL ENDO E XC LEFT 1 KC 6 SMALL ENDO EXC RIGHT 1 KC 7 LARGE ENDO EXC LEFT 1 KC 8 LARGE ENDO EXC RIGHT 1 KC 9 MOLT 2 CURETTE 1 KC 10 MOLT 4 CURETTE 1 KC 11 MOLT CURETTE OFFSET L 1 KC 12 MOLT CURETTE OFFSET R 1 KC 13 CURRETTE SCALER 2.0 LEFT 1 KC 14 CURR ETTE SCALER 2.0 RIGHT 1 KC 15 SURG CURETTE OFFSET 1.5 L 1 KC 16 SURG CURETTE OFFSET 1.5 R 1 KE 1 PRICHA | DENTAL GENERAL SUPPLIES SUPPLEMENTARY
11276 | 4215160001400 | SPACE MAINTAINER PREFABRICATED KIT STAINLESS STEEL BAND ASSORTED KIT FOR DECIDUOUS (PRIMARY) MOLARS ANATOMICALLY CONTOURED PRE - WELDED RETAINER TUBE ON BAND WITH THE FOLLOWING COMPONENTS 120 - 144 BANDS - NARROW PERFORMED MAINTAINER WIRE (20) - PREFORMED MAINTAINER WIRES WITH DROP - LOOP (30) .NARROW PREFORMED MAINTAINER WIRES WITH RESTS (20) - NARROW PREFORMED MAINTENANCE WIRES WITH DISTAL SHOES (20 EACH) - CRIMPING PLIERS FOR THE TUBES (1) | DENTAL GENERAL SUPPLIES SUPPLEMENTARY
11277 | 4215260000100 | CAVITY CLEANSER WITH CHLORHEXIDINE ANTIBACTERIAL SOLUTION 7ML BOTTLE | DENTAL GENERAL SUPPLIES SUPPLEMENTARY
11278 | 4215161005100 | 5.25% MEDICAL SODIUM HYPOCHLORITE CANAL IRRIGATION SOLUTION 500 ML | DENTAL GENERAL SUPPLIES SUPPLEMENTARY
11279 | 4215161004900 | 3% MEDICAL SODIUM HYPOCHLORITE CANAL IRRIGATION SOLUTION 500 ML | DENTAL GENERAL SUPPLIES SUPPLEMENTARY
11280 | 4215150070000 | ENDODONTIC HAND SPREADER STAINLESS STEEL SINGLE ENDED SIZE 25 | DENTAL GENERAL SUPPLIES SUPPLEMENTARY
11281 | 4215150052300 | ENDODONTIC HAND SPREADER STAINLESS STEEL, SINGLE ENDED SIZE D11 | DENTAL GENERAL SUPPLIES SUPPLEMENTARY
11282 | 4215150052100 | ENDODONTIC BUCHANAN ROOT CANAL PLUGGER SET A TAPERED NICKEL - TITANIUM END AND A STAINLESS STEEL END SIZE 2 | DENTAL GENERAL SUPPLIES SUPPLEMENTARY
11283 | 4215165800300 | DENTAL FLOSS THREADER 10 ENVELOPE 100 | DENTAL GENERAL SUPPLIES SUPPLEMENTARY
11284 | 4215150022700 | COTTON ROLL #4 FOR DENTAL | DENTAL GENERAL SUPPLIES SUPPLEMENTARY
11285 | 4215250801500 | DENTAL LONG NEEDLE METRIC GAUGE 25 (0.50 X 35 MM) STERILE 100 | DENTAL GENERAL SUPPLIES SUPPLEMENTARY
11286 | 4215250801700 | DENTAL LONG NEEDLE METRIC GAUGE 27 (0.40X35MM) STERILE LONG 100 | DENTAL GENERAL SUPPLIES SUPPLEMENTARY
11287 | 4215250801100 | DENTAL SHORT NEEDLE METRIC GAUGE 30 (0.30 X 25 MM) STERILE 100 | DENTAL GENERAL SUPPLIES SUPPLEMENTARY
11288 | 4215250801200 | DENTAL LONG NEEDLE METRIC GAUGE 30 (0.30 X 35 MM) STERILE 100 | DENTAL GENERAL SUPPLIES SUPPLEMENTARY
11289 | 5313150400000 | WAXED DENTAL FLOSS OF 15 - 50 METERS | DENTAL GENERAL SUPPLIES SUPPLEMENTARY
11290 | 4215165800000 | FLOSS DENTAL SUPER UNWAXED 15 - 50 METERS | DENTAL GENERAL SUPPLIES SUPPLEMENTARY
11291 | 4215271701900 | PREFORMED KOBAYASHI LIGATURE WIRE LONG SIZE 0.014 INCH | DENTAL GENERAL SUPPLIES SUPPLEMENTARY
11292 | 4215181001100 | COMPOSITE POLISHING PASTE | DENTAL GENERAL SUPPLIES SUPPLEMENTARY
11293 | 4215161009000 | INTRAORAL POLISHING CERAMIC KIT | DENTAL GENERAL SUPPLIES SUPPLEMENTARY
11294 | 4231160702600 | 15%-20% FERRIC SULPHATE EQUIVALENT SOLUTION | DENTAL GENERAL SUPPLIES SUPPLEMENTARY
11295 | 4215161004100 | SILVER DIAMINE FLUORIDE FILLING 38% | DENTAL GENERAL SUPPLIES SUPPLEMENTARY
11296 | 4215245300900 | DENTAL COMPOSITE FILLING MATERIAL KIT PACKABLE FOR POSTERIOR TEETH RADIOPAQUE KIT CONSISTS OF THE FOLLOWING: 4 COMPOSITE SYRINGE - COLOR A 2 A 3 A 3.5 C 2 ONE SYRINGE 37% ETCHING GEL ONE SINGLE - BOTTLE (PRIMER BONDING) DENTIN ADHESIVE 50 DISPOSABLE MICRO BRUSHES ETCHING GEL NE EDLE TIPS | DENTAL GENERAL SUPPLIES SUPPLEMENTARY
11297 | 4228190403200 | POUCH 4.5X9 SELF SEAL 1000 POUCH/BOX | DENTAL GENERAL SUPPLIES SUPPLEMENTARY
11298 | 4228190403400 | POUCH STERILIZATION 6.5X10 1000 POUCH/BOX | DENTAL GENERAL SUPPLIES SUPPLEMENTARY
11299 | 4215210300100 | TRAY ADHESIVE MATERIAL DESIGNED TO ADHERE TO POLYVINYL SILOXANE IMPRESSION MATERIAL TO ACRYLIC TRAY | DENTAL GENERAL SUPPLIES SUPPLEMENTARY
11300 | 4228150905500 | STERILIZATION POUCH: 1. SELF SEALING WITH BLUE TINTED TRANSPARENT FILM FOR EASY DETECTION OF ANY TEARS CAUSED BY THE INSTRUMENTS, 2. EXTERNAL A ND INTERNAL INDICATOR, 3. MULTIPLE SEAL FOR MAXIMUM PROTECTION, 4. SIZE : 3.5 X 4 INCH, 1000 POUCH/BOX | DENTAL GENERAL SUPPLIES SUPPLEMENTARY
11301 | 4215151000000 | SHIELD PROTECTIVE VISIBLE LIGHT CURE HAND - HELD | DENTAL GENERAL SUPPLIES SUPPLEMENTARY
11302 | 4215271819700 | ARCHWIRE, ORTHODONTIC, 0.018X0.025INCH, STAINLESS STEEL, UPPER | DENTAL GENERAL SUPPLIES SUPPLEMENTARY
11303 | 4215271819600 | ARCHWIRE, ORTHODONTIC, 0.018X0.025INCH, STAINLESS STEEL, LOWER | DENTAL GENERAL SUPPLIES SUPPLEMENTARY
11304 | 4215271820700 | ARCHWIRE, ORTHODONTIC, .016X.022, REVERSE CURVE, UPPER, TMA | DENTAL GENERAL SUPPLIES SUPPLEMENTARY
11305 | 4215271820400 | LOWER TMA ARCHWIRE 0.016X0.022INCH, REVERSE CURVE | DENTAL GENERAL SUPPLIES SUPPLEMENTARY
11306 | 4215271820800 | ARCHWIRE, ORTHODONTIC, .017X.025, REVERSE CURVE, UPPER, TMA | DENTAL GENERAL SUPPLIES SUPPLEMENTARY
11307 | 4215271820500 | ARCHWIRE, ORTHODONTIC, .017X.025, REVERSE CURVE, LOWER, TMA | DENTAL GENERAL SUPPLIES SUPPLEMENTARY
11308 | 4215161600500 | INTERPROXIMAL REDUCTION (IPR) GAUGE | DENTAL GENERAL SUPPLIES SUPPLEMENTARY
11309 | 4215270008800 | ORTHO TONGUE TAMERS APPLIANCE | DENTAL GENERAL SUPPLIES SUPPLEMENTARY
11310 | 4215271824100 | NITI ORTHO FORM RECTANGULAR UPPER .016 X .016 UPPER | DENTAL GENERAL SUPPLIES SUPPLEMENTARY
11311 | 4215271824200 | NITI ORTHO FORM RECTANGULAR LOWER .016 X .016 LOWER | DENTAL GENERAL SUPPLIES SUPPLEMENTARY
11312 | 4215271824300 | NITI ORTHO FORM RECT. UPPER .018 X .025 UPPER | DENTAL GENERAL SUPPLIES SUPPLEMENTARY
11313 | 4215271824400 | NITI ORTHO FORM RECTANGULAR LOWER .018 X .025 LOWER | DENTAL GENERAL SUPPLIES SUPPLEMENTARY
11314 | 4215270008900 | CLASS II CORRECTOR DEVICE X-SHORT 22MM LEFT (FATIGUE RESISTANT DEVICE) | DENTAL GENERAL SUPPLIES SUPPLEMENTARY
11315 | 4215270009000 | CLASS II CORRECTOR DEVICE X-SHORT 22MM KIT (FATIGUE RESISTANT DEVICE) | DENTAL GENERAL SUPPLIES SUPPLEMENTARY
11316 | 4215270009100 | CLASS II CORRECTOR SHORT DEVICE 25MM KIT (FATIGUE RESISTANT DEVICE) | DENTAL GENERAL SUPPLIES SUPPLEMENTARY
11317 | 4215270009200 | CLASS II CORRECTOR SHORT DEVICE 25MM RIGHT (FATIGUE RESISTANT DEVICE) | DENTAL GENERAL SUPPLIES SUPPLEMENTARY
11318 | 4215270009300 | CLASS II CORRECTOR MEDIUM DEVICE 29MM KIT (FATIGUE RESISTANT DEVICE) | DENTAL GENERAL SUPPLIES SUPPLEMENTARY
11319 | 4215270009400 | CLASS II CORRECTOR MEDIUM DEVICE 29 MM RIGHT (FATIGUE RESISTANT DEVICE) | DENTAL GENERAL SUPPLIES SUPPLEMENTARY
11320 | 4215200003500 | DIGITAL X-RAY SENSOR DISPOSABLE SLEEVES SIZE 2 | DENTAL GENERAL SUPPLIES SUPPLEMENTARY
11321 | 4215247100200 | LIGHT CURE COMPOSITE WETTING RESIN, SYRINGE | DENTAL GENERAL SUPPLIES SUPPLEMENTARY
11322 | 4215250802600 | NEEDLE 29 GAUGE, FLEXIBLE, STAINLESS STEEL, 25MM SIDEPORT TIP FOR CALCIUM HYDROXIDE PASTE APPLICATION | DENTAL GENERAL SUPPLIES SUPPLEMENTARY
11323 | 4215245317600 | FINISHING AND POLISHING COMPOSITE CURED URETHANE DIMETHACRYLATE RESIN - SHAPE POINTS | DENTAL GENERAL SUPPLIES SUPPLEMENTARY
11324 | 4215245317700 | FINISHING AND POLISHING COMPOSITE CURED URETHANE DIMETHACRYLATE RESIN - SHAPE CUPS | DENTAL GENERAL SUPPLIES SUPPLEMENTARY
11325 | 4215245317800 | FINISHING AND POLISHING COMPOSITE CURED URETHANE DIMETHACRYLATE RESIN - SHAPE DISCS | DENTAL GENERAL SUPPLIES SUPPLEMENTARY
11326 | 4215270009500 | CLASS II CORRECTOR FATIGUE RESISTANT DEVICE | DENTAL GENERAL SUPPLIES SUPPLEMENTARY
11327 | 4215260200000 | COVER PLASTIC FOR RVG X - RAY SENSOR SZ 1 - 5/8 W 8 - 3/8 L | DENTAL GENERAL SUPPLIES SUPPLEMENTARY
11328 | 4215271800000 | ARCH PALATAL PREFORMED SZ 2 | DENTAL GENERAL SUPPLIES SUPPLEMENTARY
11329 | 4215242503000 | RESIN DENTURE ACRYLIC RELINE CHAIRSIDE HARD FLEXACRYL | DENTAL GENERAL SUPPLIES SUPPLEMENTARY
11330 | 4215271214900 | STAINLESS STEEL BAND FOR SECOND DECIDUOUS MOLAR (UPPER AND LOWER Rt lt) SIZE 3 | DENTAL GENERAL SUPPLIES SUPPLEMENTARY
11331 | 4215271214800 | STAINLESS STEEL BAND FOR FIRST DECIDUOUS MOLAR (UPPER AND LOWER Rt lt) SIZE 3 | DENTAL GENERAL SUPPLIES SUPPLEMENTARY
11332 | 4224200510000 | ADAPTER, FEMALE, SHORT, ALUMINUM, HEIGHT 100 MM AND CAN BE CUT TO LENGTH 60 MM, BUILD HEIGHT 100 MM, WEIGHT CAPACITY IS UP TO 100 KG | PROSTHETICS & ORTHOSIS SUPPLIES SUPPLEMENTARY
11333 | 4224200021100 | ANKLE, JOINT, ADJUSTABLE RANGE - OF - MOTION, WITH ANATOMICAL AXIS ALIGNMENT, HYBRID MATERIAL, EASY TO FABRICATE, MATCHES CONTOURS, AND CO - AXIAL ALIGNMENT, OF THE ANATOMICAL ANKLE JOINT, PLANTAR FLEXION RANGE OF MOTION, IS LIMITED DORSIFLEXION RANGE OF MOTION, IS LIMITED, CAN BE CONFIGURED, TO PROVIDE FREE MOTION, OR NO MOTION, DESIGN TO BE STRONG AND STABLE, MEDIAL/LATERAL, CONTROL MOTION, LIMITING DORSIFLEXION AND/OR PLANTAR FLEXION MOTION ADJUSTMENT | PROSTHETICS & ORTHOSIS SUPPLIES SUPPLEMENTARY
11334 | 4618221103200 | BRACE LSO (LUMBAR SACRAL ORTHOSIS) FOR POST - OPERATIVE SPINAL IMMOBILIZATION AND COMPRESSION FRACTURES BIVALVE FOR EASY DONNING ILIO - LOC PROVIDES ABDOMINAL COMPRESSION POSITIONING PREVENTS MIGRATION ADJUSTABLE A/P CONTROL REMOVABLE WASHABLE LINER 1/8 INCH HIGH-DENSITY POLYETHYLENE HIP CIRCUMFERENCE 30 INCHES - 34 INCHES APPROXIMATELY | PROSTHETICS & ORTHOSIS SUPPLIES SUPPLEMENTARY
11335 | 4618221103300 | BRACE LSO (LUMBAR SACRAL ORTHOSIS) FOR POST - OPERATIVE SPINAL IMMOBILIZATION AND COMPRESSION FRACTURES BIVALVE FOR EASY DONNING ILIO - LOC PROVIDES ABDOMINAL COMPRESSION POSITIONING PREVENTS MIGRATION ADJUSTABLE A/P CONTROL REMOVABLE WASHABLE LINER 1/8 INCH HIGH-DENSITY POLYETHYLENE HIP CIRCUMFERENCE 34 INCHES - 37 INCHES APPROXIMATELY | PROSTHETICS & ORTHOSIS SUPPLIES SUPPLEMENTARY
11336 | 4618221103500 | BRACE LSO (LUMBAR SACRAL ORTHOSIS) FOR POST - OPERATIVE SPINAL IMMOBILIZATION AND COMPRESSION FRACTURES BIVALVE FOR EASY DONNING ILIO - LOC PROVIDES ABDOMINAL COMPRESSION POSITIONING PREVENTS MIGRATION ADJUSTABLE A/P CONTROL REMOVABLE WASHABLE LINER 1/8 INCH HIGH-DENSITY POLYETHYLENE HIP CIRCUMFERENCE 37 INCHES - 41 INCHES SHORT APPROXIMATELY | PROSTHETICS & ORTHOSIS SUPPLIES SUPPLEMENTARY
11337 | 4618221103700 | BRACE LSO (LUMBAR SACRAL ORTHOSIS) FOR POST - OPERATIVE SPINAL IMMOBILIZATION AND COMPRESSION FRACTURES BIVALVE FOR EASY DONNING ILIO - LOC PROVIDES ABDOMINAL COMPRESSION POSITIONING PREVENTS MIGRATION ADJUSTABLE A/P CONTROL REMOVABLE WASHABLE LINER 1/8 INCH HIGH-DENSITY POLYETHYLENE HIP CIRCUMFERENCE 41 INCHES - 45 INCHES PENDULOUS ABDOMEN APPROXIMATELY | PROSTHETICS & ORTHOSIS SUPPLIES SUPPLEMENTARY
11338 | 4618221103800 | BRACE LSO (LUMBAR SACRAL ORTHOSIS) FOR POST - OPERATIVE SPINAL IMMOBILIZATION AND COMPRESSION FRACTURES BIVALVE FOR EASY DONNING ILIO - LOC PROVIDES ABDOMINAL COMPRESSION POSITIONING PREVENTS MIGRATION ADJUSTABLE A/P CONTROL REMOVABLE WASHABLE LINER 1/8 INCH HIGH-DENSITY POLYETHYLENE HIP CIRCUMFERENCE 41 INCHES - 45 INCHES SHORT APPROXIMATELY | PROSTHETICS & ORTHOSIS SUPPLIES SUPPLEMENTARY
11339 | 4618221104000 | BRACE LSO (LUMBAR SACRAL ORTHOSIS) FOR POST - OPERATIVE SPINAL IMMOBILIZATION AND COMPRESSION FRACTURES BIVALVE FOR EASY DONNING ILIO - LOC PROVIDES ABDOMINAL COMPRESSION POSITIONING PREVENTS MIGRATION ADJUSTABLE A/P CONTROL REMOVABLE WASHABLE LINER 1/8 INCH HIGH-DENSITY POLYETHYLENE HIP CIRCUMFERENCE 45 INCHES - 49 INCHES PENDULOUS ABDOMEN APPROXIMATELY | PROSTHETICS & ORTHOSIS SUPPLIES SUPPLEMENTARY
11340 | 4224171310000 | CARBON FIBER WEBBING UNIDIRECTIONAL WIDTH 100 MM LENGTH /ROLL 50 METERS APPROXIMATELY | PROSTHETICS & ORTHOSIS SUPPLIES SUPPLEMENTARY
11341 | 4224171309600 | CARBON FIBERGLASS WEBBING UNIDIRECTIONAL WIDTH 19 MM LENGTH /ROLL 50 METERS APPROXIMATELY | PROSTHETICS & ORTHOSIS SUPPLIES SUPPLEMENTARY
11342 | 4224171309800 | CARBON FIBERGLASS WEBBING UNIDIRECTIONAL WIDTH 50 MM LENGTH /ROLL 50 METERS APPROXIMATELY | PROSTHETICS & ORTHOSIS SUPPLIES SUPPLEMENTARY
11343 | 4224170613800 | DIABETIC SANDALS, FEMALE, THERMO COMFORT WITH FLEXIBLE LINING REDUCE PRESSURE OPEN TOE, REMOVABLE INSOLES, ANKLE BACK STRAP, BIG OPENING; PROTECTIVE INTERIOR THAT IS MADE FROM SOFT MATERIAL, INSIDE SEAMLESS, NON-BINDING UPPERS; LIGHTWEIGHT, CUSHIONING SOLES, STRETCHABLE SHOES CONFORM TO THE CONTOURS OF THE FOOT AND HELP ELIMINATE PRESSURE POINTS, BLACK/BEIGE, SIZE 36 | PROSTHETICS & ORTHOSIS SUPPLIES SUPPLEMENTARY
11344 | 4224170613900 | DIABETIC SANDALS, FEMALE, THERMO COMFORT WITH FLEXIBLE LINING REDUCE PRESSURE OPEN TOE, REMOVABLE INSOLES, ANKLE BACK STRAP, BIG OPENING; PROTECTIVE INTERIOR THAT IS MADE FROM SOFT MATERIAL, INSIDE SEAMLESS, NON-BINDING UPPERS; LIGHTWEIGHT, CUSHIONING SOLES, STRETCHABLE SHOES CONFORM TO THE CONTOURS OF THE FOOT AND HELP ELIMINATE PRESSURE POINTS, BLACK/BEIGE, SIZE 37 | PROSTHETICS & ORTHOSIS SUPPLIES SUPPLEMENTARY
11345 | 4224170614000 | DIABETIC SANDALS, FEMALE, THERMO COMFORT WITH FLEXIBLE LINING REDUCE PRESSURE OPEN TOE, REMOVABLE INSOLES, ANKLE BACK STRAP, BIG OPENING; PROTECTIVE INTERIOR THAT IS MADE FROM SOFT MATERIAL, INSIDE SEAMLESS, NON-BINDING UPPERS; LIGHTWEIGHT, CUSHIONING SOLES, STRETCHABLE SHOES CONFORM TO THE CONTOURS OF THE FOOT AND HELP ELIMINATE PRESSURE POINTS, BLACK/BEIGE, SIZE 38 | PROSTHETICS & ORTHOSIS SUPPLIES SUPPLEMENTARY
11346 | 4224170614100 | DIABETIC SANDALS, FEMALE, THERMO COMFORT WITH FLEXIBLE LINING REDUCE PRESSURE OPEN TOE, REMOVABLE INSOLES, ANKLE BACK STRAP, BIG OPENING; PROTECTIVE INTERIOR THAT IS MADE FROM SOFT MATERIAL, INSIDE SEAMLESS, NON-BINDING UPPERS; LIGHTWEIGHT, CUSHIONING SOLES, STRETCHABLE SHOES CONFORM TO THE CONTOURS OF THE FOOT AND HELP ELIMINATE PRESSURE POINTS, BLACK/BEIGE, SIZE 39 | PROSTHETICS & ORTHOSIS SUPPLIES SUPPLEMENTARY
11347 | 4224170614200 | DIABETIC SANDALS, FEMALE, THERMO COMFORT WITH FLEXIBLE LINING REDUCE PRESSURE OPEN TOE, REMOVABLE INSOLES, ANKLE BACK STRAP, BIG OPENING; PROTECTIVE INTERIOR THAT IS MADE FROM SOFT MATERIAL, INSIDE SEAMLESS, NON-BINDING UPPERS; LIGHTWEIGHT, CUSHIONING SOLES, STRETCHABLE SHOES CONFORM TO THE CONTOURS OF THE FOOT AND HELP ELIMINATE PRESSURE POINTS, BLACK/BEIGE, SIZE 40 | PROSTHETICS & ORTHOSIS SUPPLIES SUPPLEMENTARY
11348 | 4224170614300 | DIABETIC SANDALS, FEMALE, THERMO COMFORT WITH FLEXIBLE LINING REDUCE PRESSURE OPEN TOE, REMOVABLE INSOLES, ANKLE BACK STRAP, BIG OPENING; PROTECTIVE INTERIOR THAT IS MADE FROM SOFT MATERIAL, INSIDE SEAMLESS, NON-BINDING UPPERS; LIGHTWEIGHT, CUSHIONING SOLES, STRETCHABLE SHOES CONFORM TO THE CONTOURS OF THE FOOT AND HELP ELIMINATE PRESSURE POINTS, BLACK/BEIGE, SIZE 41 | PROSTHETICS & ORTHOSIS SUPPLIES SUPPLEMENTARY
11349 | 4224200107400 | DYNAMIC ANKLE FOOT ORTHOSIS, LEFT, FOOT SIZE 103/4 INCHES, FOOT PLATE 101/4 INCHES, HEIGHT AT THICKEST PART OF CALF 131/4 INCHES - 15 INCHES, PROXIMAL STRAP 141/4 INCHES, HEEL HEIGHT 3/5 INCHES APPROXIMATELY, CARBON FIBER INCORPORATED LIGHTWEIGHT ENERGY RETURN WITH TEXTILE COVER TO PREVENT SKIN CONTACT | PROSTHETICS & ORTHOSIS SUPPLIES SUPPLEMENTARY
11350 | 4224200107500 | DYNAMIC ANKLE FOOT ORTHOSIS, LEFT, FOOT SIZE 11 1/2 INCHES, FOOT PLATE 11 INCHES, HEIGHT AT THICKEST PART OF CALF 14 1/4 INCHES-15 3/4 INCHES, PROXIMAL STRAP 15 INCHES, HEEL HEIGHT 3/5 INCHES APPROXIMATELY, CARBON FIBER INCORPORATED LIGHTWEIGHT ENERGY RETURN WITH TEXTILE COVER TO PREVENT SKIN CONTACT | PROSTHETICS & ORTHOSIS SUPPLIES SUPPLEMENTARY
11351 | 4224200107800 | DYNAMIC ANKLE FOOT ORTHOSIS, RIGHT, FOOT SIZE 11 1/2 INCHES, FOOT PLATE 11 INCHES, HEIGHT AT THICKEST PART OF CALF 14 1/4 INCHES-15 3/4 INCHES, PROXIMAL STRAP 15 INCHES, HEEL HEIGHT 3/5 INCHES APPROXIMATELY, CARBON FIBER INCORPORATED LIGHTWEIGHT ENERGY RETURN WITH TEXTILE COVER TO PREVENT SKIN CONTACT | PROSTHETICS & ORTHOSIS SUPPLIES SUPPLEMENTARY
11352 | 4224170639800 | DYNAMIC WALK, LIGHTWEIGHT, MOLDABLE CARBON FIBER, COMPOSITE OPEN HEEL WITH PADDING KIT, LARGE, LEFT | PROSTHETICS & ORTHOSIS SUPPLIES SUPPLEMENTARY
11353 | 4224170639900 | DYNAMIC WALK, LIGHTWEIGHT, MOLDABLE CARBON FIBER, COMPOSITE OPEN HEEL WITH PADDING KIT, LARGE, RIGHT | PROSTHETICS & ORTHOSIS SUPPLIES SUPPLEMENTARY
11354 | 4224170640000 | DYNAMIC WALK, LIGHTWEIGHT, MOLDABLE CARBON FIBER, COMPOSITE OPEN HEEL WITH PADDING KIT, MEDIUM, LEFT | PROSTHETICS & ORTHOSIS SUPPLIES SUPPLEMENTARY
11355 | 4224170640100 | DYNAMIC WALK, LIGHTWEIGHT, MOLDABLE CARBON FIBER, COMPOSITE OPEN HEEL WITH PADDING KIT, MEDIUM, RIGHT | PROSTHETICS & ORTHOSIS SUPPLIES SUPPLEMENTARY
11356 | 4224170640200 | DYNAMIC WALK, LIGHTWEIGHT, MOLDABLE CARBON FIBER, COMPOSITE OPEN HEEL WITH PADDING KIT, SMALL, LEFT | PROSTHETICS & ORTHOSIS SUPPLIES SUPPLEMENTARY
11357 | 4224170640300 | DYNAMIC WALK, LIGHTWEIGHT, MOLDABLE CARBON FIBER, COMPOSITE OPEN HEEL WITH PADDING KIT, SMALL, RIGHT | PROSTHETICS & ORTHOSIS SUPPLIES SUPPLEMENTARY
11358 | 4224200134700 | EARLIER/LATER STANCE RELEASE LATER MORE SAFETY NORMAL SAFETY AND DYNAMICS EARLIER MORE DYNAMICS STANCE PHASE STABILITY LOW VOLUNTARY CONTROL REQUIRED MID SWING SHORTENING FOR BETTER TO CLEARANCE ADJUSTABLE EXTENSION TO OPTIMIZE EXTENSION SPEED ADJUSTABLE STANCE SETTINGS FOR INDIVIDUAL USERS NEED FOR STABILITY INCREASED STABILITY LESS EFFORT AND MORE CONFIDENCE DURING WALKING REDUCED RISK OF TRIPS AND FALLS SAFER WALKING AND MORE CONFIDENCE TRANSFEMORAL LOW TO MODERATE IMPACT LEVEL MAX USER WEIGHT ABOVE 120 KG. K - LEVEL: K 1 AND K 2 ADJUSTABLE GEOMETRY WITH STANCE RELEASE SETTING 4 - BAR GEOMETRY INTEGRATED EXTENSION SPRING | PROSTHETICS & ORTHOSIS SUPPLIES SUPPLEMENTARY
11359 | 4224200430200 | EASY PROTH, FOR TRANSFEMORAL PROSTHESIS, WASHABLE, UNIVERSAL SIZE | PROSTHETICS & ORTHOSIS SUPPLIES SUPPLEMENTARY
11360 | 4224200401700 | ELASTIC FABRIC SOCKS, COOLMAX OR EQUIVALENT, WITH INNER POLYMER GEL COATING FOR TRANSTIBIAL AMPUTATION SOCKS, LENGTH 300 MM, GEL LENGTH 250 MM, DISTAL CIRCUMFERENCE 120 - 260 MM, PROXIMAL CIRCUMFERENCE 280 - 420 MM, APPROXIMATELY | PROSTHETICS & ORTHOSIS SUPPLIES SUPPLEMENTARY
11361 | 4224200401800 | ELASTIC FABRIC SOCKS, COOLMAX OR EQUIVALENT, WITH INNER POLYMER GEL COATING FOR TRANSTIBIAL AMPUTATION SOCKS, LENGTH 400 MM, GEL LENGTH 300 MM, DISTAL CIRCUMFERENCE 120 - 260 MM, PROXIMAL CIRCUMFERENCE 280 - 450 MM, APPROXIMATELY | PROSTHETICS & ORTHOSIS SUPPLIES SUPPLEMENTARY
11362 | 4224200220000 | ELBOW EXTENSION ORTHOSIS, DESIGNED FOR USE WITH INDIVIDUALS WITH ELBOW FLEXION CONTRACTURES PROVIDES ACTIVE SERIAL, ADULT UNIVERSAL SIZE | PROSTHETICS & ORTHOSIS SUPPLIES SUPPLEMENTARY
11363 | 4224200220100 | ELBOW EXTENSION ORTHOSIS, DESIGNED FOR USE WITH INDIVIDUALS WITH ELBOW FLEXION CONTRACTURES PROVIDES ACTIVE SERIAL, ADULT SMALL SIZE | PROSTHETICS & ORTHOSIS SUPPLIES SUPPLEMENTARY
11364 | 4618160902900 | SEMI RIGID INSOLES, FULL LENGTH, MULTIFORM, MEDIUM WIDTH, SIZE 20 | PROSTHETICS & ORTHOSIS SUPPLIES SUPPLEMENTARY
11365 | 4224200020500 | JOINT, ANKLE ADJUSTABLE PLANTAR FLEXION AND DORSIFLEXION, PROVIDES RESISTANCE TO PLANTAR FLEXION, MOTION, PROVIDES RESISTANCE TO DORSIFLEXION, MOTION ANKLE JOINTS ARE AVAILABLE IN STAINLESS STEEL AND ALUMINUM, STIRRUPS ARE STAINLESS STEEL UPRIGHTS ARE AVAILABLE IN STAINLESS STEEL, TITANIUM, AND ALUMINUM, MEDIAL/LATERAL CONTROL MOTION, LIMITING ASSIST DORSIFLEXION AND/OR PLANTAR FLEXION, ANKLE JOINTS COMPONENTS AND ACCESSORIES FOR INCLUSION IN AN ORTHOSIS TO INFLUENCE DORSIFLEXION/PLANTAR FLEXION ACTION | PROSTHETICS & ORTHOSIS SUPPLIES SUPPLEMENTARY
11366 | 4224200136600 | KNEE MICROPROCESSOR-CONTROLLED, AUTOMATIC SET-UP, LESS STEPS NEEDED FOR USER SPECIFIC SETTINGS, ADVANCED CONTROL FEATURES MONITOR AN D ADAPT TO RESISTANCE LEVELS AND POSSIBLE TO MANUALLY ADAPT, ANGLE SENSOR MEASURING KNEE ANGLE, ROBUST SENSOR NO NEED FOR CALIBRATION, LOAD CELLS IN ANTERIOR AND POSTERIOR, MEASURING LOAD FROM HEEL STRIKE TO TOE OFF, KINEMATIC SENSOR FOR CONTINUOUS STABILITY CONTROL WHILE STANDING, ACCURATE STAND TO WALK TRANSITION, SECURE AND COMFORTABLE KNEELING AT UP TO 45 DEGREE ABDUCTION ANGLE CIRCUMFERENCE , MAGNETORHEOLOGICAL TECHNOLOGY ENSURES IMMEDIATE PROPORTIONAL RESPONSE TO GAIT VARIATIONS AND ENABLES KNEE TO ADAPT TO USERS MOTIONS, ACTUATOR DESIGN INCREASES RESPONSIVENESS TO DIFFERENT AND CHANGING CIRCUMSTANCES., IT ALSO INCREASES THE MAXIMUM TORQUE FOR ADDITIONAL SUPPORT AND STABILITY. LASTLY IT ENABLES EASY SWING INITIATION AND NATURAL SWING MOTION, MANUAL EXTENSION LOCK ADDED AT THE SIDE, COVERS AND MATERIALS ARE RATED IP34 OR EQUIVALENT, LOGIC APP COMPAT | PROSTHETICS & ORTHOSIS SUPPLIES SUPPLEMENTARY
11367 | 4224200119400 | LIGHTWEIGHT CARBON FOOT WITH COMFORTABLE ROLLOVER CHARACTERISTICS INCLUDES THE FOOTSHELL WITH COSMESIS CONNECTION CAP SMOOTH TRANSITION FROM STANCE PHASE TO SWING PHASE MULTI - AXIAL MOBILITY TO COMPENSATE FOR UNEVEN SURFACES AND COMFORTABLE WALKING UPHILL AND ON INCLINES GOOD ENERGY RETURN IN THE FOREFOOT AND HEEL GOOD SHOCK ABSORPTION PROGRESSIVE SPRING CHARACTERISTICS SAFETY: CONTROLLED PLANTAR FLEXION OF UP TO 12 DEGREE VERY GOOD IN - EVERSION AND PRO - SUPINATION GOOD INITIATION OF KNEE FLEXION C - SPRING AND CONTROL RING GUARANTEES THAT BOTH SPRINGS WORK TOGETHER SIZE 30 LEFT | PROSTHETICS & ORTHOSIS SUPPLIES SUPPLEMENTARY
11368 | 4224200120100 | LIGHTWEIGHT CARBON FOOT WITH COMFORTABLE ROLLOVER CHARACTERISTICS INCLUDES THE FOOTSHELL WITH COSMESIS CONNECTION CAP SMOOTH TRANSITION FROM STANCE PHASE TO SWING PHASE MULTI - AXIAL MOBILITY TO COMPENSATE FOR UNEVEN SURFACES AND COMFORTABLE WALKING UPHILL AND ON INCLINES GOOD ENERGY RETURN IN THE FOREFOOT AND HEEL GOOD SHOCK ABSORPTION PROGRESSIVE SPRING CHARACTERISTICS SAFETY: CONTROLLED PLANTAR FLEXION OF UP TO 12 DEGREE VERY GOOD IN - EVERSION AND PRO - SUPINATION GOOD INITIATION OF KNEE FLEXION C - SPRING AND CONTROL RING GUARANTEES THAT BOTH SPRINGS WORK TOGETHER SIZE 30 RIGHT | PROSTHETICS & ORTHOSIS SUPPLIES SUPPLEMENTARY
11369 | 4618221105900 | LSO BIVALVE CORSET WITH BOA CLOSURE OVERLAPPING ON THE FRONT FACE THE FLEXIBILITY OF THE MATERIAL MAKES IT EASY THE ADAPTATION TO MOST OF THE PATIENTS THE STRENGTH OF THE MATERIAL MAINTAINS THE STABILIZATION AND IMMOBILIZATION THAT IS NECESSARY FOR THE PATHOLOGIES FOR WHICH HAS BEEN DESIGNED STABILIZATION AND IMMOBILIZATION CORRECTION OF THE HYPERLORDOSIS INTRA - ABDOMINAL COMPRESSION DISCHARGE OF THE LS SPINE CONTROL OF MOBILITY IN THE SAGITTAL FRONTAL AND LATERAL PLANES LUMBAR SPINE AILMENTS CANAL STENOSIS SPONDYLOLYSIS. SPONDYLOARTHRITIS OSTEOPOROSIS MICRO ADJUSTMENT NON - TAPERED SIZE FROM SMALL TO XX-LARGE | PROSTHETICS & ORTHOSIS SUPPLIES SUPPLEMENTARY
11370 | 4224180203600 | LSO, BI-VALVE, WITH ADJUSTABLE HIP EXTENSION (HIP SPICA) , FOAM PADDED, POLYETHYLENE, THICKNESS 4MM, RESTRICTS ROTATION, PREVENTION, SIZE LARGE, LEFT | PROSTHETICS & ORTHOSIS SUPPLIES SUPPLEMENTARY
11371 | 4224180204100 | LSO, BI-VALVE, WITH ADJUSTABLE HIP EXTENSION (HIP SPICA) , FOAM PADDED, POLYETHYLENE, THICKNESS 4MM, RESTRICTS ROTATION, PREVENTION, SIZE LARGE, RIGHT | PROSTHETICS & ORTHOSIS SUPPLIES SUPPLEMENTARY
11372 | 4224180203500 | LSO, BI-VALVE, WITH ADJUSTABLE HIP EXTENSION (HIP SPICA) , FOAM PADDED, POLYETHYLENE, THICKNESS 4MM, RESTRICTS ROTATION, PREVENTION, SIZE MEDIUM, LEFT | PROSTHETICS & ORTHOSIS SUPPLIES SUPPLEMENTARY
11373 | 4224180204000 | LSO, BI-VALVE, WITH ADJUSTABLE HIP EXTENSION (HIP SPICA) , FOAM PADDED, POLYETHYLENE, THICKNESS 4MM, RESTRICTS ROTATION, PREVENTION, SIZE MEDIUM, RIGHT | PROSTHETICS & ORTHOSIS SUPPLIES SUPPLEMENTARY
11374 | 4224180203400 | LSO, BI-VALVE, WITH ADJUSTABLE HIP EXTENSION (HIP SPICA) , FOAM PADDED, POLYETHYLENE, THICKNESS 4MM, RESTRICTS ROTATION, PREVENTION, SIZE SMALL, LEFT | PROSTHETICS & ORTHOSIS SUPPLIES SUPPLEMENTARY
11375 | 4224180203900 | LSO, BI-VALVE, WITH ADJUSTABLE HIP EXTENSION (HIP SPICA) , FOAM PADDED, POLYETHYLENE, THICKNESS 4MM, RESTRICTS ROTATION, PREVENTION, SIZE SMALL, RIGHT | PROSTHETICS & ORTHOSIS SUPPLIES SUPPLEMENTARY
11376 | 4224180203700 | LSO, BI-VALVE, WITH ADJUSTABLE HIP EXTENSION (HIP SPICA) , FOAM PADDED, POLYETHYLENE, THICKNESS 4MM, RESTRICTS ROTATION, PREVENTION, SIZE X-LARGE, LEFT | PROSTHETICS & ORTHOSIS SUPPLIES SUPPLEMENTARY
11377 | 4224180204200 | LSO, BI-VALVE, WITH ADJUSTABLE HIP EXTENSION (HIP SPICA) , FOAM PADDED, POLYETHYLENE, THICKNESS 4MM, RESTRICTS ROTATION, PREVENTION, SIZE X-LARGE, RIGHT | PROSTHETICS & ORTHOSIS SUPPLIES SUPPLEMENTARY
11378 | 4224180203800 | LSO, BI-VALVE, WITH ADJUSTABLE HIP EXTENSION (HIP SPICA) , FOAM PADDED, POLYETHYLENE, THICKNESS 4MM, RESTRICTS ROTATION, PREVENTION, SIZE XX-LARGE, LEFT | PROSTHETICS & ORTHOSIS SUPPLIES SUPPLEMENTARY
11379 | 4224180204300 | LSO, BI-VALVE, WITH ADJUSTABLE HIP EXTENSION (HIP SPICA) , FOAM PADDED, POLYETHYLENE, THICKNESS 4MM, RESTRICTS ROTATION, PREVENTION, SIZE XX-LARGE, RIGHT | PROSTHETICS & ORTHOSIS SUPPLIES SUPPLEMENTARY
11380 | 4224200135300 | MAIN PIVOT WORKS AS ANKLE JOINT LOW STIFFNESS IN MID - STANCE HIGH STIFFNESS IN LATE STANCE BETTER PLANTAR PRESSURE SOLE BLADE OFFERS FULL-LENGTH AND BIG TOE SOLE BLADE: SPLIT FROM MID - FOOT TO FOREFOOT AND WIDER BLADE MULTI - AXIAL ADAPTATION ALLOWING THE FOOT TO ADJUST TO THE SURFACE LIGHTWEIGHT WITH GRIPPING SOLE FOR BETTER GRIP BAREFOOT SANDAL CLAMPING FOR FLIP - FLOPS NATURAL ARCH AND FOOTPRINT AND PAINTABLE NAILS SMOOTH AND MORE SYMMETRICAL GAIT MORE NATURAL MOVEMENT AND LESS IMPACT ON SOUND SIDE INCREASED PUSH - OFF AND CONTROL MORE STABILITY UNTIL TERMINAL STANCE HELPS TO MAINTAIN BALANCE STABILITY AND REDUCES PEAK IMPACT DURING LOADING ALLOWING AMPUTEES TO WALK NATURALLY ON EVEN GROUND MORE NATURAL LOOK AND MORE NATURAL USE TRANSTIBIAL TRANSFEMORAL KNEE AND HIP DISARTICULATION AMPUTEES LOW TO MODERATE IMPACT LEVEL MAXIMUM USER WEIGHT 125 KGK - LEVEL: K 2 AND K 3 THREE ROTATIONAL JOINTS 3 - BLADE CARBON DESIGN SPLIT TOE ANATOMICALLY SHAPED FOOT COVER | PROSTHETICS & ORTHOSIS SUPPLIES SUPPLEMENTARY
11381 | 4224171325200 | MONOCENTRIC KNEE JOINT, KNEE OFFERS K1-K2, WITH A LOAD-DEPENDENT BRAKE MECHANISM AND AN OPTIONAL LOCKING FUNCTION, THE SWING PHASE IS CONTROLLED BY AN INTEGRATED PNEUMATIC EXTENSION ASSIST KNEE FLEXION ANGLE, 125-145 DEGREES, FOR BODY WEIGHT 120-140 | PROSTHETICS & ORTHOSIS SUPPLIES SUPPLEMENTARY
11382 | 4214170000800 | ORTHOSIS ANTI DECUBITUS HEEL FOR POSITIONING OF LOWER LIMB EASY PLACEMENT HEEL ANTI DECUBITUS COMFORTABLE CUSHIONS FOR THE PATIENT VERY SOFT MATERIAL THAT DECREASES THE PRESSURE EXTERNAL SEAMS TO AVOID FRICTION VELCRO ADJUSTMENT OR EQUIVALENT IT PREVENTS THE SORES ON THE HEEL THE MALLEUS AND THE RUBBING EFFECTS ON THE AREA REDUCES FRICTION AND SHEARING FORCES KEEPS THE SKIN CLEAN AND DRY THANKS TO ITS BREATHABILITY CONTROLS EXCESS MOISTURE IT FACILITATES BETTER PROPHYLACTIC AND THERAPEUTIC CARE PREVENTION OF ULCERS AND SORES IN PATIENTS WHO REMAIN FOR LONG PERIODS OF TIME IN THE SAME POSITION, UNIVERSAL SIZE | PROSTHETICS & ORTHOSIS SUPPLIES SUPPLEMENTARY
11383 | 4224170644400 | ORTHOSIS, FOOT METATARSAL PAD, SMALL | PROSTHETICS & ORTHOSIS SUPPLIES SUPPLEMENTARY
11384 | 4224200195500 | POLYCENTRIC KNEE WITH HYDRAULIC SWING PHASE CONTROL, FOR KNEE DISARTICULATION, MAXIMUM BODY WEIGHT 120-130 KG | PROSTHETICS & ORTHOSIS SUPPLIES SUPPLEMENTARY
11385 | 4224170001100 | PREFABRICATED LIGHT WEIGHT KNEE-ANKLE-FOOT-ORTHOSIS FOR HYPER EXTENDED KNEE JOINT, DOUBLE UPRIGHT RANGE OF MOTION KNEE JOINT ; PRIMARILY DESIGNED FOR SAGITTAL PLANE MOTION CONTROL ; UNIQUE SINGLE POSTERIOR UPRIGHT DESIGN ALLOWS FOR A SIMPLIFIED FIT ; ADDRESSES UP TO FIVE DIFFERENT KNEE ORTHOSIS FUNCTIONS ; IDEAL FOR CONTRACTURE, FRACTURE, MOTOR AND SENSORY MANAGEMENT ; ADJUSTABLE MEDIAL AND LATERAL FEMORAL AND TIBIAL STABILIZING PANELS ; TELESCOPING THIGH AND CALF SEGMENTS FOR INCREASED COMFORT AND OPTIMAL JOINT PLACEMENT, EXTRA LARGE, LEFT | PROSTHETICS & ORTHOSIS SUPPLIES SUPPLEMENTARY
11386 | 4224170001200 | PREFABRICATED LIGHT WEIGHT KNEE-ANKLE-FOOT-ORTHOSIS FOR HYPER EXTENDED KNEE JOINT, DOUBLE UPRIGHT RANGE OF MOTION KNEE JOINT ; PRIMARILY DESIGNED FOR SAGITTAL PLANE MOTION CONTROL ; UNIQUE SINGLE POSTERIOR UPRIGHT DESIGN ALLOWS FOR A SIMPLIFIED FIT ; ADDRESSES UP TO FIVE DIFFERENT KNEE ORTHOSIS FUNCTIONS ; IDEAL FOR CONTRACTURE, FRACTURE, MOTOR AND SENSORY MANAGEMENT ; ADJUSTABLE MEDIAL AND LATERAL FEMORAL AND TIBIAL STABILIZING PANELS ; TELESCOPING THIGH AND CALF SEGMENTS FOR INCREASED COMFORT AND OPTIMAL JOINT PLACEMENT, EXTRA LARGE, RIGHT | PROSTHETICS & ORTHOSIS SUPPLIES SUPPLEMENTARY
11387 | 4224170000500 | PREFABRICATED LIGHT WEIGHT KNEE-ANKLE-FOOT-ORTHOSIS FOR HYPER EXTENDED KNEE JOINT, DOUBLE UPRIGHT RANGE OF MOTION KNEE JOINT ; PRIMARILY DESIGNED FOR SAGITTAL PLANE MOTION CONTROL ; UNIQUE SINGLE POSTERIOR UPRIGHT DESIGN ALLOWS FOR A SIMPLIFIED FIT ; ADDRESSES UP TO FIVE DIFFERENT KNEE ORTHOSIS FUNCTIONS ; IDEAL FOR CONTRACTURE, FRACTURE, MOTOR AND SENSORY MANAGEMENT ; ADJUSTABLE MEDIAL AND LATERAL FEMORAL AND TIBIAL STABILIZING PANELS ; TELESCOPING THIGH AND CALF SEGMENTS FOR INCREASED COMFORT AND OPTIMAL JOINT PLACEMENT, LARGE, LEFT | PROSTHETICS & ORTHOSIS SUPPLIES SUPPLEMENTARY
11388 | 4224170000600 | PREFABRICATED LIGHT WEIGHT KNEE-ANKLE-FOOT-ORTHOSIS FOR HYPER EXTENDED KNEE JOINT, DOUBLE UPRIGHT RANGE OF MOTION KNEE JOINT ; PRIMARILY DESIGNED FOR SAGITTAL PLANE MOTION CONTROL ; UNIQUE SINGLE POSTERIOR UPRIGHT DESIGN ALLOWS FOR A SIMPLIFIED FIT ; ADDRESSES UP TO FIVE DIFFERENT KNEE ORTHOSIS FUNCTIONS ; IDEAL FOR CONTRACTURE, FRACTURE, MOTOR AND SENSORY MANAGEMENT ; ADJUSTABLE MEDIAL AND LATERAL FEMORAL AND TIBIAL STABILIZING PANELS ; TELESCOPING THIGH AND CALF SEGMENTS FOR INCREASED COMFORT AND OPTIMAL JOINT PLACEMENT, LARGE, RIGHT | PROSTHETICS & ORTHOSIS SUPPLIES SUPPLEMENTARY
11389 | 4224170000700 | PREFABRICATED LIGHT WEIGHT KNEE-ANKLE-FOOT-ORTHOSIS FOR HYPER EXTENDED KNEE JOINT, DOUBLE UPRIGHT RANGE OF MOTION KNEE JOINT ; PRIMARILY DESIGNED FOR SAGITTAL PLANE MOTION CONTROL ; UNIQUE SINGLE POSTERIOR UPRIGHT DESIGN ALLOWS FOR A SIMPLIFIED FIT ; ADDRESSES UP TO FIVE DIFFERENT KNEE ORTHOSIS FUNCTIONS ; IDEAL FOR CONTRACTURE, FRACTURE, MOTOR AND SENSORY MANAGEMENT ; ADJUSTABLE MEDIAL AND LATERAL FEMORAL AND TIBIAL STABILIZING PANELS ; TELESCOPING THIGH AND CALF SEGMENTS FOR INCREASED COMFORT AND OPTIMAL JOINT PLACEMENT, MEDIUM, LEFT | PROSTHETICS & ORTHOSIS SUPPLIES SUPPLEMENTARY
11390 | 4224170000800 | PREFABRICATED LIGHT WEIGHT KNEE-ANKLE-FOOT-ORTHOSIS FOR HYPER EXTENDED KNEE JOINT, DOUBLE UPRIGHT RANGE OF MOTION KNEE JOINT ; PRIMARILY DESIGNED FOR SAGITTAL PLANE MOTION CONTROL ; UNIQUE SINGLE POSTERIOR UPRIGHT DESIGN ALLOWS FOR A SIMPLIFIED FIT ; ADDRESSES UP TO FIVE DIFFERENT KNEE ORTHOSIS FUNCTIONS ; IDEAL FOR CONTRACTURE, FRACTURE, MOTOR AND SENSORY MANAGEMENT ; ADJUSTABLE MEDIAL AND LATERAL FEMORAL AND TIBIAL STABILIZING PANELS ; TELESCOPING THIGH AND CALF SEGMENTS FOR INCREASED COMFORT AND OPTIMAL JOINT PLACEMENT, MEDIUM, RIGHT | PROSTHETICS & ORTHOSIS SUPPLIES SUPPLEMENTARY
11391 | 4224170000900 | PREFABRICATED LIGHT WEIGHT KNEE-ANKLE-FOOT-ORTHOSIS FOR HYPER EXTENDED KNEE JOINT, DOUBLE UPRIGHT RANGE OF MOTION KNEE JOINT ; PRIMARILY DESIGNED FOR SAGITTAL PLANE MOTION CONTROL ; UNIQUE SINGLE POSTERIOR UPRIGHT DESIGN ALLOWS FOR A SIMPLIFIED FIT ; ADDRESSES UP TO FIVE DIFFERENT KNEE ORTHOSIS FUNCTIONS ; IDEAL FOR CONTRACTURE, FRACTURE, MOTOR AND SENSORY MANAGEMENT ; ADJUSTABLE MEDIAL AND LATERAL FEMORAL AND TIBIAL STABILIZING PANELS ; TELESCOPING THIGH AND CALF SEGMENTS FOR INCREASED COMFORT AND OPTIMAL JOINT PLACEMENT, SMALL, LEFT | PROSTHETICS & ORTHOSIS SUPPLIES SUPPLEMENTARY
11392 | 4224170001000 | PREFABRICATED LIGHT WEIGHT KNEE-ANKLE-FOOT-ORTHOSIS FOR HYPER EXTENDED KNEE JOINT, DOUBLE UPRIGHT RANGE OF MOTION KNEE JOINT ; PRIMARILY DESIGNED FOR SAGITTAL PLANE MOTION CONTROL ; UNIQUE SINGLE POSTERIOR UPRIGHT DESIGN ALLOWS FOR A SIMPLIFIED FIT ; ADDRESSES UP TO FIVE DIFFERENT KNEE ORTHOSIS FUNCTIONS ; IDEAL FOR CONTRACTURE, FRACTURE, MOTOR AND SENSORY MANAGEMENT ; ADJUSTABLE MEDIAL AND LATERAL FEMORAL AND TIBIAL STABILIZING PANELS ; TELESCOPING THIGH AND CALF SEGMENTS FOR INCREASED COMFORT AND OPTIMAL JOINT PLACEMENT, SMALL, RIGHT | PROSTHETICS & ORTHOSIS SUPPLIES SUPPLEMENTARY
11393 | 4224170908500 | SHOE, MULTICAST, POST OP, FOREFOOT RELIEF, TO OFFLOAD WEIGHT AND PRESSURE FROM THE FOREFOOT, SMALL | PROSTHETICS & ORTHOSIS SUPPLIES SUPPLEMENTARY
11394 | 4224170908400 | SHOE, MULTICAST, POST OP, FOREFOOT RELIEF, TO OFFLOAD WEIGHT AND PRESSURE FROM THE FOREFOOT, MEDIUM | PROSTHETICS & ORTHOSIS SUPPLIES SUPPLEMENTARY
11395 | 4224170908600 | SHOE, MULTICAST, POST OP, FOREFOOT RELIEF, TO OFFLOAD WEIGHT AND PRESSURE FROM THE FOREFOOT, LARGE | PROSTHETICS & ORTHOSIS SUPPLIES SUPPLEMENTARY
11396 | 4224200032900 | SINGLE-HOOK SPANNER KIT, STEEL, AN ORTHOTICS WORKSHOP TOOL | PROSTHETICS & ORTHOSIS SUPPLIES SUPPLEMENTARY
11397 | 4224200135500 | CARBON FOOT, SMOOTH ROLL OVER INCREASED PUSH - OFF CONTROL UNTIL LAST STANCE MORE STABILITY VERTICAL SHOCK ABSORPTION MORE DORSIFLEXION THAN STANDARD FEET CLOSER TO SOUND SIDE, STANDARD PROSTHETIC FEET (LESS COMORBIDITIES) LESS EFFORT WHEN WALKING LESS FATIGUE IMPROVED SATISFACTION AND DISPLACEMENT TRANSTIBIAL TRANSFEMORAL KNEE AND HIP DISARTICULATION AMPUTEES LOW MODERATE AND HIGH IMPACT LEVEL K - LEVEL: K2 K 3 AND K 4, USER WEIGHT ABOVE 130 KG MAX, SIZE AND SIDE UP ON PATIENT DEMAND | PROSTHETICS & ORTHOSIS SUPPLIES SUPPLEMENTARY
11398 | 4224200410400 | SOCKS ABOVE KNEE RESIDUAL LIMB COMPRESSION CLASS 2 SIZE: DOUBLE EXTRA-LARGE XX-LARGE 38 | PROSTHETICS & ORTHOSIS SUPPLIES SUPPLEMENTARY
11399 | 4224200410500 | SOCKS ABOVE KNEE RESIDUAL LIMB COMPRESSION CLASS 2 SIZE: DOUBLE EXTRA-LARGE XX-LARGE 46 | PROSTHETICS & ORTHOSIS SUPPLIES SUPPLEMENTARY
11400 | 4224200409800 | SOCKS ABOVE KNEE RESIDUAL LIMB COMPRESSION CLASS 2 SIZE: EXTRA-LARGE 38 | PROSTHETICS & ORTHOSIS SUPPLIES SUPPLEMENTARY
11401 | 4224200409900 | SOCKS ABOVE KNEE RESIDUAL LIMB COMPRESSION CLASS 2 SIZE: EXTRA-LARGE 46 | PROSTHETICS & ORTHOSIS SUPPLIES SUPPLEMENTARY
11402 | 4224200410100 | SOCKS, ABOVE KNEE RESIDUAL, LIMB COMPRESSION, CLASS 2, SIZE: EXTRA SMALL 38 | PROSTHETICS & ORTHOSIS SUPPLIES SUPPLEMENTARY
11403 | 4224200410200 | SOCKS, ABOVE KNEE RESIDUAL, LIMB COMPRESSION, CLASS 2, SIZE: EXTRA SMALL 46 | PROSTHETICS & ORTHOSIS SUPPLIES SUPPLEMENTARY
11404 | 4224200408900 | SOCKS, ABOVE KNEE RESIDUAL, LIMB COMPRESSION, CLASS 2, SIZE: LARGE 38 | PROSTHETICS & ORTHOSIS SUPPLIES SUPPLEMENTARY
11405 | 4224200409000 | SOCKS, ABOVE KNEE RESIDUAL, LIMB COMPRESSION, CLASS 2, SIZE: LARGE 46 | PROSTHETICS & ORTHOSIS SUPPLIES SUPPLEMENTARY
11406 | 4224200409200 | SOCKS, ABOVE KNEE RESIDUAL, LIMB COMPRESSION, CLASS 2, SIZE: MEDIUM 38 | PROSTHETICS & ORTHOSIS SUPPLIES SUPPLEMENTARY
11407 | 4224200409300 | SOCKS, ABOVE KNEE RESIDUAL, LIMB COMPRESSION, CLASS 2, SIZE: MEDIUM 46 | PROSTHETICS & ORTHOSIS SUPPLIES SUPPLEMENTARY
11408 | 4224200409500 | SOCKS, ABOVE KNEE RESIDUAL, LIMB COMPRESSION, CLASS 2, SIZE: SMALL 38 | PROSTHETICS & ORTHOSIS SUPPLIES SUPPLEMENTARY
11409 | 4224200409600 | SOCKS, ABOVE KNEE RESIDUAL, LIMB COMPRESSION, CLASS 2, SIZE: SMALL 46 | PROSTHETICS & ORTHOSIS SUPPLIES SUPPLEMENTARY
11410 | 4224170641300 | SPLINT LEG POSTURAL ORTHOSIS FOR POSITIONING OF LOWER LIMB EASY FITTING ANTIDECUBITUS HEEL COMFORTABLE PADS FOR THE PATIENT FORMED FOAM IN THE CALF AREA OPENING IN THE HEEL AREA TO PREVENT POSSIBLE PRESSURE SORES PLANTAR TRIANGLE THAT ALLOWS ROTATIONAL REGULATION (- 15 DEGREE 0 DEGREE + 15 DEGREE) IMMOBILIZATION POSITIONAL CONTROL PREVENTION OF DEFORMITIES OF PATIENTS POST - OPERATIVE HIP KNEE AND FOOT WHICH REQUIRE THE POSITIONING OF THE LOWER EXTREMITY ANTIDECUBITUS BY PADDING MAINLY IN THE HEEL AREA DUE TO THE FORMED OPENING IN THE FOAM AND IN FINGERS DUE TO THE PLANT HEIGHT WHICH PREVENTS THE SHEETS CONTACT | PROSTHETICS & ORTHOSIS SUPPLIES SUPPLEMENTARY
11411 | 4224200031900 | SPREADING PLIERS, AN ORTHOTICS WORKSHOP TOOL | PROSTHETICS & ORTHOSIS SUPPLIES SUPPLEMENTARY
11412 | 4224200015000 | SYSTEM, ANKLE, JOINTS, WITH LAMINATION PIECES, RIGHT SYSTEM, WIDTH 20 MM | PROSTHETICS & ORTHOSIS SUPPLIES SUPPLEMENTARY
11413 | 4224170316500 | UNLOAD THE MEDIAL OR LATERAL COMPARTMENT OF THE KNEE, ALLOWS FOR ADJUSTMENT AND CONTROL IN SAGITTAL, CORONAL, AND TRANSVERSE PLANES OF THE KNEE, INTEGRAL ADHESION LAYERS, DESIGNED TO PREVENT MIGRATION OF THE ORTHOSIS, COST - EFFECTIVE, RELIEVES PAIN OF OSTEOARTHRITIS, PREVENTS FURTHER PROGRESSION OF OSTEOARTHRITIS, MILD TO MODERATE UNI - COMPARTMENTAL OSTEOARTHRITIS OF THE KNEE. SIZES AND SIDE WILL BE ON DEMAND | PROSTHETICS & ORTHOSIS SUPPLIES SUPPLEMENTARY
11414 | 4618160907100 | CUSTOM MADE, 3/4 INSOLES, ADULT, FOR METATARSUS ADDUCTUS, MADE OF PEDILIN 4MM + PLASTAZOTE 3MM + PERFORATED MATERIAL 2MM (PAIR) | PROSTHETICS & ORTHOSIS SUPPLIES SUPPLEMENTARY
11415 | 4224200426300 | ABOVE KNEE RESIDUAL LIMB COMPRESSION SOCKS NATURAL COLOR CLASS 2, SIZE LARGE 35 | PROSTHETICS & ORTHOSIS SUPPLIES SUPPLEMENTARY
11416 | 4224200426400 | ABOVE KNEE RESIDUAL LIMB COMPRESSION SOCKS NATURAL COLOR CLASS 2, SIZE MEDIUM 20 | PROSTHETICS & ORTHOSIS SUPPLIES SUPPLEMENTARY
11417 | 4224200426500 | ABOVE KNEE RESIDUAL LIMB COMPRESSION SOCKS NATURAL COLOR CLASS 2, SIZE MEDIUM 25 | PROSTHETICS & ORTHOSIS SUPPLIES SUPPLEMENTARY
11418 | 4224200426600 | ABOVE KNEE RESIDUAL LIMB COMPRESSION SOCKS NATURAL COLOR CLASS 2, SIZE MEDIUM 35 | PROSTHETICS & ORTHOSIS SUPPLIES SUPPLEMENTARY
11419 | 4224200426700 | ABOVE KNEE RESIDUAL LIMB COMPRESSION SOCKS NATURAL COLOR CLASS 2, SIZE SMALL 20 | PROSTHETICS & ORTHOSIS SUPPLIES SUPPLEMENTARY
11420 | 4224200426800 | ABOVE KNEE RESIDUAL LIMB COMPRESSION SOCKS NATURAL COLOR CLASS 2, SIZE SMALL 25 | PROSTHETICS & ORTHOSIS SUPPLIES SUPPLEMENTARY
11421 | 4224200426900 | ABOVE KNEE RESIDUAL LIMB COMPRESSION SOCKS NATURAL COLOR CLASS 2, SIZE SMALL 35 | PROSTHETICS & ORTHOSIS SUPPLIES SUPPLEMENTARY
11422 | 4224200427000 | ABOVE KNEE RESIDUAL LIMB COMPRESSION SOCKS NATURAL COLOR CLASS 2, SIZE XL 20 | PROSTHETICS & ORTHOSIS SUPPLIES SUPPLEMENTARY
11423 | 4224200427100 | ABOVE KNEE RESIDUAL LIMB COMPRESSION SOCKS NATURAL COLOR CLASS 2, SIZE XL 25 | PROSTHETICS & ORTHOSIS SUPPLIES SUPPLEMENTARY
11424 | 4224200427200 | ABOVE KNEE RESIDUAL LIMB COMPRESSION SOCKS NATURAL COLOR CLASS 2, SIZE XL 35 | PROSTHETICS & ORTHOSIS SUPPLIES SUPPLEMENTARY
11425 | 4224200427300 | ABOVE KNEE RESIDUAL LIMB COMPRESSION SOCKS NATURAL COLOR CLASS 2, SIZE X-SMALL 20 | PROSTHETICS & ORTHOSIS SUPPLIES SUPPLEMENTARY
11426 | 4224200427400 | ABOVE KNEE RESIDUAL LIMB COMPRESSION SOCKS NATURAL COLOR CLASS 2, SIZE X-SMALL 25 | PROSTHETICS & ORTHOSIS SUPPLIES SUPPLEMENTARY
11427 | 4224200427500 | ABOVE KNEE RESIDUAL LIMB COMPRESSION SOCKS NATURAL COLOR CLASS 2, SIZE X-SMALL 35 | PROSTHETICS & ORTHOSIS SUPPLIES SUPPLEMENTARY
11428 | 4224200427600 | ABOVE KNEE RESIDUAL LIMB COMPRESSION SOCKS NATURAL COLOR CLASS 2, SIZE XX-LARGE 20 | PROSTHETICS & ORTHOSIS SUPPLIES SUPPLEMENTARY
11429 | 4224200427700 | ABOVE KNEE RESIDUAL LIMB COMPRESSION SOCKS NATURAL COLOR CLASS 2, SIZE XX-LARGE 25 | PROSTHETICS & ORTHOSIS SUPPLIES SUPPLEMENTARY
11430 | 4224200427800 | ABOVE KNEE RESIDUAL LIMB COMPRESSION SOCKS NATURAL COLOR CLASS 2, SIZE XX-LARGE 35 | PROSTHETICS & ORTHOSIS SUPPLIES SUPPLEMENTARY
11431 | 4224200427900 | BELOW KNEE RESIDUAL LIMB COMPRESSION SOCKS CLASS 2, SIZE LARGE 30 | PROSTHETICS & ORTHOSIS SUPPLIES SUPPLEMENTARY
11432 | 4224200428000 | BELOW KNEE RESIDUAL LIMB COMPRESSION SOCKS CLASS 2, SIZE LARGE 38 | PROSTHETICS & ORTHOSIS SUPPLIES SUPPLEMENTARY
11433 | 4224200428100 | BELOW KNEE RESIDUAL LIMB COMPRESSION SOCKS CLASS 2, SIZE LARGE 46 | PROSTHETICS & ORTHOSIS SUPPLIES SUPPLEMENTARY
11434 | 4224200428200 | BELOW KNEE RESIDUAL LIMB COMPRESSION SOCKS CLASS 2, SIZE MEDIUM 30 | PROSTHETICS & ORTHOSIS SUPPLIES SUPPLEMENTARY
11435 | 4224200428300 | BELOW KNEE RESIDUAL LIMB COMPRESSION SOCKS CLASS 2, SIZE MEDIUM 38 | PROSTHETICS & ORTHOSIS SUPPLIES SUPPLEMENTARY
11436 | 4224200428400 | BELOW KNEE RESIDUAL LIMB COMPRESSION SOCKS CLASS 2, SIZE MEDIUM 46 | PROSTHETICS & ORTHOSIS SUPPLIES SUPPLEMENTARY
11437 | 4224200428500 | BELOW KNEE RESIDUAL LIMB COMPRESSION SOCKS CLASS 2, SIZE SMALL 30 | PROSTHETICS & ORTHOSIS SUPPLIES SUPPLEMENTARY
11438 | 4224200428600 | BELOW KNEE RESIDUAL LIMB COMPRESSION SOCKS CLASS 2, SIZE SMALL 38 | PROSTHETICS & ORTHOSIS SUPPLIES SUPPLEMENTARY
11439 | 4224200428700 | BELOW KNEE RESIDUAL LIMB COMPRESSION SOCKS CLASS 2, SIZE SMALL 46 | PROSTHETICS & ORTHOSIS SUPPLIES SUPPLEMENTARY
11440 | 4224200428800 | BELOW KNEE RESIDUAL LIMB COMPRESSION SOCKS CLASS 2, SIZE XL 30 | PROSTHETICS & ORTHOSIS SUPPLIES SUPPLEMENTARY
11441 | 4224200428900 | BELOW KNEE RESIDUAL LIMB COMPRESSION SOCKS CLASS 2, SIZE XL 38 | PROSTHETICS & ORTHOSIS SUPPLIES SUPPLEMENTARY
11442 | 4224200429000 | BELOW KNEE RESIDUAL LIMB COMPRESSION SOCKS CLASS 2, SIZE XL 46 | PROSTHETICS & ORTHOSIS SUPPLIES SUPPLEMENTARY
11443 | 4224200429100 | BELOW KNEE RESIDUAL LIMB COMPRESSION SOCKS CLASS 2, SIZE X-SMALL 30 | PROSTHETICS & ORTHOSIS SUPPLIES SUPPLEMENTARY
11444 | 4224200429200 | BELOW KNEE RESIDUAL LIMB COMPRESSION SOCKS CLASS 2, SIZE X-SMALL 38 | PROSTHETICS & ORTHOSIS SUPPLIES SUPPLEMENTARY
11445 | 4224200429300 | BELOW KNEE RESIDUAL LIMB COMPRESSION SOCKS CLASS 2, SIZE X-SMALL 46 | PROSTHETICS & ORTHOSIS SUPPLIES SUPPLEMENTARY
11446 | 4224200429400 | BELOW KNEE RESIDUAL LIMB COMPRESSION SOCKS CLASS 2, SIZE XX-LARGE 30 | PROSTHETICS & ORTHOSIS SUPPLIES SUPPLEMENTARY
11447 | 4224200429500 | BELOW KNEE RESIDUAL LIMB COMPRESSION SOCKS CLASS 2, SIZE XX-LARGE 38 | PROSTHETICS & ORTHOSIS SUPPLIES SUPPLEMENTARY
11448 | 4224200429600 | BELOW KNEE RESIDUAL LIMB COMPRESSION SOCKS CLASS 2, SIZE XX-LARGE 46 | PROSTHETICS & ORTHOSIS SUPPLIES SUPPLEMENTARY
11449 | 4618160906500 | CUSTOM MADE, INSOLES WITH FILLER FOR FOOT AMPUTATION WITH MEDIAL ARCH SUPPORT + SOFT DIABETIC MATERIAL | PROSTHETICS & ORTHOSIS SUPPLIES SUPPLEMENTARY
11450 | 4618220710900 | CUSTOM MADE ARIZONA BRACE ANKLE FOOT ORTHOSIS FOR CHARCOT FOOT DEFORMITY, SOFT MOLDED LEATHER INNER SHELL LINING PADDED WITH MEDICAL GRADE FOAM WITH REINFORCE OF THE FOOT AND ANKLE, LACE + STRAPS AND LOOP, WITH OUTSOLE ANTI SLIP FOR WALKING, ADULT, THE COLOR WILL BE ON PATIENT REQUEST | PROSTHETICS & ORTHOSIS SUPPLIES SUPPLEMENTARY
11451 | 4618220711000 | CUSTOM MADE ARIZONA BRACE ANKLE FOOT ORTHOSIS FOR CHARCOT FOOT DEFORMITY, SOFT MOLDED LEATHER INNER SHELL LINING PADDED WITH MEDICAL GRADE FOAM WITH REINFORCE OF THE FOOT AND ANKLE, LACE WITH OUTSOLE ANTI SLIP FOR WALKING, ADULT, THE COLOR WILL BE ON PATIENT REQUEST | PROSTHETICS & ORTHOSIS SUPPLIES SUPPLEMENTARY
11452 | 4618220711300 | CUSTOM MADE ARIZONA BRACE ANKLE FOOT ORTHOSIS FOR CHARCOT FOOT DEFORMITY, SOFT MOLDED LEATHER INNER SHELL LINING PADDED WITH MEDICAL GRADE FOAM WITH REINFORCE OF THE FOOT AND ANKLE, STRAPS AND LOOP, WITH OUTSOLE ANTI SLIP FOR WALKING, ADULT, THE COLOR WILL BE ON PATIENT REQUEST | PROSTHETICS & ORTHOSIS SUPPLIES SUPPLEMENTARY
11453 | 4224200194200 | DYNAMIC ANKLE FOOT ORTHOSIS FULL FOOT WHITE COLOR, FOR ADULT CUSTOM-MADE, THERMOLYN POLYETHYLENE THICKNESS 3MM - 5MM, WITH VELCRO STRAPS, FULL PADDING PERFORATED MATERIAL, WITH OUTSOLES 2MM - 1CM INCLUDES: PATIENT ASSESSMENT AT CUSTOMERS PREMISES, MEASURING, DELIVERY, FITTING BY CERTIFIED PROSTHETIST ORTHOTIST IN MULTIPLE CLINICS AND DIFFERENT REGIONS WITH FOLLOW UP. WARRANTY 2 YEARS. WITH THE COMMITMENT WITH APPENDIX D. | PROSTHETICS & ORTHOSIS SUPPLIES SUPPLEMENTARY
11454 | 4224200024500 | EXTENDED THE WARRANTY TO THREE-YEARS, FOR ADVANCED TECHNOLOGY ITEMS - CLASS B | PROSTHETICS & ORTHOSIS SUPPLIES SUPPLEMENTARY
11455 | 4224200024600 | EXTENDED THE WARRANTY TO THREE-YEARS, FOR ADVANCED TECHNOLOGY ITEMS - CLASS C | PROSTHETICS & ORTHOSIS SUPPLIES SUPPLEMENTARY
11456 | 4224200024700 | EXTENDED THE WARRANTY TO THREE-YEARS, FOR ADVANCED TECHNOLOGY ITEMS - CLASS D | PROSTHETICS & ORTHOSIS SUPPLIES SUPPLEMENTARY
11457 | 4224200194300 | GROUND REACTION ANKLE FOOT ORTHOSIS (GRAFO) CUSTOM-MADE PEDIATRIC WHITE COLOR, THERMOLYN POLYETHYLENE THICKNESS 3MM - 4MM, WITH VELCRO STRAPS, FULL PADDING PERFORATED MATERIAL, WITH OUTSOLES 2MM - 1CM INCLUDES: PATIENT ASSESSMENT AT CUSTOMERS PREMISES, MEASURING, DELIVERY, FITTING BY CERTIFIED PROSTHETIST ORTHOTIST IN MULTIPLE CLINICS AND DIFFERENT REGIONS WITH FOLLOW UP. WITH THE COMMITMENT WITH APPENDIX D. | PROSTHETICS & ORTHOSIS SUPPLIES SUPPLEMENTARY
11458 | 4224200194400 | KIT CUSTOM-MADE HIP DISARTICULATION MODULAR PROSTHESIS FOR ADULT K1+K2, FLEXIBLE LAMINATED SOCKET PROXIMALLY AND HARD DISTALLY, WITH MANUAL LOCK HIP JOINT FLEXION ANGLE 120 DEGREE, WEIGHT APPROXIMATELY 900 G, MAX BODY WEIGHT 100 KG, OVER MONOCENTRIC KNEE JOINT WITH FRICTION BRAKE AND EXTENSION ASSIST, K1+K2 PROSTHETIC FOOT, SKIN COLOR. SIZE AND SIDE WILL BE SPECIFIED WHEN ORDERED FOR EACH PATIENT INDIVIDUAL, INCLUDES: PATIENT ASSESSMENT AT CUSTOMERS PREMISES, MEASURING, DELIVERY, FITTING BY CERTIFIED PROSTHETIST ORTHOTIST IN MULTIPLE CLINICS AND DIFFERENT REGIONS WITH FOLLOW UP. WARRANTY 2 YEARS. WITH THE COMMITMENT WITH APPENDIX D. | PROSTHETICS & ORTHOSIS SUPPLIES SUPPLEMENTARY
11459 | 4224200194500 | KNEE ANKLE FOOT ORTHOSIS (KAFO) CUSTOM-MADE FOR ADULT WITH RING LOCK KNEE JOINT, STAINLESS STEEL BAR 20MM, THERMOLYN POLYETHYLENE THICKNESS 4MM - 6MM, WITH VELCRO STRAPS, FULL PADDING PERFORATED MATERIAL. INCLUDES: PATIENT ASSESSMENT AT CUSTOMERS PREMISES, MEASURING, DELIVERY, FITTING BY CERTIFIED PROSTHETIST ORTHOTIST IN MULTIPLE CLINICS AND DIFFERENT REGIONS WITH FOLLOW UP. WARRANTY 2 YEARS. WITH THE COMMITMENT WITH APPENDIX D. | PROSTHETICS & ORTHOSIS SUPPLIES SUPPLEMENTARY
11460 | 4224200194600 | KNEE ANKLE FOOT ORTHOSIS KAFO CUSTOM-MADE FOR ADULT WITH RING LOCK KNEE JOINT, STAINLESS STEEL BAR 20MM, THERMOLYN POLYPROPYLENE THICKNESS 4MM - 6MM, WITH VELCRO STRAPS, FULL PADDING PERFORATED MATERIAL. INCLUDES: PATIENT ASSESSMENT AT CUSTOMERS PREMISES, MEASURING, DELIVERY, FITTING BY CERTIFIED PROSTHETIST ORTHOTIST IN MULTIPLE CLINICS AND DIFFERENT REGIONS WITH FOLLOW UP. WARRANTY 2 YEARS. WITH THE COMMITMENT WITH APPENDIX D. | PROSTHETICS & ORTHOSIS SUPPLIES SUPPLEMENTARY
11461 | 4224200194700 | KNEE ANKLE FOOT ORTHOSIS KAFO CUSTOM-MADE FOR ADULT WITHOUT KNEE JOINT, WHITE COLOR CUSTOM-MADE THERMOLYN POLYETHYLENE THICKNESS 4MM - 6MM, WITH VELCRO STRAPS, FULL PADDING PERFORATED MATERIAL INCLUDES: PATIENT ASSESSMENT AT CUSTOMERS PREMISES, MEASURING, DELIVERY, FITTING BY CERTIFIED PROSTHETIST ORTHOTIST IN MULTIPLE CLINICS AND DIFFERENT REGIONS WITH FOLLOW UP. WARRANTY 2 YEARS. WITH THE COMMITMENT WITH APPENDIX D. | PROSTHETICS & ORTHOSIS SUPPLIES SUPPLEMENTARY
11462 | 4224200194800 | KNEE ANKLE FOOT ORTHOSIS KAFO CUSTOM-MADE FOR ADULT WITH SWISS LOCK KNEE JOINT, STAINLESS STEEL BAR 20MM, THERMOLYN POLYPROPYLENE THICKNESS 4MM - 6MM, WITH VELCRO STRAPS, FULL PADDING PERFORATED MATERIAL. INCLUDES: PATIENT ASSESSMENT AT CUSTOMERS PREMISES, MEASURING, DELIVERY, FITTING BY CERTIFIED PROSTHETIST ORTHOTIST IN MULTIPLE CLINICS AND DIFFERENT REGIONS WITH FOLLOW UP. WARRANTY 2 YEARS. WITH THE COMMITMENT WITH APPENDIX D. | PROSTHETICS & ORTHOSIS SUPPLIES SUPPLEMENTARY
11463 | 4224200194900 | KNEE ANKLE FOOT ORTHOSIS KAFO METAL WITH INNER LEATHER SHOE CUSTOM-MADE FOR ADULT WITH SWISS LOCK KNEE JOINT, STAINLESS STEEL BAR 20MM, STIRRUP ANKLE JOINT WITH LEATHER STRAPS WITH BUCKLES, FULL PADDING LEATHER MATERIAL. | PROSTHETICS & ORTHOSIS SUPPLIES SUPPLEMENTARY
11464 | 4618160907000 | CUSTOM MADE, MORTON EXTENSION INSOLES, WITH MEDIAL ARCH SUPPORT, ADULT, MADE OF PEDILIN 4MM + PLASTAZOTE 3MM + PERFORATED MATERIAL 2MM UNDER BIG TOE AND THE TRANSVERSE ARCH, (PAIR) | PROSTHETICS & ORTHOSIS SUPPLIES SUPPLEMENTARY
11465 | 4224200195200 | MULTIAXIAL FOOT WITH DIVIDED HEEL, 3-D SPACER SMOOTH TRANSITION FROM STANCE PHASE TO SWING PHASE, PHYSIOLOGICAL ROLLOVER AND S-SPRING MULTI-AXIAL MOBILITY TO COMPENSATE FOR UNEVEN SURFACES AND COMFORTABLE WALKING UPHILL AND ON INCLINES ELASTIC FOAM COMPRESSION SPRING ARCH AT HEEL STRIKE OF THE BACK SPRING ARCH AT ROLLOVER, SIZE: 26 CM, RIGHT | PROSTHETICS & ORTHOSIS SUPPLIES SUPPLEMENTARY
11466 | 4224200195100 | MULTIAXIAL FOOT WITH DIVIDED HEEL, 3-D SPACER SMOOTH TRANSITION FROM STANCE PHASE TO SWING PHASE, PHYSIOLOGICAL ROLLOVER AND S-SPRING MULTI-AXIAL MOBILITY TO COMPENSATE FOR UNEVEN SURFACES AND COMFORTABLE WALKING UPHILL AND ON INCLINES ELASTIC FOAM COMPRESSION SPRING ARCH AT HEEL STRIKE OF THE BACK SPRING ARCH AT ROLLOVER, SIZE: 27 CM, RIGHT | PROSTHETICS & ORTHOSIS SUPPLIES SUPPLEMENTARY
11467 | 4224200195000 | MULTIAXIAL FOOT WITH DIVIDED HEEL, 3-D SPACER SMOOTH TRANSITION FROM STANCE PHASE TO SWING PHASE, PHYSIOLOGICAL ROLLOVER AND S-SPRING MULTI-AXIAL MOBILITY TO COMPENSATE FOR UNEVEN SURFACES AND COMFORTABLE WALKING UPHILL AND ON INCLINES ELASTIC FOAM COMPRESSION SPRING ARCH AT HEEL STRIKE OF THE BACK SPRING ARCH AT ROLLOVER, SIZE: 29 CM, RIGHT | PROSTHETICS & ORTHOSIS SUPPLIES SUPPLEMENTARY
11468 | 4224200195300 | MULTIAXIAL FOOT WITH DIVIDED HEEL, 3-D SPACER SMOOTH TRANSITION FROM STANCE PHASE TO SWING PHASE, PHYSIOLOGICAL ROLLOVER AND S-SPRING MULTI-AXIAL MOBILITY TO COMPENSATE FOR UNEVEN SURFACES AND COMFORTABLE WALKING UPHILL AND ON INCLINES ELASTIC FOAM COMPRESSION SPRING ARCH AT HEEL STRIKE OF THE BACK SPRING ARCH AT ROLLOVER, SIZE: 30 CM, RIGHT | PROSTHETICS & ORTHOSIS SUPPLIES SUPPLEMENTARY
11469 | 4618160907200 | CUSTOM MADE, REGULAR INSOLES, WITH ONLOADING AFFECTED AREAS, ADULT, MADE OF PEDILIN 4MM + PLASTAZOTE 3MM + PERFORATED MATERIAL 2MM, (PAIR) | PROSTHETICS & ORTHOSIS SUPPLIES SUPPLEMENTARY
11470 | 4224170910300 | STABILITY FOOTWEAR SANDAL, HIGH COUNTERS (STIFFENERS) , THEY PROVIDE GREATER SUPPORT AND ARE SUITABLE FOR MORE SEVERE INSTABILITY OF THE FOOT AND ANKLE COMPLEX, SIZE 37, ASSORTED COLORS (AT LEAST 3 DIFFERENT COLORS IN CATALOGUE) | PROSTHETICS & ORTHOSIS SUPPLIES SUPPLEMENTARY
11471 | 4224170910600 | STABILITY FOOTWEAR SANDAL, HIGH COUNTERS (STIFFENERS) , THEY PROVIDE GREATER SUPPORT AND ARE SUITABLE FOR MORE SEVERE INSTABILITY OF THE FOOT AND ANKLE COMPLEX, SIZE 38, ASSORTED COLORS (AT LEAST 3 DIFFERENT COLORS IN CATALOGUE) | PROSTHETICS & ORTHOSIS SUPPLIES SUPPLEMENTARY
11472 | 4224170910900 | STABILITY FOOTWEAR SANDAL, HIGH COUNTERS (STIFFENERS) , THEY PROVIDE GREATER SUPPORT AND ARE SUITABLE FOR MORE SEVERE INSTABILITY OF THE FOOT AND ANKLE COMPLEX, SIZE 39, ASSORTED COLORS (AT LEAST 3 DIFFERENT COLORS IN CATALOGUE) | PROSTHETICS & ORTHOSIS SUPPLIES SUPPLEMENTARY
11473 | 4224170911200 | STABILITY FOOTWEAR SANDAL, HIGH COUNTERS (STIFFENERS) , THEY PROVIDE GREATER SUPPORT AND ARE SUITABLE FOR MORE SEVERE INSTABILITY OF THE FOOT AND ANKLE COMPLEX, SIZE 40, ASSORTED COLORS (AT LEAST 3 DIFFERENT COLORS IN CATALOGUE) | PROSTHETICS & ORTHOSIS SUPPLIES SUPPLEMENTARY
11474 | 4323261400600 | BLOCK, POLYURETHANE, FOR CAD CAM, COMPATIBLE WITH CANFIT PLUS VISUAL CAM, 7.2 OR EQUIVALENT, FOR ANKLE FOOT ORTHOSIS | PROSTHETICS & ORTHOSIS SUPPLIES SUPPLEMENTARY
11475 | 4323261400700 | BLOCK, POLYURETHANE, FOR CAD CAM, COMPATIBLE WITH CANFIT PLUS VISUAL CAM, 7.2 OR EQUIVALENT, FOR KNEE ANKLE FOOT ORTHOSIS | PROSTHETICS & ORTHOSIS SUPPLIES SUPPLEMENTARY
11476 | 4323261400400 | BLOCK, POLYURETHANE, FOR CAD CAM, COMPATIBLE WITH CANFIT –PLUS VISUAL CAM, 7.2 OR EQUIVALENT, FOR SPINAL ORTHOSIS, LONG | PROSTHETICS & ORTHOSIS SUPPLIES SUPPLEMENTARY
11477 | 4323261400500 | BLOCK, POLYURETHANE, FOR CAD CAM, COMPATIBLE WITH CANFIT –PLUS VISUAL CAM, 7.2 OR EQUIVALENT, FOR SPINAL ORTHOSIS, SHORT | PROSTHETICS & ORTHOSIS SUPPLIES SUPPLEMENTARY
11478 | 4323261400300 | BLOCK, POLYURETHANE, FOR CAD CAM, COMPATIBLE WITH CANFIT –PLUS VISUAL CAM, 7.2 OR EQUIVALENT, FOR TRANS - FEMORAL SOCKET | PROSTHETICS & ORTHOSIS SUPPLIES SUPPLEMENTARY
11479 | 4323261400200 | BLOCK, POLYURETHANE, FOR CAD CAM, COMPATIBLE WITH CANFIT –PLUS VISUAL CAM, 7.2 OR EQUIVALENT, FOR TRANS - FEMORAL SOCKET, SMALL SIZE | PROSTHETICS & ORTHOSIS SUPPLIES SUPPLEMENTARY
11480 | 4323261400100 | BLOCK, POLYURETHANE, FOR CAD CAM, COMPATIBLE WITH CANFIT –PLUS VISUAL CAM, 7.2 OR EQUIVALENT, FOR TRANS - TIBIAL SOCKET | PROSTHETICS & ORTHOSIS SUPPLIES SUPPLEMENTARY
11481 | 4323261400000 | BLOCK, POLYURETHANE, FOR CAD CAM, COMPATIBLE WITH CANFIT –PLUS VISUAL CAM, 7.2 OR EQUIVALENT, FOR TRANS - TIBIAL SOCKET, SMALL SIZE | PROSTHETICS & ORTHOSIS SUPPLIES SUPPLEMENTARY
11482 | 4224150010500 | CAST SIT, A PROSTHETIC SYSTEM WITH AIR PUMP, USING FOR ASSISTANCE DURING ABOVE KNEE CASTING, ALL ACCESSORIES AND BRIM SIZES MUST BE INCLUDED | PROSTHETICS & ORTHOSIS SUPPLIES SUPPLEMENTARY
11483 | 4412211900100 | FASTENER, SELF ADHESIVE, HOOK, VELCRO OR EQUIVALENT, 30 MM, WIDTH, BROWN, 25 METER | PROSTHETICS & ORTHOSIS SUPPLIES SUPPLEMENTARY
11484 | 4412211900200 | FASTENER, SELF ADHESIVE, HOOK, VELCRO OR EQUIVALENT, GREY WHITE, 30 MM, WIDTH, 25 METER | PROSTHETICS & ORTHOSIS SUPPLIES SUPPLEMENTARY
11485 | 4412211900400 | FASTENER, SELF ADHESIVE, HOOK, VELCRO OR EQUIVALENT, WHITE, 30 MM, WIDTH 25 METER | PROSTHETICS & ORTHOSIS SUPPLIES SUPPLEMENTARY
11486 | 4224180202500 | PEDIATRIC HIP BRACE, POLYETHYLENE PELVIC SECTION, UPRIGHT 123 DEGREE THAT EXTENDS FROM L 2 /L 3 TO DISTAL MARGIN OF THE SACRUM, PROVIDING MAXIMUM THORACIC AND PELVIC SUPPORT, PATIENTS WITH LOW TRUNK TONE AND/OR VERY LIMITED TRUNK, CONTROL STRENGTH MAY BENEFIT FROM THE INCREASED POSTERIOR AND LATERAL SUPPORT THIS DESIGN OFFERS, WHEN PATIENT IS PRIMARILY NON - AMBULATORY (GMFCS IV - V) , WHEN THE GREATER PELVIC COVERAGE TRIGGERS MORE DESIRABLE NEURO - SENSORY MOTOR RESPONSE WITH COMPLETE ACCESSORIES | PROSTHETICS & ORTHOSIS SUPPLIES SUPPLEMENTARY
11487 | 4224200447500 | STUMP SOCK, SPACER FABRIC, PROVIDES EXCELLENT AIR AND MOISTURE PERMEABILITIES, CUSHION PERFORMANCE, GOOD FOR PRESSURE DISTRIBUTION, MACHINE WASHABLE SIZE - NARROW - LENGTH 20-26CM APPROXIMATELY | PROSTHETICS & ORTHOSIS SUPPLIES SUPPLEMENTARY
11488 | 4224200447600 | STUMP SOCK, SPACER FABRIC, PROVIDES EXCELLENT AIR AND MOISTURE PERMEABILITIES, CUSHION PERFORMANCE, GOOD FOR PRESSURE DISTRIBUTION, MACHINE WASHABLE SIZE - NARROW - LENGTH 26-36CM APPROXIMATELY | PROSTHETICS & ORTHOSIS SUPPLIES SUPPLEMENTARY
11489 | 4224200447100 | STUMP SOCK, SPACER FABRIC, PROVIDES EXCELLENT AIR AND MOISTURE PERMEABILITIES, CUSHION PERFORMANCE, GOOD FOR PRESSURE DISTRIBUTION, MACHINE WASHABLE SIZE - MEDIUM - LENGTH 20-26CM APPROXIMATELY | PROSTHETICS & ORTHOSIS SUPPLIES SUPPLEMENTARY
11490 | 4224200447200 | STUMP SOCK, SPACER FABRIC, PROVIDES EXCELLENT AIR AND MOISTURE PERMEABILITIES, CUSHION PERFORMANCE, GOOD FOR PRESSURE DISTRIBUTION, MACHINE WASHABLE SIZE - MEDIUM - LENGTH 26-36CM APPROXIMATELY | PROSTHETICS & ORTHOSIS SUPPLIES SUPPLEMENTARY
11491 | 4224200438700 | GEL - SHOCK ABSORBING LINER, CONSTRUCTED WITH SPACER FABRIC, REDUCES SHOCK, PROVIDES EXCELLENT AIR AND MOISTURE PERMEABILITIES, CUSHION PERFORMANCE, GOOD FOR PRESSURE DISTRIBUTION. GOOD THERMAL REGULATION. ASSORTED SIZES | PROSTHETICS & ORTHOSIS SUPPLIES SUPPLEMENTARY
11492 | 4224171316200 | PROSTHETIC WRIST UNIT RATCHET TYPE ROTATION SHORT, WITH LOCK LEVER FOR LONG BELOW - ELBOW RESIDUAL LIMBS, DIAMETER 50 MM | PROSTHETICS & ORTHOSIS SUPPLIES SUPPLEMENTARY
11493 | 4224200115900 | 3D SILICONE LINER FOR TRANS-FEMORAL AMPUTEES, WITH DISTAL CONNECTION, WITH THE ANTIBACTERIAL ADDITIVE IN THE LINER MATERIAL PROTECTS THE LINER FROM BACTERIA AND THUS PREVENTS UNPLEASANT ODORS FROM DEVELOPING, COMFORT TO THE AMPUTEES WHO HAVE A LARGE AMOUNT OF SOFT TISSUE, THE ADAPTS BY INITIALLY TAPERING IN THE DISTAL AREA SO THAT SENSITIVE SOFT TISSUE IS GENTLY CUSHIONED AND NOT CONSTRICTED OR PUSHED UPWARDS. THE UPPER SECTION OF THE LINER IS CYLINDRICAL IN SHAPE, DROP-SHAPED TEXTILE INLAY IN THE LINER’S FABRIC ACTS AS A POSITIONING AID FOR ATTACHING THE LANYARD SYSTEM, SIZE 550 MM, APPROXIMATELY | PROSTHETICS & ORTHOSIS SUPPLIES SUPPLEMENTARY
11494 | 4224200513200 | ABOVE KNEE LAMINATED SOCKET SHUTTLE LOCK WITH ADJUSTMENT SCREWS, SKIN COLOR FOR ADULT, BODY WEIGHT USER UP TO 125 KG. SIZE AND SIDE WILL BE SPECIFIED WHEN ORDERED FOR EACH PATIENT INDIVIDUAL, INCLUDES: TEST SOCKET THERMOLYN MATERIAL 15 OR 20 MM. PATIENT ASSESSMENT AT CUSTOMERS PREMISES, MEASURING, DELIVERY, FITTING BY CERTIFIED PROSTHETIST ORTHOTIST IN MULTIPLE CLINICS AND DIFFERENT REGIONS WITH FOLLOW UP. WARRANTY 2 YEARS. WITH THE COMMITMENT WITH APPENDIX D. | PROSTHETICS & ORTHOSIS SUPPLIES SUPPLEMENTARY
11495 | 4224200513100 | ABOVE KNEE LAMINATED SOCKET WITH VALVE SUSPENSION SYSTEM, SKIN COLOR FOR ADULT, STAINLESS STEEL LAMINATION ANCHOR WITH PYRAMID ADAPTER 3 OR 4 ARMS ANCHOR, ROTATABLE, WEIGHT RANGE 160 TO 180 G, BODY WEIGHT USER APPROXIMATELY 150 KG, SIZE AND SIDE WILL BE SPECIFIED WHEN ORDERED FOR EACH PATIENT INDIVIDUAL, INCLUDES: TEST SOCKET THERMOLYN MATERIAL 15 OR 20 MM, PATIENT ASSESSMENT AT CUSTOMERS PREMISES, MEASURING, DELIVERY, FITTING BY CERTIFIED PROSTHETIST ORTHOTIST IN MULTIPLE CLINICS AND DIFFERENT REGIONS WITH FOLLOW UP. WARRANTY 2 YEARS. WITH THE COMMITMENT WITH APPENDIX D. | PROSTHETICS & ORTHOSIS SUPPLIES SUPPLEMENTARY
11496 | 4224200513500 | ABOVE KNEE LAMINATED SOCKET WITH VALVE SUSPENSION SYSTEM, SKIN COLOR FOR ADULT, TITANIUM PYRAMID SOCKET ADAPTER, WEIGHT RANGE 50 - 60 G, BODY WEIGHT APPROXIMATELY 150 KG. SIZE AND SIDE WILL BE SPECIFIED WHEN ORDERED FOR EACH PATIENT INDIVIDUAL, INCLUDES: TEST SOCKET THERMOLYN MATERIAL 15 OR 20 MM, PATIENT ASSESSMENT AT CUSTOMERS PREMISES, MEASURING, DELIVERY, FITTING BY CERTIFIED PROSTHETIST ORTHOTIST IN MULTIPLE CLINICS AND DIFFERENT REGIONS WITH FOLLOW UP. WARRANTY 2 YEARS. WITH THE COMMITMENT WITH APPENDIX D. | PROSTHETICS & ORTHOSIS SUPPLIES SUPPLEMENTARY
11497 | 4224200514000 | ABOVE KNEE LAMINATED SOCKET WITH VALVE SUSPENSION SYSTEM, SKIN COLOR FOR PEDIATRIC, ALUMINUM PYRAMID RECEIVER SOCKET ADAPTER, WEIGHT RANGE 35 - 50 G, BODY WEIGHT 45 G. SIZE AND SIDE WILL BE SPECIFIED WHEN ORDERED FOR EACH PATIENT INDIVIDUAL, INCLUDES: TEST SOCKET THERMOLYN MATERIAL 8 OR 10 MM, PATIENT ASSESSMENT AT CUSTOMERS PREMISES, MEASURING, DELIVERY, FITTING BY CERTIFIED PROSTHETIST ORTHOTIST IN MULTIPLE CLINICS AND DIFFERENT REGIONS WITH FOLLOW UP. WARRANTY 2 YEARS. WITH THE COMMITMENT WITH APPENDIX D. | PROSTHETICS & ORTHOSIS SUPPLIES SUPPLEMENTARY
11498 | 4224200514400 | BELOW KNEE LAMINATED SOCKET SHUTTLE LOCK SKIN COLOR FOR ADULT, PYRAMID SHUTTLE LOCK ADAPTER, BODY WEIGHT USER 100 - 125 KG. SIZE AND SIDE WILL BE SPECIFIED WHEN ORDERED FOR EACH PATIENT INDIVIDUAL, INCLUDES: TEST SOCKET THERMOLYN MATERIAL 10 OR 12 MM, PATIENT ASSESSMENT AT CUSTOMERS PREMISES, MEASURING, DELIVERY, FITTING BY CERTIFIED PROSTHETIST ORTHOTIST IN MULTIPLE CLINICS AND DIFFERENT REGIONS WITH FOLLOW UP. WARRANTY 2 YEARS. | PROSTHETICS & ORTHOSIS SUPPLIES SUPPLEMENTARY
11499 | 4224200514100 | BELOW KNEE LAMINATED SOCKET SKIN COLOR FOR ADULT, TITANIUM PYRAMID SOCKET ADAPTER, WEIGHT RANGE 50 - 60 G, BODY WEIGHT UP TO 150 KG. SIZE AND SIDE WILL BE SPECIFIED WHEN ORDERED FOR EACH PATIENT INDIVIDUAL, INCLUDES: TEST SOCKET THERMOLYN MATERIAL 10 OR 12 MM, PATIENT ASSESSMENT AT CUSTOMERS PREMISES, MEASURING, DELIVERY, FITTING BY CERTIFIED PROSTHETIST ORTHOTIST IN MULTIPLE CLINICS AND DIFFERENT REGIONS WITH FOLLOW UP. WARRANTY 2 YEARS. WITH THE COMMITMENT WITH APPENDIX D. | PROSTHETICS & ORTHOSIS SUPPLIES SUPPLEMENTARY
11500 | 4224200515000 | BELOW KNEE LAMINATED SOCKET WITH VALVE SUSPENSION SYSTEM, SKIN COLOR FOR PEDIATRIC, ALUMINUM PYRAMID SOCKET ADAPTER, ADAPTER WEIGHT RANGE 25 - 40 G, BODY WEIGHT USER 45 KG. SIZE AND SIDE WILL BE SPECIFIED WHEN ORDERED FOR EACH PATIENT INDIVIDUAL, INCLUDES: TEST SOCKET THERMOLYN MATERIAL 8 OR 10 MM, PATIENT ASSESSMENT AT CUSTOMERS PREMISES, MEASURING, DELIVERY, FITTING BY CERTIFIED PROSTHETIST ORTHOTIST IN MULTIPLE CLINICS AND DIFFERENT REGIONS WITH FOLLOW UP. WARRANTY 2 YEARS. WITH THE COMMITMENT WITH APPENDIX D. | PROSTHETICS & ORTHOSIS SUPPLIES SUPPLEMENTARY
11501 | 4224200038200 | ABOVE KNEE SUCTION/ EXPULSION VALVE, MANUAL, EQUIPPED WITH PUSH BUTTON RELEASE, CORE OF VALVE CAN BE UNSCREWED FROM HOUSING, ALLOWS DONNING WITH PULL SOCKS, LOW BUILD AND SUITABLE FOR FABRICATION OF SOFT SOCKET INTERFACE | PROSTHETICS & ORTHOSIS SUPPLIES SUPPLEMENTARY
11502 | 4224200038400 | BELOW KNEE AUTO EXPULSION VALVE WITH PUSH BUTTON SUCTION RELEASE, THREADED BODY (SIZE OF THREAD M10) FOR SEAL IN LINER | PROSTHETICS & ORTHOSIS SUPPLIES SUPPLEMENTARY
11503 | 4224200038300 | ACCOMMODATIVE SHOES MADE FOR ORTHOTIC DEVICES - AFO. CEMENTED ON A LEATHER INSOLE MADE FROM FULL GRAIN COW/CALF LEATHER, AVAILABLE IN MULTIPLE WIDTHS, FOOTWEAR SHOULD BE DEEPER TO ACCOMMODATE THE INCREASED DEPTH REQUIRED TO ACCOMMODATE THE FOOT AND AFO WITH OR WITHOUT DEFORMITY. THE HEEL AND SOLE OF THE SHOE MAY REQUIRE MODIFICATION TO MAXIMIZE FUNCTION AND WALKING EFFICIENCY. TO ACCOMMODATE AN ANKLE FOOT ORTHOSIS (AFO) , TO ACCOMMODATE AN INNER SHOE AS A RAINIER BOOT OR AN ARIZONA SPLINT. SOFT PADDING AROUND THE COLLAR TO FIX THE AFO, A SPECIAL SHAPED EXTENDED HEEL STIFFENER MOULDED TO FIT THE AFO, FLAT INSOLE, EASILY REMOVABLE AND ADAPTABLE (HARD-WEARING) LIGHT SOLE-UNIT, SUFFICIENT TOE-SPRING FOR EASY ROLL-OF, HIGH TOE-BOX AND STRONG TOE-CAP FOR PROTECTION OF THE TOES, SOFT TONGUE PADDING TO MOULD THE SHOE ROUND THE FOOT/AFO. FEATURES: MADE ON SPECIALIST FOOTWEAR LASTS TO ENSURE THE CORRECT POSITION OF THE LOWER LIMB AT 90 DEGREES, SPECIAL STIFFENER TO ACCOMMODATE THE AFO, ASSORTED | PROSTHETICS & ORTHOSIS SUPPLIES SUPPLEMENTARY
11504 | 4224200500700 | ADJUSTABLE MODULAR ABOVE KNEE SOCKET, CUSTOM FIT DIRECTLY ON THE PATIENT, WITH CIRCUMFERENTIAL AND LENGTH ADJUSTMENTS, AS WELL AS ALIGNMENT OPTIMIZATION FEATURES, ASSORTED SIZES, WITH OPTION OF CONICAL / CYLINDRICAL SHAPE | PROSTHETICS & ORTHOSIS SUPPLIES SUPPLEMENTARY
11505 | 4224200142300 | ANKLE FOOT ORTHOSIS FULL FOOT FOR PEDIATRIC CUSTOM-MADE, WHITE COLOR, THERMOLYN POLYETHYLENE THICKNESS 2MM - 4MM, WITH VELCRO STRAPS, FULL PADDING PERFORATED MATERIAL, WITH OUTSOLES 2MM - 1CM INCLUDES: PATIENT ASSESSMENT AT CUSTOMERS PREMISES, MEASURING, DELIVERY, FITTING BY CERTIFIED PROSTHETIST ORTHOTIST IN MULTIPLE CLINICS AND DIFFERENT REGIONS WITH FOLLOW UP. WITH THE COMMITMENT WITH APPENDIX D. | PROSTHETICS & ORTHOSIS SUPPLIES SUPPLEMENTARY
11506 | 4224200142400 | ANKLE FOOT ORTHOSIS FULL FOOT FOR PEDIATRIC CUSTOM-MADE, WHITE COLOR, THERMOLYN POLYPROPYLENE THICKNESS 4MM -6MM, WITH VELCRO STRAPS, FULL PADDING PERFORATED MATERIAL, WITH OUTSOLES 2MM - 1CM INCLUDES: PATIENT ASSESSMENT AT CUSTOMERS PREMISES, MEASURING, DELIVERY, FITTING BY CERTIFIED PROSTHETIST ORTHOTIST IN MULTIPLE CLINICS AND DIFFERENT REGIONS WITH FOLLOW UP. WITH THE COMMITMENT WITH APPENDIX D. | PROSTHETICS & ORTHOSIS SUPPLIES SUPPLEMENTARY
11507 | 4224200141100 | ANKLE FOOT ORTHOSIS FULL FOOT WHITE COLOR, FOR ADULT CUSTOM-MADE, THERMOLYN POLYETHYLENE THICKNESS 4MM - 6MM, WITH VELCRO STRAPS, FULL PADDING PERFORATED MATERIAL, WITH OUTSOLES 2MM - 1CM | PROSTHETICS & ORTHOSIS SUPPLIES SUPPLEMENTARY
11508 | 4224200141200 | ANKLE FOOT ORTHOSIS FULL FOOT WHITE COLOR, FOR ADULT CUSTOM-MADE, THERMOLYN POLYPROPYLENE THICKNESS 3MM - 5MM, WITH VELCRO STRAPS, FULL PADDING PERFORATED MATERIAL, WITH OUTSOLES 2MM - 1CM INCLUDES: PATIENT ASSESSMENT AT CUSTOMERS PREMISES, MEASURING, DELIVERY, FITTING BY CERTIFIED PROSTHETIST ORTHOTIST IN MULTIPLE CLINICS AND DIFFERENT REGIONS WITH FOLLOW UP. WARRANTY 2 YEARS. WITH THE COMMITMENT WITH APPENDIX D. | PROSTHETICS & ORTHOSIS SUPPLIES SUPPLEMENTARY
11509 | 4231151900300 | BELT TWISTER CUSTOM MADE PEDIATRIC ELASTIC STRAPS WITH BUCKLES, INCLUDES: PATIENT ASSESSMENT AT CUSTOMERS PREMISES, MEASURING, DELIVERY, FITTING BY CERTIFIED PROSTHETIST ORTHOTIST IN MULTIPLE CLINICS AND DIFFERENT REGIONS WITH FOLLOW UP. WITH THE COMMITMENT WITH APPENDIX D. | PROSTHETICS & ORTHOSIS SUPPLIES SUPPLEMENTARY
11510 | 4224200038500 | CARBON BRAID WEBBING 50 METERS IN LENGTH AND 200MM WIDE. | PROSTHETICS & ORTHOSIS SUPPLIES SUPPLEMENTARY
11511 | 4224200142500 | CARBON FIBER ANKLE FOOT ORTHOSIS ADULT CUSTOM-MADE, WITH LAMINATED 4- 10 LAYERS OF CARBON FIBER. INCLUDES: PATIENT ASSESSMENT AT CUSTOMERS PREMISES, MEASURING, DELIVERY, FITTING BY CERTIFIED PROSTHETIST ORTHOTIST IN MULTIPLE CLINICS AND DIFFERENT REGIONS WITH FOLLOW UP. WARRANTY 2 YEARS. WITH THE COMMITMENT WITH APPENDIX D. | PROSTHETICS & ORTHOSIS SUPPLIES SUPPLEMENTARY
11512 | 4224200038600 | COSMETIC HAND OF LIGHT FOAM WITH METAL WIRE IN ALL FINGERS, AVAILABLE IN LENGTHS APPROXIMATELY 220MM TO 640MM IN A VARIETY OF CIRCUMFERENCES, SIZE, SIDE AND COLOR ON DEMAND | PROSTHETICS & ORTHOSIS SUPPLIES SUPPLEMENTARY
11513 | 4224200038700 | COVER - CLOSED TOE BELOW KNEE, SIZE AND COLOR ORDERED ON DEMAND, INTEGRATED REINFORCING MESH AND ADVANCED MATERIAL FOR A MORE DURABLE FINISH, AVAILABLE IN 19 COLOR SHADES WITH MICROPIGMENTATION AND SEAMLESS FINISH FOR AUTHENTIC REALISM TO SUIT ANY FOOT SIZE APPROXIMATELY 220MM TO 300MM, TWO CALF SIZES, EASILY REMOVABLE FOR HARDWARE ADJUSTMENT, MAINTENANCE OR REPAIR, SUITABLE FOR ANKLE DISARTICULATION AND PARTIAL FOOT APPLICATIONS, EASY TO CLEAN USING SOAP AND WATER, AS OF PATIENT SIZE AND COLOR, RIGHT OR LEFT | PROSTHETICS & ORTHOSIS SUPPLIES SUPPLEMENTARY
11514 | 4224200038800 | COVER - SPLIT TOE BELOW KNEE, SIZE AND COLOR ORDERED ON DEMAND, INTEGRATED REINFORCING MESH AND ADVANCED MATERIAL FOR A MORE DURABLE FINISH, AVAILABLE IN 19 COLOR SHADES WITH MICROPIGMENTATION AND SEAMLESS FINISH FOR AUTHENTIC REALISM TO SUIT ANY FOOT SIZE APPROXIMATELY 220MM TO 300MM, TWO CALF SIZES, EASILY REMOVABLE FOR HARDWARE ADJUSTMENT, MAINTENANCE OR REPAIR, SUITABLE FOR ANKLE DISARTICULATION AND PARTIAL FOOT APPLICATIONS, EASY TO CLEAN USING SOAP AND WATER, RIGHT OR LEFT | PROSTHETICS & ORTHOSIS SUPPLIES SUPPLEMENTARY
11515 | 4224200038900 | CUSTOM MADE BOOTS, THE FOLLOWING ADDITIONS COULD BE REQUIRED :1- WELTED CONSTRUCTION 2- STICH DOWN CONSTRUCTION 3- INDUSTRIAL CONSTRUCTION INCLUDING HEAVY UPPERS AND COMMANDO TYPE HARD WEARING SOLES AND HEELS 4- LEATHER SOLE AND HEEL WITH RUBBER TOP PIECE 5- COMMANDO TYPE SOLES AND HEELS 6- BRIDGED OR ARCHED WAIST BRIDGE ARCHED WAIST 7- ADDITIONAL PADDING 8- LAMBSWOOL LINING 9- A CONCEALED OR OUTSIDE METATARSAL SUPPORT BAR 10- ROCKER SOLE 11- SOLE WEDGE 12- STIFFENER OR SOLE PLATE IN COMPOSITE MATERIAL 13- STIFFENER OR SOLE PLATE IN NON-COMPOSITE MATERIAL 14- A RUBBER OR STEEL TIP TO THE TOE OR HEEL 15- FLANGE TO PROTECT THE WELT 16- FLOATED SOLE 17- ELONGATED HALF ELONGATED OBLIQUE FLOATED OR WEDGE TO THE HEEL 18- TOE ROUND OR RECTANGULAR SOCKET 19- SOCKET WITH FRONT OR BACKSTOPS 20- TOE RAISING/TORSION SOCKET 21- LINED AND PADDED T OR Y STRAP 22- LINED AND PADDED DOUBLE DECKER T OR Y STRAP 23- STIRRUP HEEL TOE RAISING OR CALIPER RETAINING STRAP 24- PROTECTIVE TOE CAP TO COVER THE FOR | PROSTHETICS & ORTHOSIS SUPPLIES SUPPLEMENTARY
11516 | 4224200039000 | CUSTOM MADE SANDAL, THE FOLLOWING ADDITIONS COULD BE REQUIRED :1- WELTED CONSTRUCTION 2- STICH DOWN CONSTRUCTION 3- INDUSTRIAL CONSTRUCTION INCLUDING HEAVY UPPERS AND COMMANDO TYPE HARD WEARING SOLES AND HEELS 4- LEATHER SOLE AND HEEL WITH RUBBER TOP PIECE 5- COMMANDO TYPE SOLES AND HEELS 6- BRIDGED OR ARCHED WAIST BRIDGE ARCHED WAIST 7- ADDITIONAL PADDING 8- LAMBSWOOL LINING 9- A CONCEALED OR OUTSIDE METATARSAL SUPPORT BAR 10- ROCKER SOLE 11-SOLE WEDGE 12- STIFFENER OR SOLE PLATE IN COMPOSITE MATERIAL 13- STIFFENER OR SOLE PLATE IN NON-COMPOSITE MATERIAL 14- A RUBBER OR STEEL TIP TO THE TOE OR HEEL 15- FLANGE TO PROTECT THE WELT 16- FLOATED SOLE 17- ELONGATED HALF ELONGATED OBLIQUE FLOATED OR WEDGE TO THE HEEL 18- TOE ROUND OR RECTANGULAR SOCKET 19- SOCKET WITH FRONT OR BACKSTOPS 20- TOE RAISING/TORSION SOCKET 21- LINED AND PADDED T OR Y STRAP 22- LINED AND PADDED DOUBLE DECKER T OR Y STRAP 23- STIRRUP HEEL TOE RAISING OR CALIPER RETAINING STRAP 24- PROTECTIVE TOE CAP TO COVER THE FOR | PROSTHETICS & ORTHOSIS SUPPLIES SUPPLEMENTARY
11517 | 4224200039100 | CUSTOM MADE SHOES, THE FOLLOWING ADDITIONS COULD BE REQUIRED :1- WELTED CONSTRUCTION 2- STICH DOWN CONSTRUCTION 3- INDUSTRIAL CONSTRUCTION INCLUDING HEAVY UPPERS AND COMMANDO TYPE HARD WEARING SOLES AND HEELS 4- LEATHER SOLE AND HEEL WITH RUBBER TOP PIECE 5- COMMANDO TYPE SOLES AND HEELS 6- BRIDGED OR ARCHED WAIST BRIDGE ARCHED WAIST 7- ADDITIONAL PADDING 8- LAMBSWOOL LINING 9- A CONCEALED OR OUTSIDE METATARSAL SUPPORT BAR 10- ROCKER SOLE 11- SOLE WEDGE 12- STIFFENER OR SOLE PLATE IN COMPOSITE MATERIAL 13- STIFFENER OR SOLE PLATE IN NON-COMPOSITE MATERIAL 14- A RUBBER OR STEEL TIP TO THE TOE OR HEEL 15- FLANGE TO PROTECT THE WELT 16- FLOATED SOLE 17- ELONGATED HALF ELONGATED OBLIQUE FLOATED OR WEDGE TO THE HEEL 18- TOE ROUND OR RECTANGULAR SOCKET 19- SOCKET WITH FRONT OR BACKSTOPS 20- TOE RAISING/TORSION SOCKET 21- LINED AND PADDED T OR Y STRAP 22- LINED AND PADDED DOUBLE DECKER T OR Y STRAP 23- STIRRUP HEEL TOE RAISING OR CALIPER RETAINING STRAP 24- PROTECTIVE TOE CAP TO COVER THE FOR | PROSTHETICS & ORTHOSIS SUPPLIES SUPPLEMENTARY
11518 | 4224170909000 | CUSTOM MADE MEDICAL BOOTS LEATHER LONG DURABILITY, LIGHTWEIGHT, BLACK COLOR (PAIR) | PROSTHETICS & ORTHOSIS SUPPLIES SUPPLEMENTARY
11519 | 4618221106600 | CUSTOM SPINAL ORTHOSIS BOSTON BRACE POLYETHYLENE FOR SCOLIOSIS TREATMENT WITH THICKNESS OF 6 MM FOR ADULT WHITE COLOR INCLUDES: PATIENT ASSESSMENT AT CUSTOMERS PREMISES, MEASURING, DELIVERY, FITTING BY CERTIFIED PROSTHETIST ORTHOTIST IN MULTIPLE CLINICS AND DIFFERENT REGIONS WITH FOLLOW UP. WITH THE COMMITMENT WITH APPENDIX D. | PROSTHETICS & ORTHOSIS SUPPLIES SUPPLEMENTARY
11520 | 4618221106700 | CUSTOM SPINAL ORTHOSIS BOSTON BRACE POLYETHYLENE FOR SCOLIOSIS TREATMENT WITH THICKNESS OF 6 MM FOR PEDIATRIC WHITE COLOR INCLUDES: PATIENT ASSESSMENT AT CUSTOMERS PREMISES, MEASURING, DELIVERY, FITTING BY CERTIFIED PROSTHETIST ORTHOTIST IN MULTIPLE CLINICS AND DIFFERENT REGIONS WITH FOLLOW UP. WITH THE COMMITMENT WITH APPENDIX D. | PROSTHETICS & ORTHOSIS SUPPLIES SUPPLEMENTARY
11521 | 4224170644500 | DYNAMIC ANKLE FOOT ORTHOSIS (ARTICULATED AFO) PEDIATRIC, WHITE COLOR, THERMOLYN POLYETHYLENE THICKNESS 2MM - 4MM, WITH VELCRO STRAPS, FULL PADDING PERFORATED MATERIAL, WITH OUTSOLES 2MM - 1CM INCLUDES: PATIENT ASSESSMENT AT CUSTOMERS PREMISES, MEASURING, DELIVERY, FITTING BY CERTIFIED PROSTHETIST ORTHOTIST IN MULTIPLE CLINICS AND DIFFERENT REGIONS WITH FOLLOW UP. WITH THE COMMITMENT WITH APPENDIX D. | PROSTHETICS & ORTHOSIS SUPPLIES SUPPLEMENTARY
11522 | 4224170644600 | DYNAMIC ANKLE FOOT ORTHOSIS (ARTICULATED AFO) PEDIATRIC, WHITE COLOR, THERMOLYN POLYPROPYLENE THICKNESS 4MM -6MM, WITH VELCRO STRAPS, FULL PADDING PERFORATED MATERIAL, WITH OUTSOLES 2MM - 1CM INCLUDES: PATIENT ASSESSMENT AT CUSTOMERS PREMISES, MEASURING, DELIVERY, FITTING BY CERTIFIED PROSTHETIST ORTHOTIST IN MULTIPLE CLINICS AND DIFFERENT REGIONS WITH FOLLOW UP. WITH THE COMMITMENT WITH APPENDIX D. | PROSTHETICS & ORTHOSIS SUPPLIES SUPPLEMENTARY
11523 | 4224200141600 | DYNAMIC ANKLE FOOT ORTHOSIS FULL FOOT WHITE COLOR, FOR ADULT CUSTOM-MADE, THERMOLYN POLYPROPYLENE THICKNESS 3MM - 5MM, WITH VELCRO STRAPS, FULL PADDING PERFORATED MATERIAL, WITH OUTSOLES 2MM - 1CM INCLUDES: PATIENT ASSESSMENT AT CUSTOMERS PREMISES, MEASURING, DELIVERY, FITTING BY CERTIFIED PROSTHETIST ORTHOTIST IN MULTIPLE CLINICS AND DIFFERENT REGIONS WITH FOLLOW UP. WARRANTY 2 YEARS. WITH THE COMMITMENT WITH APPENDIX D. | PROSTHETICS & ORTHOSIS SUPPLIES SUPPLEMENTARY
11524 | 4224200023600 | EXTENDED THE WARRANTY TO THREE-YEARS, FOR ADVANCED TECHNOLOGY ITEMS - CLASS A | PROSTHETICS & ORTHOSIS SUPPLIES SUPPLEMENTARY
11525 | 4224200140500 | EXTENSION ORTHO-PROSTHESIS FOR ADULT (K1 + K2 + K3 + K4) SKIN COLOR FOR PROXIMAL FEMORAL FOCAL DEFICIENCY (PFFD) , MODULAR TITANIUM COMPONENTS, FOOT PROSTHESIS. SIZE AND SIDE WILL BE SPECIFIED WHEN ORDERED FOR EACH PATIENT INDIVIDUAL, INCLUDES: PATIENT ASSESSMENT AT CUSTOMERS PREMISES, MEASURING, DELIVERY, FITTING BY CERTIFIED PROSTHETIST ORTHOTIST IN MULTIPLE CLINICS AND DIFFERENT REGIONS WITH FOLLOW UP. WARRANTY 2 YEARS. WITH THE COMMITMENT WITH APPENDIX D. | PROSTHETICS & ORTHOSIS SUPPLIES SUPPLEMENTARY
11526 | 4224200140600 | EXTENSION ORTHO-PROSTHESIS FOR PEDIATRIC SKIN COLOR FOR PROXIMAL FEMORAL FOCAL DEFICIENCY (PFFD) , MODULAR ALUMINUM COMPONENTS, PROSTHETIC FOOT K2+K3. SIZE AND SIDE WILL BE SPECIFIED WHEN ORDERED FOR EACH PATIENT INDIVIDUAL, INCLUDES: PATIENT ASSESSMENT AT CUSTOMERS PREMISES, MEASURING, DELIVERY, FITTING BY CERTIFIED PROSTHETIST ORTHOTIST IN MULTIPLE CLINICS AND DIFFERENT REGIONS WITH FOLLOW UP. WARRANTY 2 YEARS. WITH THE COMMITMENT WITH APPENDIX D. | PROSTHETICS & ORTHOSIS SUPPLIES SUPPLEMENTARY
11527 | 4618160906400 | FOOT INSOLE KIT, INCLUDE: REMOVABLE WEDGES, (MEDIAL, LATERAL AND HEEL) , LARGE | PROSTHETICS & ORTHOSIS SUPPLIES SUPPLEMENTARY
11528 | 4618160906300 | FOOT INSOLE KIT, INCLUDE: REMOVABLE WEDGES, (MEDIAL, LATERAL AND HEEL) , MEDIUM | PROSTHETICS & ORTHOSIS SUPPLIES SUPPLEMENTARY
11529 | 4224200141300 | GROUND REACTION ANKLE FOOT ORTHOSIS ADULT WHITE COLOR CUSTOM-MADE THERMOLYN POLYETHYLENE THICKNESS 4MM - 6MM, WITH VELCRO STRAPS, FULL PADDING PERFORATED MATERIAL, WITH OUTSOLES 2MM - 1CM INCLUDES: PATIENT ASSESSMENT AT CUSTOMERS PREMISES, MEASURING, DELIVERY, FITTING BY CERTIFIED PROSTHETIST ORTHOTIST IN MULTIPLE CLINICS AND DIFFERENT REGIONS WITH FOLLOW UP. WARRANTY 2 YEARS. WITH THE COMMITMENT WITH APPENDIX D. | PROSTHETICS & ORTHOSIS SUPPLIES SUPPLEMENTARY
11530 | 4224200141900 | HIP KNEE ANKLE FOOT ORTHOSIS (HKAFO) FOR ADULT WITH HIP JOINT (HIP WITH STEEL BAR) AND KNEE JOINT (KNEE WITH STEEL BAR) , WHITE COLOR CUSTOM-MADE THERMOLYN POLYPROPYLENE THICKNESS 4MM - 6MM, WITH VELCRO STRAPS, FULL PADDING PERFORATED MATERIAL. INCLUDES: PATIENT ASSESSMENT AT CUSTOMERS PREMISES, MEASURING, DELIVERY, FITTING BY CERTIFIED PROSTHETIST ORTHOTIST IN MULTIPLE CLINICS AND DIFFERENT REGIONS WITH FOLLOW UP. WARRANTY 2 YEARS. WITH THE COMMITMENT WITH APPENDIX D. | PROSTHETICS & ORTHOSIS SUPPLIES SUPPLEMENTARY
11531 | 4224200141800 | HIP KNEE ANKLE FOOT ORTHOSIS (HKAFO) FOR PEDIATRIC WITH HIP JOINT (HIP WITH STEEL BAR) AND KNEE JOINT (KNEE WITH STEEL BAR) , WHITE COLOR CUSTOM-MADE THERMOLYN POLYPROPYLENE THICKNESS 4MM - 6MM, WITH VELCRO STRAPS, FULL PADDING PERFORATED MATERIAL. INCLUDES: PATIENT ASSESSMENT AT CUSTOMERS PREMISES, MEASURING, DELIVERY, FITTING BY CERTIFIED PROSTHETIST ORTHOTIST IN MULTIPLE CLINICS AND DIFFERENT REGIONS WITH FOLLOW UP. WARRANTY 2 YEARS. WITH THE COMMITMENT WITH APPENDIX D. | PROSTHETICS & ORTHOSIS SUPPLIES SUPPLEMENTARY
11532 | 4618160904400 | INSOLE, FOOT, FOR PEDIATRIC ORTHOSIS, SIZE 19-20 (PAIR) | PROSTHETICS & ORTHOSIS SUPPLIES SUPPLEMENTARY
11533 | 4618160905400 | INSOLE, THERMOPLASTIC BASE, FOR PEDIATRIC ORTHOSIS, SIZE 21-22 (PAIR) | PROSTHETICS & ORTHOSIS SUPPLIES SUPPLEMENTARY
11534 | 4618160905500 | INSOLE, THERMOPLASTIC BASE, FOR PEDIATRIC ORTHOSIS, SIZE 23-24 (PAIR) | PROSTHETICS & ORTHOSIS SUPPLIES SUPPLEMENTARY
11535 | 4618160905600 | INSOLE, THERMOPLASTIC BASE, FOR PEDIATRIC ORTHOSIS, SIZE 25-26 (PAIR) | PROSTHETICS & ORTHOSIS SUPPLIES SUPPLEMENTARY
11536 | 4618160905700 | INSOLE, THERMOPLASTIC BASE, FOR PEDIATRIC ORTHOSIS, SIZE 27-28 (PAIR) | PROSTHETICS & ORTHOSIS SUPPLIES SUPPLEMENTARY
11537 | 4618160905800 | INSOLE, THERMOPLASTIC BASE, FOR PEDIATRIC ORTHOSIS, SIZE 29-30 (PAIR) | PROSTHETICS & ORTHOSIS SUPPLIES SUPPLEMENTARY
11538 | 4618160905900 | INSOLE, THERMOPLASTIC BASE, FOR PEDIATRIC ORTHOSIS, SIZE 31-32 (PAIR) | PROSTHETICS & ORTHOSIS SUPPLIES SUPPLEMENTARY
11539 | 4618160906000 | INSOLE, THERMOPLASTIC BASE, FOR PEDIATRIC ORTHOSIS, SIZE 33-34 (PAIR) | PROSTHETICS & ORTHOSIS SUPPLIES SUPPLEMENTARY
11540 | 4618160906100 | INSOLE, THERMOPLASTIC BASE, FOR PEDIATRIC ORTHOSIS, SIZE 35-36 (PAIR) | PROSTHETICS & ORTHOSIS SUPPLIES SUPPLEMENTARY
11541 | 4618160906200 | INSOLE, THERMOPLASTIC BASE, FOR PEDIATRIC ORTHOSIS, SIZE 37-38 (PAIR) | PROSTHETICS & ORTHOSIS SUPPLIES SUPPLEMENTARY
11542 | 4224200140300 | KIT CUSTOM-MADE HIP DISARTICULATION MODULAR PROSTHESIS FOR ADULT K2+K3, FLEXIBLE LAMINATED SOCKET PROXIMALLY AND HARD DISTALLY, WITH MONOCENTRIC HIP JOINT INTERNAL EXTENSION ASSIST FLEXION ANGLE 120 DEGREE, WEIGHT 680 - 800 G, OVER HYDRAULIC KNEE JOINT SWING PHASE CONTROL, WEIGHT 850 G, MAX BODY WEIGHT 125 KG, K2+K3 PROSTHETIC FOOT, SKIN COLOR. SIZE AND SIDE WILL BE SPECIFIED WHEN ORDERED FOR EACH PATIENT INDIVIDUAL, INCLUDES: PATIENT ASSESSMENT AT CUSTOMERS PREMISES, MEASURING, DELIVERY, FITTING BY CERTIFIED PROSTHETIST ORTHOTIST IN MULTIPLE CLINICS AND DIFFERENT REGIONS WITH FOLLOW UP. WARRANTY 2 YEARS. WITH THE COMMITMENT WITH APPENDIX D. | PROSTHETICS & ORTHOSIS SUPPLIES SUPPLEMENTARY
11543 | 4224200140400 | KIT CUSTOM-MADE HIP DISARTICULATION MODULAR PROSTHESIS FOR ADULT K4 MOBILITY, FLEXIBLE LAMINATED SOCKET PROXIMALLY AND HARD DISTALLY, WITH HYDRAULIC MONOCENTRIC HIP JOINT K3, FLEXION ANGLE 130 DEGREE, WEIGHT 690 G, MAX BODY WEIGHT 125 KG, OVER HYDRAULIC KNEE JOINT SWING PHASE CONTROL K4, PROSTHETIC FOOT K4, SKIN COLOR. SIZE AND SIDE WILL BE SPECIFIED WHEN ORDERED FOR EACH PATIENT INDIVIDUAL, INCLUDES: PATIENT ASSESSMENT AT CUSTOMERS PREMISES, MEASURING, DELIVERY, FITTING BY CERTIFIED PROSTHETIST IN MULTIPLE CLINICS AND DIFFERENT REGIONS WITH FOLLOW UP. WARRANTY 2 YEARS. WITH THE COMMITMENT WITH APPENDIX D. | PROSTHETICS & ORTHOSIS SUPPLIES SUPPLEMENTARY
11544 | 4224200141400 | KNEE ANKLE FOOT ORTHOSIS (KAFO) CUSTOM-MADE FOR ADULT WITH SWISS LOCK KNEE JOINT, STAINLESS STEEL BAR 20MM, THERMOLYN POLYETHYLENE THICKNESS 4MM - 6MM, WITH VELCRO STRAPS, FULL PADDING PERFORATED MATERIAL. INCLUDES: PATIENT ASSESSMENT AT CUSTOMERS PREMISES, MEASURING, DELIVERY, FITTING BY CERTIFIED PROSTHETIST ORTHOTIST IN MULTIPLE CLINICS AND DIFFERENT REGIONS WITH FOLLOW UP. WARRANTY 2 YEARS. WITH THE COMMITMENT WITH APPENDIX D. | PROSTHETICS & ORTHOSIS SUPPLIES SUPPLEMENTARY
11545 | 4224200141500 | KNEE ANKLE FOOT ORTHOSIS (KAFO) CUSTOM-MADE FOR ADULT WITHOUT KNEE JOINT, WHITE COLOR CUSTOM-MADE THERMOLYN POLYPROPYLENE THICKNESS 4MM - 6MM, WITH VELCRO STRAPS, FULL PADDING PERFORATED MATERIAL. INCLUDES: PATIENT ASSESSMENT AT CUSTOMERS PREMISES, MEASURING, DELIVERY, FITTING BY CERTIFIED PROSTHETIST ORTHOTIST IN MULTIPLE CLINICS AND DIFFERENT REGIONS WITH FOLLOW UP. WARRANTY 2 YEARS. WITH THE COMMITMENT WITH APPENDIX D. | PROSTHETICS & ORTHOSIS SUPPLIES SUPPLEMENTARY
11546 | 4224200142100 | KNEE ANKLE FOOT ORTHOSIS (KAFO) CUSTOM-MADE FOR PEDIATRIC (KNEE + ANKLE WITH STEEL BAR) WHITE COLOR, THERMOLYN POLYETHYLENE THICKNESS 3MM - 4MM, WITH VELCRO STRAPS, FULL PADDING PERFORATED MATERIAL. INCLUDES: PATIENT ASSESSMENT AT CUSTOMERS PREMISES, MEASURING, DELIVERY, FITTING BY CERTIFIED PROSTHETIST ORTHOTIST IN MULTIPLE CLINICS AND DIFFERENT REGIONS WITH FOLLOW UP. WITH THE COMMITMENT WITH APPENDIX D. | PROSTHETICS & ORTHOSIS SUPPLIES SUPPLEMENTARY
11547 | 4224200142200 | KNEE ANKLE FOOT ORTHOSIS (KAFO) CUSTOM-MADE FOR PEDIATRIC (KNEE WITH STEEL BAR) WHITE COLOR, THERMOLYN POLYETHYLENE THICKNESS 3MM - 4MM, WITH VELCRO STRAPS, FULL PADDING PERFORATED MATERIAL. INCLUDES: PATIENT ASSESSMENT AT CUSTOMERS PREMISES, MEASURING, DELIVERY, FITTING BY CERTIFIED PROSTHETIST ORTHOTIST IN MULTIPLE CLINICS AND DIFFERENT REGIONS WITH FOLLOW UP. WITH THE COMMITMENT WITH APPENDIX D. | PROSTHETICS & ORTHOSIS SUPPLIES SUPPLEMENTARY
11548 | 4224200142000 | KNEE ANKLE FOOT ORTHOSIS (KAFO) CUSTOM-MADE FOR PEDIATRIC WITHOUT KNEE JOINT, WHITE COLOR, THERMOLYN POLYETHYLENE THICKNESS 3MM - 4MM, WITH VELCRO STRAPS, FULL PADDING PERFORATED MATERIAL. INCLUDES: PATIENT ASSESSMENT AT CUSTOMERS PREMISES, MEASURING, DELIVERY, FITTING BY CERTIFIED PROSTHETIST ORTHOTIST IN MULTIPLE CLINICS AND DIFFERENT REGIONS WITH FOLLOW UP. WITH THE COMMITMENT WITH APPENDIX D. | PROSTHETICS & ORTHOSIS SUPPLIES SUPPLEMENTARY
11549 | 4224200141700 | KNEE ANKLE FOOT ORTHOSIS (KAFO) METAL WITH INNER LEATHER SHOE CUSTOM-MADE FOR ADULT WITH RING LOCK KNEE JOINT, STAINLESS STEEL BAR 20MM, STIRRUP ANKLE JOINT WITH LEATHER STRAPS WITH BUCKLES, FULL PADDING LEATHER MATERIAL. INCLUDES: PATIENT ASSESSMENT AT CUSTOMERS PREMISES, MEASURING, DELIVERY, FITTING BY CERTIFIED PROSTHETIST ORTHOTIST IN MULTIPLE CLINICS AND DIFFERENT REGIONS WITH FOLLOW UP. WARRANTY 2 YEARS. WITH THE COMMITMENT WITH APPENDIX D. | PROSTHETICS & ORTHOSIS SUPPLIES SUPPLEMENTARY
11550 | 4231250500300 | LATERAL HEEL WEDGE PEDILIN MATERIAL STARTING FROM 2MM - 1CM CUSTOM MADE | PROSTHETICS & ORTHOSIS SUPPLIES SUPPLEMENTARY
11551 | 4231250500200 | LATERAL WEDGE PEDILIN MATERIAL STARTING FROM 2MM - 12CM CUSTOM MADE | PROSTHETICS & ORTHOSIS SUPPLIES SUPPLEMENTARY
11552 | 4224200140900 | LISFRANC LAMINATED PROSTHESIS ADULT COMBINING A SOFT SOCKET WITH A RIGID SHAFT WITH A SACH FOOT IN CORRECTED POSITION, SKIN COLOR. SIZE AND SIDE WILL BE SPECIFIED WHEN ORDERED FOR EACH PATIENT INDIVIDUAL, INCLUDES: PATIENT ASSESSMENT AT CUSTOMERS PREMISES, MEASURING, DELIVERY, FITTING BY CERTIFIED PROSTHETIST ORTHOTIST IN MULTIPLE CLINICS AND DIFFERENT REGIONS WITH FOLLOW UP. WARRANTY 2 YEARS. WITH THE COMMITMENT WITH APPENDIX D. | PROSTHETICS & ORTHOSIS SUPPLIES SUPPLEMENTARY
11553 | 4224200141000 | LISFRANC LAMINATED PROSTHESIS PEDIATRIC COMBINING A SOFT SOCKET WITH A RIGID SHAFT WITH A SACH FOOT IN CORRECTED POSITION, SKIN COLOR. SIZE AND SIDE WILL BE SPECIFIED WHEN ORDERED FOR EACH PATIENT INDIVIDUAL, INCLUDES: PATIENT ASSESSMENT AT CUSTOMERS PREMISES, MEASURING, DELIVERY, FITTING BY CERTIFIED PROSTHETIST IN MULTIPLE CLINICS AND DIFFERENT REGIONS WITH FOLLOW UP. WARRANTY 2 YEARS. | PROSTHETICS & ORTHOSIS SUPPLIES SUPPLEMENTARY
11554 | 4231250500500 | MEDIAL HEEL WEDGE PEDILIN MATERIAL STARTING FROM 2MM - 1CM CUSTOM MADE | PROSTHETICS & ORTHOSIS SUPPLIES SUPPLEMENTARY
11555 | 4231250500400 | MEDIAL WEDGE PEDILIN MATERIAL STARTING FROM 2MM - 12CM CUSTOM MADE CUSTOM MADE | PROSTHETICS & ORTHOSIS SUPPLIES SUPPLEMENTARY
11556 | 4224200039200 | ORTHOPEDIC BOOT WIDE (PEDIATRIC) , LEATHER INSOLE, AND AVAILABLE IN DIFFERENT WIDTHS. FULL GRAIN COW/CALF LEATHER, SOFT PADDING AROUND THE COLLAR AND ANKLE FOR A BETTER FIT, A HIGH AND EXTRA-LONG STIFFENER TO SUPPORT THE ANKLE, FULL LEATHER INSOLE, EASILY REMOVABLE AND ADAPTABLE (HARD-WEARING) SOLE-UNIT, SUFFICIENT TOE-SPRING FOR EASY ROLL-OFF, REMOVABLE PROFILED CORK INLAY INSIDE SHOE, HIGH TOE-BOX AND STRONG TOE-CAP FOR PROTECTION OF THE TOES, EXTRA PADDING AROUND THE ANKLE FOR MORE COMFORT, SOFT TONGUE PADDING TO MOULD THE SHOE ROUND THE FOOT, FIXATES THE SUBTALAR JOINTS AND STABILIZES THE TALOCRURAL JOINT, MADE ON EXTRA DEPTH LASTS, HIGH AND EXTENDED HEEL STIFFENERS, REMOVABLE ANATOMICAL FOOTBEDS AND ADAPTABLE FOR PATIENTS WITH EXTREME VALGUS OR VARUS INSTABILITY, SEVERE CEREBRAL PALSY, LIMITED DORSI-FLEXION, DETERIORATION OF THE TALOCRURAL JOINT, PROBLEMS WITH LIGAMENTS IN THE LOWER LIMBS, PAINFUL OR PRESSURE SENSITIVE FEET, TO STABILIZE THE (POST) OPERATIVE FOOT, ASSORTED SIZE | PROSTHETICS & ORTHOSIS SUPPLIES SUPPLEMENTARY
11557 | 4224170617400 | PRESSURE, RELIEF ANKLE-FOOT ORTHOSIS, USED TO DYNAMICALLY CORRECT AND PREVENT FOOT AND ANKLE CONTRACTURES, ASSORTED SIZES | PROSTHETICS & ORTHOSIS SUPPLIES SUPPLEMENTARY
11558 | 4224200039400 | PROSTHESIS, ABOVE ELBOW, ELECTRIC HAND AND ELBOW JOINT (ELECTRONICALLY CONTROLLED AND POWERED) COMPLETE WORKING SYSTEM INCLUDING COVER SUITABLE FOR USE WITH ELECTRONIC COMPONENTS - AND BATTERY CHARGER AND TWO RECHARGEABLE BATTERIES (110 - 220 V, 50/60 HZ) , LEFT OR RIGHT .INCLUDES - PATIENT ASSESSMENT AT CUSTOMERS PREMISES, MEASURING, INCLUDES ALL REQUIRED MATERIALS/COMPONENTS TO FABRICATE PROSTHESIS, DELIVERY, FITTING BY CERTIFIED PROSTHETIST, IN MULTIPLE CLINICS AND DIFFERENT REGIONS WITH FOLLOW UP SIZE ON DEMAND (REFER TO APPENDIX A) | PROSTHETICS & ORTHOSIS SUPPLIES SUPPLEMENTARY
11559 | 4224200039500 | PROSTHESIS, BELOW ELBOW, ELECTRIC HAND COMPLETE WORKING SYSTEM INCLUDING COVER SUITABLE FOR USE WITH ELECTRONIC COMPONENTS - AND BATTERY CHARGER (110 - 220 V, 50/60 HZ) , INCLUDES - PATIENT ASSESSMENT AT CUSTOMERS PREMISES, MEASURING, INCLUDES ALL REQUIRED MATERIALS/COMPONENTS TO FABRICATE PROSTHESIS, DELIVERY, FITTING BY CERTIFIED PROSTHETIST, IN MULTIPLE CLINICS AND DIFFERENT REGIONS WITH FOLLOW UP, SIZE OF HAND TO BE DETERMINED UPON ORDER. (REFER TO APPENDIX A) | PROSTHETICS & ORTHOSIS SUPPLIES SUPPLEMENTARY
11560 | 4224200039600 | PROSTHESIS, BELOW ELBOW, ELECTRIC HAND, COMPLETE WORKING SYSTEM INCLUDING COVER SUITABLE FOR USE WITH ELECTRONIC COMPONENTS -, FOR WRIST DISARTICULATION, AMPUTATION, AND BATTERY CHARGER (110 - 220 V, 50/60 HZ) , LEFT OR RIGHT .INCLUDES - PATIENT ASSESSMENT AT CUSTOMERS PREMISES, MEASURING, INCLUDES ALL REQUIRED MATERIALS/COMPONENTS TO FABRICATE PROSTHESIS, DELIVERY, FITTING BY CERTIFIED PROSTHETIST, IN MULTIPLE CLINICS AND DIFFERENT REGIONS WITH FOLLOW UP, SIZE ON DEMAND (REFER TO APPENDIX A) | PROSTHETICS & ORTHOSIS SUPPLIES SUPPLEMENTARY
11561 | 4224171316500 | PROSTHESIS, SHOULDER DISARTICULATION, INCLUDED SHOULDER JOINT, ELECTRIC HAND AND ELBOW JOINT (ELECTRONICALLY CONTROLLED AND POWERED) COMPLETE WORKING SYSTEM INCLUDING COVER SUITABLE FOR USE WITH ELECTRONIC COMPONENTS - AND BATTERY CHARGER AND TWO RECHARGEABLE BATTERIES (110 - 220 V, 50/60 HZ) , LEFT OR RIGHT .INCLUDES - PATIENT ASSESSMENT AT CUSTOMERS PREMISES, MEASURING, INCLUDES ALL REQUIRED MATERIALS/COMPONENTS TO FABRICATE PROSTHESIS, DELIVERY, FITTING BY CERTIFIED PROSTHETIST, IN MULTIPLE CLINICS AND DIFFERENT REGIONS WITH FOLLOW UP SIZE ON DEMAND (REFER TO APPENDIX A) | PROSTHETICS & ORTHOSIS SUPPLIES SUPPLEMENTARY
11562 | 4618160906700 | REGULAR INSOLE WITH MEDIAL ARCH SUPPORT ADULT CUSTOM MADE, PEDILIN 4MM + PLASTAZOTE 3MM 3/4 SHORTENING STARTING FROM 2MM - 15CM (PAIR) | PROSTHETICS & ORTHOSIS SUPPLIES SUPPLEMENTARY
11563 | 4618220800000 | SHOE, RAISE, STARTING FROM 2 CM- 10 CM, CUSTOM MADE WITH DURABLE MATERIAL AND NON SLIPPING OUTSOLE, COLOR ON DEMAND | PROSTHETICS & ORTHOSIS SUPPLIES SUPPLEMENTARY
11564 | 4224170119100 | SHOES, MEDICAL, ORTHOPEDIC, LEATHER BLACK, EXTRA SOFT, GENUINE NAPA LEATHER, UPPER EXTRA LENGTH COUNTER SUPPORT, ADDED DEPTH OF 5/16 INCHES DEEPER THAN REGULAR SHOES, DURABLE HD EVA OUTSOLE, OFFERS EASY MODIFICATION, ACCOMMODATES HAMMERTOES/OVERLAPPING, CLAW TOES, STRETCHABLE LYCRA VAMPS, BUNION/BUNIONETTE FLEX AREA, DOUBLE DEPTH, ACCOMMODATES SEVERE HIGH INSTEP, SWELLING, PRONATION, FLAT FEET, BUNIONS AND HAMMERTOES, ACCOMMODATES PARTIAL FOOT AND ANKLE-FOOT-ORTHOSIS, SIZE 46/PAIR | PROSTHETICS & ORTHOSIS SUPPLIES SUPPLEMENTARY
11565 | 4224170119200 | SHOES, MEDICAL, ORTHOPEDIC, LEATHER BLACK, EXTRA SOFT, GENUINE NAPA LEATHER, UPPER EXTRA LENGTH COUNTER SUPPORT, ADDED DEPTH OF 5/16 INCHES DEEPER THAN REGULAR SHOES, DURABLE HD EVA OUTSOLE, OFFERS EASY MODIFICATION, ACCOMMODATES HAMMERTOES/OVERLAPPING, CLAW TOES, STRETCHABLE LYCRA VAMPS, BUNION/BUNIONETTE FLEX AREA, DOUBLE DEPTH, ACCOMMODATES SEVERE HIGH INSTEP, SWELLING, PRONATION, FLAT FEET, BUNIONS AND HAMMERTOES, ACCOMMODATES PARTIAL FOOT AND ANKLE-FOOT-ORTHOSIS, SIZE 47/PAIR | PROSTHETICS & ORTHOSIS SUPPLIES SUPPLEMENTARY
11566 | 4224150008600 | SPLINTING, MATERIAL, NON-PERFORATED, 0.3 X 94 X 50 CM SHEET | PROSTHETICS & ORTHOSIS SUPPLIES SUPPLEMENTARY
11567 | 4224200039800 | STABILITY BOOTS FOR CHILDREN, WIDE FITTING MADE FROM FULL GRAIN COW/CALF LEATHER IN A SELECTION OF COLORS, AVAILABLE IN 8 WIDTHS- NARROW - WIDE. STITCH DOWN CONSTRUCTION, LACE CLOSING, SUPPORTIVE FOOTWEAR CAN ASSIST CHILDREN WITH MOBILITY IMPAIRMENTS IMPROVING THEIR FUNCTION, STABILITY AND POSTURE. SOFT PADDING AROUND THE COLLAR AND ANKLE FOR A BETTER FIT, A HIGH AND EXTRA-LONG STIFFENER TO SUPPORT THE ANKLE, FULL LEATHER INSOLE, EASILY REMOVABLE AND ADAPTABLE (HARD-WEARING) SOLE-UNIT, SUFFICIENT TOE-SPRING FOR EASY ROLL-OFF, REMOVABLE PROFILED CORK INLAY, INSIDE SHOE, HIGH TOE-BOX AND STRONG TOE-CAP FOR PROTECTION OF THE TOES, EXTENDED FACINGS FOR MAXIMUM ACCESSIBILITY, EXTRA PADDING AROUND THE ANKLE FOR MORE COMFORT, SOFT TONGUE PADDING TO MOLD THE SHOE ROUND THE FOOT, ASSORTED SIZES, BOOTS HEIGHT UP TO 125MM, 3 DIFFERENT COLORS IN CATALOGUE | PROSTHETICS & ORTHOSIS SUPPLIES SUPPLEMENTARY
11568 | 4224200140700 | SYMES LAMINATED PROSTHESES ADULT DESIGNED TO ASSIST IN FOREFOOT/MIDFOOT AND ANKLE DISARTICULATION AMPUTATION A POSTERIOR OPENING, SKIN COLOR. SIZE AND SIDE WILL BE SPECIFIED WHEN ORDERED FOR EACH PATIENT INDIVIDUAL, INCLUDES: PATIENT ASSESSMENT AT CUSTOMERS PREMISES, MEASURING, DELIVERY, FITTING BY CERTIFIED PROSTHETIST ORTHOTIST IN MULTIPLE CLINICS AND DIFFERENT REGIONS WITH FOLLOW UP. WARRANTY 2 YEARS. WITH THE COMMITMENT WITH APPENDIX D. | PROSTHETICS & ORTHOSIS SUPPLIES SUPPLEMENTARY
11569 | 4224200140800 | SYMES LAMINATED PROSTHESES PEDIATRIC DESIGNED TO ASSIST IN FOREFOOT/MIDFOOT AND ANKLE DISARTICULATION AMPUTATION A POSTERIOR OPENING, SKIN COLOR. SIZE AND SIDE WILL BE SPECIFIED WHEN ORDERED FOR EACH PATIENT INDIVIDUAL, INCLUDES: PATIENT ASSESSMENT AT CUSTOMERS PREMISES, MEASURING, DELIVERY, FITTING BY CERTIFIED PROSTHETIST IN MULTIPLE CLINICS AND DIFFERENT REGIONS WITH FOLLOW UP. WARRANTY 2 YEARS WITH THE COMMITMENT WITH APPENDIX D. | PROSTHETICS & ORTHOSIS SUPPLIES SUPPLEMENTARY
11570 | 4224200014200 | "SILICONE BREAST FORM, TEARDROP SHAPE, FULL CUP, SOFT AND LIGHT, NATURAL LOOKING DRAPE, TEAR-PROOF SILICON ENCASED IN TEAR-PROOF FILM, FIT IN POCKETED BRA, SIZE 10 (LYMPHEDEMA)" | REHABILITATION AND PHYSIOTHERAPY SUPPLIES
11571 | 4224200014300 | "SILICONE BREAST FORM, TEARDROP SHAPE, FULL CUP, SOFT AND LIGHT, NATURAL LOOKING DRAPE, TEAR-PROOF SILICON ENCASED IN TEAR-PROOF FILM, FIT IN POCKETED BRA, SIZE 11 (LYMPHEDEMA)" | REHABILITATION AND PHYSIOTHERAPY SUPPLIES
11572 | 4224200014000 | "SILICONE BREAST FORM, TEARDROP SHAPE, FULL CUP, SOFT AND LIGHT, NATURAL LOOKING DRAPE, TEAR-PROOF SILICON ENCASED IN TEAR-PROOF FILM, FIT IN POCKETED BRA, SIZE 13 (LYMPHEDEMA)" | REHABILITATION AND PHYSIOTHERAPY SUPPLIES
11573 | 4224200014100 | "SILICONE BREAST FORM, TEARDROP SHAPE, FULL CUP, SOFT AND LIGHT, NATURAL LOOKING DRAPE, TEAR-PROOF SILICON ENCASED IN TEAR-PROOF FILM, FIT IN POCKETED BRA, SIZE 5 (LYMPHEDEMA)" | REHABILITATION AND PHYSIOTHERAPY SUPPLIES
11574 | 4224200014400 | "SILICONE BREAST FORM, TEARDROP SHAPE, FULL CUP, SOFT AND LIGHT, NATURAL LOOKING DRAPE, TEAR-PROOF SILICON ENCASED IN TEAR-PROOF FILM, FIT IN POCKETED BRA, SIZE 7 (LYMPHEDEMA)" | REHABILITATION AND PHYSIOTHERAPY SUPPLIES
11575 | 4224200014500 | "SILICONE BREAST FORM, TEARDROP SHAPE, FULL CUP, SOFT AND LIGHT, NATURAL LOOKING DRAPE, TEAR-PROOF SILICON ENCASED IN TEAR-PROOF FILM, FIT IN POCKETED BRA, SIZE 8 (LYMPHEDEMA)" | REHABILITATION AND PHYSIOTHERAPY SUPPLIES
11576 | 4224200014600 | "SILICONE BREAST FORM, TEARDROP SHAPE, FULL CUP, SOFT AND LIGHT, NATURAL LOOKING DRAPE, TEAR-PROOF SILICON ENCASED IN TEAR-PROOF FILM, FIT IN POCKETED BRA, SIZE 9 (LYMPHEDEMA)" | REHABILITATION AND PHYSIOTHERAPY SUPPLIES
11577 | 4224180001300 | "LUMBOSACRAL BELT, HOOK AND LOOP CLOSURE ALLOWS ADJUSTMENTS FOR FLUCTUATIONS IN SOFT TISSUE MASS PADDING INCREASES COMFORT SIZE LARGE" | REHABILITATION AND PHYSIOTHERAPY SUPPLIES
11578 | 4224180001400 | "LUMBOSACRAL BELT, HOOK AND LOOP CLOSURE ALLOWS ADJUSTMENTS FOR FLUCTUATIONS IN SOFT TISSUE MASS PADDING INCREASES COMFORT SIZE MEDIUM" | REHABILITATION AND PHYSIOTHERAPY SUPPLIES
11579 | 4224180001500 | "LUMBOSACRAL BELT, HOOK AND LOOP CLOSURE ALLOWS ADJUSTMENTS FOR FLUCTUATIONS IN SOFT TISSUE MASS PADDING INCREASES COMFORT SIZE SMALL" | REHABILITATION AND PHYSIOTHERAPY SUPPLIES
11580 | 4618221104400 | "LUMBOSACRAL CORSET, FOUR RIGID STAYS, PROVIDES LOWER BACK SUPPORT TO HELP REDUCE OR AVOID PAIN, VELCRO CLOSURE, SIZE: LARGE" | REHABILITATION AND PHYSIOTHERAPY SUPPLIES
11581 | 4618221104500 | "LUMBOSACRAL CORSET, FOUR RIGID STAYS, PROVIDES LOWER BACK SUPPORT TO HELP REDUCE OR AVOID PAIN, VELCRO CLOSURE, SIZE: MEDIUM" | REHABILITATION AND PHYSIOTHERAPY SUPPLIES
11582 | 4618221104600 | "LUMBOSACRAL CORSET, FOUR RIGID STAYS, PROVIDES LOWER BACK SUPPORT TO HELP REDUCE OR AVOID PAIN, VELCRO CLOSURE, SIZE: SMALL" | REHABILITATION AND PHYSIOTHERAPY SUPPLIES
11583 | 4221150203600 | "AXILLARY CRUTCHES, ALUMINUM, HEAVY DUTY, ADJUSTABLE WITH EASY PUSH BUTTON, METAL REINFORCED RUBBER TIPS, LARGE, SIZE 135 - 155 CM (+/- 2 CM)" | REHABILITATION AND PHYSIOTHERAPY SUPPLIES
11584 | 4221150203500 | "AXILLARY CRUTCHES, ALUMINUM, HEAVY DUTY, ADJUSTABLE WITH EASY PUSH BUTTON, METAL REINFORCED RUBBER TIPS, MEDIUM, SIZE 115 - 135 CM (+/- 2 CM)" | REHABILITATION AND PHYSIOTHERAPY SUPPLIES
11585 | 4221150203700 | "AXILLARY CRUTCHES, ALUMINUM, HEAVY DUTY, ADJUSTABLE WITH EASY PUSH BUTTON, METAL REINFORCED RUBBER TIPS, SMALL, SIZE 95 - 115 CM (+/- 2 CM)" | REHABILITATION AND PHYSIOTHERAPY SUPPLIES
11586 | 4221150206500 | "AXILLARY CRUTCHES, ALUMINUM, HEAVY DUTY, ADJUSTABLE WITH EASY PUSH BUTTON, METAL REINFORCED RUBBER TIPS, TALL, SIZE 145 - 175 CM (+/- 5 CM)" | REHABILITATION AND PHYSIOTHERAPY SUPPLIES
11587 | 4221150206600 | "AXILLARY CRUTCHES, ALUMINUM, HEAVY DUTY, ADJUSTABLE WITH EASY PUSH BUTTON, METAL REINFORCED RUBBER TIPS, YOUTH, SIZE 78 - 105 CM (+/- 2 CM)" | REHABILITATION AND PHYSIOTHERAPY SUPPLIES
11588 | 4221150101200 | "CANE, QUAD, LOW WIDE BASE, OFFSET HANDLE, ADAPTABLE FOR RIGHT AND LEFT HANDED, MADE OF ALUMINUM, HEAVY DUTY, WITH ADJUSTABLE HEIGHT 73 -97 CM (+/- 2 CM)" | REHABILITATION AND PHYSIOTHERAPY SUPPLIES
11589 | 4221150100500 | "CANE, QUAD, HIGH BASE, T-SHAPED, FIT FOR RIGHT AND LEFT HANDED, MADE OF ALUMINUM, HEAVY DUTY, WITH ADJUSTABLE HEIGHT 73 -97 CM (+/- 2 CM)" | REHABILITATION AND PHYSIOTHERAPY SUPPLIES
11590 | 4221150101100 | "CANE, STANDARD, MADE OF ALUMINUM, HEAVY DUTY, ADJUSTABLE PUSH BUTTON, RUBBER TIP, T - SHAPE HANDLE, FIT FOR RIGHT AND LEFT HANDED, 73 -97 CM (+/- 4 CM)" | REHABILITATION AND PHYSIOTHERAPY SUPPLIES
11591 | 4221150101000 | "CANE, TRIPOD, T-SHAPED, FIT FOR RIGHT AND LEFT HANDED, MADE OF ALUMINUM, HEAVY DUTY, WITH ADJUSTABLE HEIGHT 73 -97 CM (+/- 2 CM)" | REHABILITATION AND PHYSIOTHERAPY SUPPLIES
11592 | 4225170600300 | "WALKER, FOR CEREBRAL PALSY, REVERSE, TWO PAIRS OF HANDGRIP, FOLDABLE, FRONT ONE-WAY SWIVEL WHEEL 3 INCHES, ADJUSTABLE HEIGHT 40 - 55 CM (+/- 4 CM), X-SMALL" | REHABILITATION AND PHYSIOTHERAPY SUPPLIES
11593 | 4221150204700 | FOREARM CRUTCHES, ELBOW, MADE FROM ALUMINUM CLOSE CUFF WITH 180 DEGREE PIVOT, EASY PUSH BUTTON ADJUSTABLE AT BOTH LEGS AND FOREARM CUFFS AND METAL REINFORCED RUBBER TIPS, LARGE, SIZE 95-125 CM (+/- 2 CM) | REHABILITATION AND PHYSIOTHERAPY SUPPLIES
11594 | 4221150204800 | FOREARM CRUTCHES, ELBOW, MADE FROM ALUMINUM CLOSE CUFF WITH 180 DEGREE PIVOT, EASY PUSH BUTTON ADJUSTABLE AT BOTH LEGS AND FOREARM CUFFS AND METAL REINFORCED RUBBER TIPS, MEDIUM, SIZE 87-117 CM (+/- 2 CM) | REHABILITATION AND PHYSIOTHERAPY SUPPLIES
11595 | 4221150204900 | FOREARM CRUTCHES, ELBOW, MADE FROM ALUMINUM CLOSE CUFF WITH 180 DEGREE PIVOT, EASY PUSH BUTTON ADJUSTABLE AT BOTH LEGS AND FOREARM CUFFS AND METAL REINFORCED RUBBER TIPS, SMALL, SIZE 79-109 CM (+/- 2 CM) | REHABILITATION AND PHYSIOTHERAPY SUPPLIES
11596 | 4221150204500 | FOREARM CRUTCHES, ELBOW, MADE FROM ALUMINUM, HEAVY DUTY, EASY PUSH BUTTON ADJUSTABLE AT BOTH LEGS AND FOREARM CUFFS AND METAL REINFORCED RUBBER TIPS, EXTRA LONG, SIZE 105-135 CM (+/- 2 CM) | REHABILITATION AND PHYSIOTHERAPY SUPPLIES
11597 | 4221150204000 | FOREARM CRUTCHES, ELBOW, MADE FROM ALUMINUM, HEAVY DUTY, OPEN CUFFS, EASY PUSH BUTTON ADJUSTABLE AT BOTH LEGS AND FOREARM CUFFS AND METAL REINFORCED RUBBER TIPS, LARGE, SIZE 95-125 CM (+/- 2 CM) | REHABILITATION AND PHYSIOTHERAPY SUPPLIES
11598 | 4221150203900 | FOREARM CRUTCHES, ELBOW, MADE FROM ALUMINUM, HEAVY DUTY, OPEN CUFFS, EASY PUSH BUTTON ADJUSTABLE AT BOTH LEGS AND FOREARM CUFFS AND METAL REINFORCED RUBBER TIPS, MEDIUM, SIZE 87-117 CM (+/- 2 CM) | REHABILITATION AND PHYSIOTHERAPY SUPPLIES
11599 | 4221150203800 | FOREARM CRUTCHES, ELBOW, MADE FROM ALUMINUM, HEAVY DUTY, OPEN CUFFS, EASY PUSH BUTTON ADJUSTABLE AT BOTH LEGS AND FOREARM CUFFS AND METAL REINFORCED RUBBER TIPS, SMALL, SIZE 79-109 CM (+/- 2 CM) | REHABILITATION AND PHYSIOTHERAPY SUPPLIES
11600 | 4221151100300 | "WALKING AID ACCESSORY, GRIP HAND, FOAM, CRUTCH ACCESSORY" | REHABILITATION AND PHYSIOTHERAPY SUPPLIES
11601 | 4221150602500 | "WALKER, HEMI STYLE, FOLDING, ADULT, MADE FROM ALUMINUM WITH ADJUSTABLE HEIGHT, 73 -97 CM (+/- 10 CM), HEAVY DUTY WITH WEIGHT CAPACITY UP TO 136 KG" | REHABILITATION AND PHYSIOTHERAPY SUPPLIES
11602 | 4225170600500 | PACER GAIT TRAINER WITH ALL THE ACCESSORIES, SIZE: LARGE, FLOOR TO TOP OF ARM PROMPT 32 – 47 FLOOR TO TOP OF MPS (NOT TILTED) 17 – 35 OVERALL WIDTH STANDARD BASE: 28 NARROW TREADMILL/STABILITY BASE 35 WIDE TREADMILL/STABILITY BASE: 40 OVERALL LENGTH STANDARD BASE 36 TREADMILL/STABILITY BASES 4, FRAME HEIGH STANDARD AND UTILITY BASES 16 – 21 TREADMILL/STABILITY BASES: 23 – 35 BASE HEIGHT (WITHOUT UPPER FRAME) STANDARD BASE: 16 TREADMILL/STABILITY BASES: 21 FRAME WEIGHT (LBS): STANDARD BASE: 13 ½, NARROW TREADMILL/STABILITY BASE: 27 ½, WIDE TREADMILL/STABILITY BASE: 28 STANDARD UPPER: 6 DYNAMIC UPPER: 13 ½, DYNAMIC UPPER MOVEMENT: VERTICAL: 2 HORIZONTAL: 2 CASTER DIAMETER: 4 MAXIMUM TREADMILL WIDTH: NARROW TREADMILL/STABILITY BASE: 34, WIDE TREADMILL/STABILITY BASE: 34 MAXIMUM THREADMILL HEIGHT: TREADMILL/STABILITY BASES: 11 MAXIMUM WORKING LOAD (LBS): 200 | REHABILITATION AND PHYSIOTHERAPY SUPPLIES
11603 | 4225170600800 | PACER GAIT TRAINER WITH ALL THE ACCESSORIES, SIZE: LARGE, FLOOR TO TOP OF ARM PROMPT 32 – 47, FLOOR TO TOP OF MPS (NOT TILTED) 17 – 35 OVERALL WIDTH STANDARD BASE: 28 UTILITY BASE: 32 NARROW TREADMILL/STABILITY BASE: 35 WIDE TREADMILL/STABILITY BASE: 40 OVERALL LENGTH: STANDARD BASE: 36 UTILITY BASE: 40 ½ TREADMILL/STABILITY BASES: 41 FRAME HEIGHT: STANDARD AND UTILITY BASES: 28 ½ – 38 ½ THREADMILL/STABILITY BASES: 30 – 47 BASE HEIGHT (WITHOUT UPPER FRAME) STANDARD AND UTILITY BASES 16 TREADMILL/STABILITY BASES, 21 – 28 ½, FRAME WEIGHT (LBS): STANDARD BASE: 15 ½ UTILITY BASE 19 ¼ NARROW TREADMILL/STABILITY BASE 27 ½, WIDE TREADMILL/STABILITY BASE: 28 STANDARD UPPER 9 ½ DYNAMIC UPPER, 13 ½ DYNAMIC UPPER MOVEMENT VERTICAL 3 HORIZONTAL: 2 CASTER DIAMETER STANDARD AND TREADMILL BASES 5 ½ UTILITY BASE FRONT CASTERS 8 UTILITY BASE BACK WHEELS 11 ½, MAXIMUM TREADMILL WIDTH NARROW TREADMILL/STABILITY BASE: 29 WIDE TREADMILL/STABILITY BASE: 34 MAXIMUM TREADMILL HEIGHT: TREADMILL/STABILITY BASES | REHABILITATION AND PHYSIOTHERAPY SUPPLIES
11604 | 4225170600700 | PACER GAIT TRAINER WITH ALL THE ACCESSORIES, SIZE: MEDIUM, FLOOR TO TOP OF ARM PROMPT 24 – 35 FLOOR TO TOP OF MPS (NOT TILTED) 9 ½ – 23 ½ OVERALL WIDTH STANDARD BASE: 26UTILITY BASE: 30 NARROW TREADMILL/STABILITY BASE: 35 WIDE TREADMILL/STABILITY BASE: 40 OVERALL LENGTH: STANDARD BASE: 30 UTILITY BASE: 36 TREADMILL/STABILITY BASES: 41 FRAME HEIGHT: STANDARD AND UTILITY BASES 21 ½ – 27 TREADMILL/STABILITY BASES 23 ½ – 36 ½, , BASE HEIGHT (WITHOUT UPPER FRAME): STANDARD AND UTILITY BASES: 14 ½, TREADMILL/STABILITY BASES, 21 – 28 ½ FRAME WEIGHT (LBS) STANDARD BASE 15 UTILITY BASE 18 ½ NARROW TREADMILL/STABILITY BASE: 27 ½ WIDE TREADMILL/STABILITY BASE: 28 STANDARD UPPER: 7 ½ DYNAMIC UPPER, 11 ½, DYNAMIC UPPER MOVEMENT VERTICAL 3 HORIZONTAL 2 CASTER DIAMETER 4 MAXIMUM TREADMILL WIDTH: NARROW TREADMILL/STABILITY BASE: 29 WIDE TREADMILL/STABILITY BASE: 34 MAXIMUM TREADMILL HEIGHT TREADMILL/STABILITY BASES 11 MAXIMUM WORKING LOAD (LBS): 150 | REHABILITATION AND PHYSIOTHERAPY SUPPLIES
11605 | 4225170600600 | PACER GAIT TRAINER WITH ALL THE ACCESSORIES, SIZE: SMALL, FLOOR TO TOP OF ARM PROMPT 19 – 29 FLOOR TO TOP OF MPS (NOT TILTED) 10 – 20 OVERALL WIDTH STANDARD BASE: 23 NARROW TREADMILL/STABILITY BASE 35 WIDE TREADMILL/STABILITY BASE: 40 OVERALL LENGTH STANDARD BASE 26 TREADMILL/STABILITY BASES, 4 FRAME HEIGHT STANDARD AND UTILITY BASES 16 – 21 TREADMILL/STABILITY BASES: 23 – 35 BASE HEIGHT (WITHOUT UPPER FRAME), STANDARD BASE: 11 TREADMILL/STABILITY BASES: 21 FRAME WEIGHT (LBS): STANDARD BASE: 11 ½, NARROW TREADMILL/STABILITY, BASE: 27 ½, WIDE TREADMILL/STABILITY BASE: 28 STANDARD UPPER: 6 DYNAMIC UPPER: 7 ½, DYNAMIC UPPER MOVEMENT: VERTICAL: 1 ¼ HORIZONTAL: 1 ½, CASTER DIAMETER: 4 MAXIMUM TREADMILL WIDTH: NARROW TREADMILL/STABILITY BASE: 29 WIDE TREADMILL/STABILITY BASE: 34 MAXIMUM THREADMILL HEIGHT: TREADMILL/STABILITY BASES: 11 MAXIMUM WORKING LOAD (LBS): 75 | REHABILITATION AND PHYSIOTHERAPY SUPPLIES
11606 | 4221151100400 | "WALKING AID ACCESSORY, PAD FOR AXILLARY CRUTCH" | REHABILITATION AND PHYSIOTHERAPY SUPPLIES
11607 | 4221150204600 | "FOREARM CRUTCHES, PEDIATRIC, ELBOW, MADE FROM ALUMINUM, HEAVY DUTY, CLOSED CUFFS, EASY PUSH BUTTON ADJUSTABLE AT BOTH LEGS AND FOREARM CUFFS AND METAL REINFORCED RUBBER TIPS, SIZE 45-70 CM (+/- 2 CM)" | REHABILITATION AND PHYSIOTHERAPY SUPPLIES
11608 | 4225160500200 | PEDIATRIC TRICYCLE, WITH ALL THE ACCESSORIES, SIZE: LARGE, THESE TRICYCLES HAVE BEEN DESIGNED FOR CHILDREN, WITH MOTOR DISABILITIES, FROM AGE 3, THROUGH ADOLESCENCE, THE WIDE WHEEL, BASE PROVIDES STABILITY, AND LARGE WHEELS, WITH CHAIN DRIVE, MAKE PEDALING EASY, SO THAT EVEN NON-AMBULATORY, CHILDREN RIDE, SUCCESSFULLY, THE JM3, FITS LEG, LENGTH OR INSEAM: 22.5 INCHES TO 27 INCHES | REHABILITATION AND PHYSIOTHERAPY SUPPLIES
11609 | 4225160500100 | PEDIATRIC TRICYCLE, WITH ALL THE ACCESSORIES, SIZE: MEDIUM, THESE TRICYCLES HAVE BEEN DESIGNED FOR CHILDREN, WITH MOTOR DISABILITIES, FROM AGE 3, THROUGH ADOLESCENCE, THE WIDE WHEEL, BASE PROVIDES STABILITY, AND LARGE WHEELS, WITH CHAIN DRIVE, MAKE PEDALING EASY, SO THAT EVEN NON-AMBULATORY, CHILDREN RIDE, SUCCESSFULLY, THE JM2, FITS LEG, LENGTH OR INSEAM: 17.5 INCHES TO 22 INCHES | REHABILITATION AND PHYSIOTHERAPY SUPPLIES
11610 | 4225160500000 | PEDIATRIC TRICYCLE, WITH ALL THE ACCESSORIES, SIZE: SMALL, THESE TRICYCLES HAVE BEEN DESIGNED FOR CHILDREN, WITH MOTOR DISABILITIES, FROM AGE 3, THROUGH ADOLESCENCE, THE WIDE WHEEL, BASE PROVIDES STABILITY, AND LARGE WHEELS, WITH CHAIN DRIVE, MAKE PEDALING EASY, SO THAT EVEN NON-AMBULATORY, CHILDREN RIDE, SUCCESSFULLY, THE JM1, FITS LEG, LENGTH OR INSEAM: 15 INCHES TO 17.5 INCHES | REHABILITATION AND PHYSIOTHERAPY SUPPLIES
11611 | 4225170601000 | "WALKING AID ACCESSORY, PELVIC STABILIZER, COMPATIBLE WITH POSTURE CONTROL AND POSTURE REST WALKERS, ASSORTED SIZES" | REHABILITATION AND PHYSIOTHERAPY SUPPLIES
11612 | 4225170600400 | "WALKER, FOR CEREBRAL PALSY, REVERSE, TWO PAIRS OF HANDGRIP, FOLDABLE, FRONT ONE-WAY SWIVEL WHEEL 3 INCHES, ADJUSTABLE HEIGHT 70 - 90 CM (+/- 4 CM), LARGE" | REHABILITATION AND PHYSIOTHERAPY SUPPLIES
11613 | 4221150503000 | "WALKER, FOR CEREBRAL PALSY, REVERSE, TWO PAIRS OF HANDGRIP, FOLDABLE, FRONT ONE-WAY SWIVEL WHEEL 3 INCHES, ADJUSTABLE HEIGHT 48 - 63 CM (+/- 4 CM), SMALL" | REHABILITATION AND PHYSIOTHERAPY SUPPLIES
11614 | 4221150601600 | "WALKER, NON RECIPROCAL, ADULT, FOLDABLE, AND ADJUSTABLE HEIGHT, 2 FRONT LEGS WITH 3 INCHES REMOVABLE WHEEL, OTHER 2 LEGS WITH HARD RUBBER TIPS, WITH CANVAS CHAIR FOR SHORT REST" | REHABILITATION AND PHYSIOTHERAPY SUPPLIES
11615 | 4221150603300 | "WALKER, REVERSE, TWO PAIRS OF HANDGRIP, FOLDABLE, FRONT NON SWIVEL WHEEL 3 INCHES, WITH REAR RUBBER TIPS, POSSIBILITY TO ADD ACCESSORIES, HEAVY DUTY, ADJUSTABLE HEIGHT 40 - 55 CM (+/- 4 CM), WIDTH 35 CM (+/- 2 CM), WEIGHT CAPACITY UP - TO 27 KG" | REHABILITATION AND PHYSIOTHERAPY SUPPLIES
11616 | 4221150603400 | "WALKER, REVERSE, TWO PAIRS OF HANDGRIP, FOLDABLE, FRONT NON SWIVEL WHEEL 3 INCHES, WITH REAR RUBBER TIPS, POSSIBILITY TO ADD ACCESSORIES, HEAVY DUTY, ADJUSTABLE HEIGHT 48 - 64 CM (+/- 4 CM), WIDTH 35 CM (+/- 2 CM), WEIGHT CAPACITY UP - TO 39 KG" | REHABILITATION AND PHYSIOTHERAPY SUPPLIES
11617 | 4221150603500 | "WALKER, REVERSE, TWO PAIRS OF HANDGRIP, FOLDABLE, FRONT NON SWIVEL WHEEL 3 INCHES, WITH REAR RUBBER TIPS, POSSIBILITY TO ADD ACCESSORIES, HEAVY DUTY, ADJUSTABLE HEIGHT 58 - 76 CM (+/- 4 CM), WIDTH 38 CM (+/- 2 CM), WEIGHT CAPACITY UP - TO 60 KG" | REHABILITATION AND PHYSIOTHERAPY SUPPLIES
11618 | 4221150603600 | "WALKER, REVERSE, TWO PAIRS OF HANDGRIP, FOLDABLE, FRONT NON SWIVEL WHEEL 3 INCHES, WITH REAR RUBBER TIPS, POSSIBILITY TO ADD ACCESSORIES, HEAVY DUTY, ADJUSTABLE HEIGHT 72 - 92 CM (+/- 4 CM), WIDTH 40 CM (+/- 4 CM), WEIGHT CAPACITY UP - TO 82 KGS" | REHABILITATION AND PHYSIOTHERAPY SUPPLIES
11619 | 4221150603800 | "WALKER, FOR CEREBRAL PALSY, REVERSE, TWO PAIRS OF HANDGRIP, FOLDABLE, FRONT ONE-WAY SWIVEL WHEEL 3 INCHES, ADJUSTABLE HEIGHT 58 - 70 CM (+/- 4 CM), MEDIUM" | REHABILITATION AND PHYSIOTHERAPY SUPPLIES
11620 | 4221150605700 | "WALKER, ALUMINUM (WALKING FRAME), NON-FOLDING, WITH METAL REINFORCEMENT, RUBBER TIPS, AND HEIGHT ADJUSTABLE, SIZE 65 - 75 CM (+/- 4 CM)" | REHABILITATION AND PHYSIOTHERAPY SUPPLIES
11621 | 4221150600900 | "WALKER, ALUMINUM (WALKING FRAME), NON-FOLDING, WITH METAL REINFORCEMENT, RUBBER TIPS, AND HEIGHT ADJUSTABLE, SIZE 85 - 95 CM (+/- 4 CM)" | REHABILITATION AND PHYSIOTHERAPY SUPPLIES
11622 | 4221150501900 | "WALKER, ALUMINUM (WALKING FRAME), NON-FOLDING, WITH METAL REINFORCEMENT, RUBBER TIPS, AND HEIGHT ADJUSTABLE, SIZE 75 - 85 CM (+/- 4 CM)" | REHABILITATION AND PHYSIOTHERAPY SUPPLIES
11623 | 4221150502000 | "WALKER, ALUMINUM, BUTTONS FOLDING, SOFT HANDLE, NON-RECIPROCAL WALKER, WITH METAL REINFORCEMENT, RUBBER TIPS, AND HEIGHT ADJUSTABLE 73 -97 CM (+/- 3 CM)" | REHABILITATION AND PHYSIOTHERAPY SUPPLIES
11624 | 4221150602600 | "WALKER, ANTERIOR SUPPORT, WITH CHEST AND ADJUSTABLE SIDE CUSHIONS, FOLDING, MADE OF ALUMINUM, WITH 2-FRONTAL SWIVEL WHEELS, AND 2-REAR WHEELS, WITH ADJUSTABLE HEIGHT, 48 # 66 CM (+/- 3 CM), WITH CHEST AND SIDE CUSHION" | REHABILITATION AND PHYSIOTHERAPY SUPPLIES
11625 | 4221150602800 | "WALKER, ANTERIOR SUPPORT, WITH CHEST AND ADJUSTABLE SIDE CUSHIONS, FOLDING, MADE OF ALUMINUM, WITH 2-FRONTAL SWIVEL WHEELS, AND 2-REAR WHEELS, WITH ADJUSTABLE HEIGHT, 76 # 120 CM (+/- 3 CM), WITH CHEST AND SIDE CUSHION" | REHABILITATION AND PHYSIOTHERAPY SUPPLIES
11626 | 4221150602900 | "WALKER, ANTERIOR SUPPORT, FOREARM CUSHIONS SUPPORTS, WITH CHEST AND ADJUSTABLE SIDE CUSHIONS, FOLDING, MADE OF ALUMINUM, WITH 2-FRONTAL SWIVEL WHEELS, AND 2-REAR WHEELS, WITH ADJUSTABLE HEIGHT, 45 # 59 CM (+/- 3 CM), WITH CHEST AND SIDE CUSHION" | REHABILITATION AND PHYSIOTHERAPY SUPPLIES
11627 | 4221150603100 | "WALKER, ANTERIOR SUPPORT, FOREARM CUSHIONS SUPPORTS, WITH CHEST AND ADJUSTABLE SIDE CUSHIONS, FOLDING, MADE OF ALUMINUM, WITH 2-FRONTAL SWIVEL WHEELS, AND 2-REAR WHEELS, WITH ADJUSTABLE HEIGHT, 70 # 99 CM (+/- 3 CM), WITH CHEST AND SIDE CUSHION" | REHABILITATION AND PHYSIOTHERAPY SUPPLIES
11628 | 4221150603200 | "WALKER, ANTERIOR SUPPORT, FOREARM CUSHIONS SUPPORTS, WITH CHEST AND ADJUSTABLE SIDE CUSHIONS, FOLDING, MADE OF ALUMINUM, WITH 2-FRONTAL SWIVEL WHEELS, AND 2-REAR WHEELS, WITH ADJUSTABLE HEIGHT, 94 # 115 CM (+/- 3 CM), WITH CHEST AND SIDE CUSHION" | REHABILITATION AND PHYSIOTHERAPY SUPPLIES
11629 | 4221150603000 | "WALKER, ANTERIOR SUPPORT, FOREARM CUSHIONS SUPPORTS, WITH CHEST AND ADJUSTABLE SIDE CUSHIONS, FOLDING, MADE OF ALUMINUM, WITH 2-FRONTAL SWIVEL WHEELS, AND 2-REAR WHEELS, WITH ADJUSTABLE HEIGHT, 55 # 76 CM (+/- 3 CM), WITH CHEST AND SIDE CUSHION" | REHABILITATION AND PHYSIOTHERAPY SUPPLIES
11630 | 4221150602000 | "WALKER, BARIATRIC, ALUMINUM, BUTTONS FOLDING, SOFT HANDLE, NON-RECIPROCAL WALKER, WITH METAL REINFORCEMENT, RUBBER TIPS, HEAVY DUTY, AND HEIGHT ADJUSTABLE 81 - 99 CM (+/- 4 CM), WIDTH 56 CM (+/- 4 CM), WITH WEIGHT CAPACITY UP TO 135 KG" | REHABILITATION AND PHYSIOTHERAPY SUPPLIES
11631 | 4221150602200 | "WALKER, FOLDING, BUTTON FOLDING, STAND-ASSIST, MADE FROM ALUMINUM, WITH ADJUSTABLE HEIGHT, 81 - 99 CM (+/- 4 CM), HEAVY DUTY, WITH WEIGHT CAPACITY UP TO 135 KG" | REHABILITATION AND PHYSIOTHERAPY SUPPLIES
11632 | 4221150602300 | "WALKER, 2-FRONTAL WHEELS, ADULT, BUTTON FOLDING, MADE FROM ALUMINUM, WITH ADJUSTABLE HEIGHT, 81 - 100 CM (+/- 4 CM), HEAVY DUTY, WITH WEIGHT CAPACITY UP TO 135 KG" | REHABILITATION AND PHYSIOTHERAPY SUPPLIES
11633 | 4221150501000 | "WALKER, STANDARD, FOLDING, MADE FROM ALUMINUM, WITH ADJUSTABLE HEIGHT, HEAVY DUTY, TODDLER, 50 - 61 CM (+/- 4 CM), HEAVY DUTY, WITH WEIGHT CAPACITY UP TO 77 KG" | REHABILITATION AND PHYSIOTHERAPY SUPPLIES
11634 | 4221150601900 | "WALKER, HIGH FOREARM PLATFORM, STEEL, WITH ADJUSTABLE HEIGHT, (100 - 130 CM), FOUR CASTOR WHEELS, (REAR BRAKED), PADDED ARM RESTS, WITH VERTICAL HANDGRIPS, WHICH ADJUST IN ANGLE, WEIGHT CAPACITY UP TO 160 KG." | REHABILITATION AND PHYSIOTHERAPY SUPPLIES
11635 | 4221150604100 | "WALKER, PEDIATRIC, 2-FRONT WHEELS, FOLDING, MADE FROM ALUMINUM, HEAVY DUTY, WITH ADJUSTABLE HEIGHT 61 - 71 CM (+/- 4 CM), HEAVY DUTY, WITH WEIGHT CAPACITY UP TO 90 KG" | REHABILITATION AND PHYSIOTHERAPY SUPPLIES
11636 | 4221150604000 | "WALKER, PEDIATRIC, 2-FRONT, WHEELS, FOLDING, MADE FROM ALUMINUM, HEAVY DUTY, WITH ADJUSTABLE HEIGHT 51 - 61 CM (+/- 4 CM), HEAVY DUTY, WITH WEIGHT CAPACITY UP TO 77 KG" | REHABILITATION AND PHYSIOTHERAPY SUPPLIES
11637 | 4221150500900 | "WALKER, PEDIATRIC, STANDARD, FOLDING, MADE FROM ALUMINUM, HEAVY DUTY, WITH ADJUSTABLE HEIGHT 61 - 71 CM (+/- 4 CM), HEAVY DUTY, WITH WEIGHT CAPACITY UP TO 90 KG" | REHABILITATION AND PHYSIOTHERAPY SUPPLIES
11638 | 4221150604400 | "WHEELED, WALKER, WAGONS OR EQUIVALENT, NATURAL COLOR, SIZE: LARGE, OVERALL WIDTH 47 CM (+/- 2 CM), INSIDE WIDTH 37 CM (+/- 2 CM), HEIGHT - FLOOR TO TOP OF HANDLE, 53 - 78 CM (+/- 4 CM), STORAGE SIZE 38 CM (+/- 2 CM) HEIGHT X 23 CM DIAMETER (+/- 2 CM)" | REHABILITATION AND PHYSIOTHERAPY SUPPLIES
11639 | 4221150604200 | "WHEELED, WALKER, WAGONS OR EQUIVALENT, NATURAL COLOR, SIZE: SMALL, OVERALL WIDTH 47 CM (+/- 2 CM), INSIDE WIDTH 37 CM (+/- 2 CM), HEIGHT - FLOOR TO TOP OF HANDLE, 38 - 64 CM (+/- 4 CM), STORAGE SIZE 38 CM (+/- 2 CM) HEIGHT X 23 CM DIAMETER (+/- 2 CM)" | REHABILITATION AND PHYSIOTHERAPY SUPPLIES
11640 | 4221150604500 | "WHEELED, WALKER, WAGONS OR EQUIVALENT, RED COLOR, SIZE: LARGE, OVERALL WIDTH 47 CM (+/- 2 CM), INSIDE WIDTH 37 CM (+/- 2 CM), HEIGHT - FLOOR TO TOP OF HANDLE, 53 - 78 CM (+/- 4 CM), STORAGE SIZE 38 CM (+/- 2 CM) HEIGHT X 23 CM DIAMETER (+/- 2 CM)" | REHABILITATION AND PHYSIOTHERAPY SUPPLIES
11641 | 4221150604300 | "WHEELED, WALKER, WAGONS OR EQUIVALENT, RED COLOR, SIZE: SMALL, OVERALL WIDTH 47 CM (+/- 2 CM), INSIDE WIDTH 37 CM (+/- 2 CM), HEIGHT - FLOOR TO TOP OF HANDLE, 38 - 64 CM (+/- 4 CM), STORAGE SIZE 38 CM (+/- 2 CM) HEIGHT X 23 CM DIAMETER (+/- 2 CM)" | REHABILITATION AND PHYSIOTHERAPY SUPPLIES
11642 | 4224210600500 | "LUMBAR DECOMPRESSION BELT, AIR TRACTION, DECOMPRESSION, LIGHTWEIGHT, WORN UNDER CLOTHING, SIZE: DOUBLE EXTRA LARGE (XXL)" | REHABILITATION AND PHYSIOTHERAPY SUPPLIES
11643 | 4224210600400 | "LUMBAR DECOMPRESSION BELT, AIR TRACTION, DECOMPRESSION, LIGHTWEIGHT, WORN UNDER CLOTHING, SIZE: EXTRA LARGE (XL)" | REHABILITATION AND PHYSIOTHERAPY SUPPLIES
11644 | 4224210600300 | "LUMBAR DECOMPRESSION BELT, AIR TRACTION, DECOMPRESSION, LIGHTWEIGHT, WORN UNDER CLOTHING, SIZE: LARGE" | REHABILITATION AND PHYSIOTHERAPY SUPPLIES
11645 | 4224210600200 | "LUMBAR DECOMPRESSION BELT, AIR TRACTION, DECOMPRESSION, LIGHTWEIGHT, WORN UNDER CLOTHING, SIZE: MEDIUM" | REHABILITATION AND PHYSIOTHERAPY SUPPLIES
11646 | 4224210600100 | "LUMBAR DECOMPRESSION BELT, AIR TRACTION, DECOMPRESSION, LIGHTWEIGHT, WORN UNDER CLOTHING, SIZE: SMALL" | REHABILITATION AND PHYSIOTHERAPY SUPPLIES
11647 | 4224210301700 | "AIR TRACTION CERVICAL COLLAR, DECOMPRESSION, LIGHTWEIGHT, UNIVERSAL SIZE" | REHABILITATION AND PHYSIOTHERAPY SUPPLIES
11648 | 4225170000900 | IMMOBILIZER, ARM OR LEG, MADE OF PRINTED COTTON, LINED WITH SOFT LAYER INNER CLOTH, HAS EQUALLY DIVIDED PLASTIC STRIPS TO PROVIDE RIGIDITY, PADDED WITH MINIMUM 2 CM, THICK FOAM IN THE INSIDE VELCRO STRAPS ARE ADJUSTABLE, LENGTH 22-24 CM | REHABILITATION AND PHYSIOTHERAPY SUPPLIES
11649 | 4224170316200 | "PATELLAR TENDONITIS BAND, INELASTIC, VELCRO ADJUSTMENT, IT INCORPORATES VISCOELASTIC MATERIAL PAD THAT PUTS PRESSURE ON THE PATELLAR TENDON, UNIVERSAL SIZE" | REHABILITATION AND PHYSIOTHERAPY SUPPLIES
11650 | 4224170316300 | "KNEE BRACE, PEDIATRIC, WRAP AROUND, SIDE STAYS THAT PROVIDE STABILIZATION, POPLITEAL AREA OPEN, EASY PLACEMENT, CONTROL, AND REVIEW OF THE AREA, COMFORTABLE BRACES, BREATHABLE FABRIC, AND LATEX FREE, ASSORTED SIZE" | REHABILITATION AND PHYSIOTHERAPY SUPPLIES
11651 | 4224180306400 | "CERVICAL COLLAR, RIGID, PLASTIC, WITH CHIN SUPPORT, SIZE EXTRA SMALL" | REHABILITATION AND PHYSIOTHERAPY SUPPLIES
11652 | 4224180306600 | "CERVICAL COLLAR, RIGID, PLASTIC, WITH CHIN SUPPORT, SIZE MEDIUM" | REHABILITATION AND PHYSIOTHERAPY SUPPLIES
11653 | 4224180306500 | "CERVICAL COLLAR, RIGID, PLASTIC, WITH CHIN SUPPORT, SIZE SMALL" | REHABILITATION AND PHYSIOTHERAPY SUPPLIES
11654 | 4618221105600 | "LUMBOSACRAL BELT, ELASTIC FABRIC, WITH SHOULDER STRAPS, THE TWO SIDE BANDS THAT CAN BE CROSSED AT THE BACK AND ARE ADJUSTED BY VELCRO AT THE FRONT, CONTAINS FLEXIBLE STAYS LOCATED IN THE BACK AREA, ASSORTED SIZE" | REHABILITATION AND PHYSIOTHERAPY SUPPLIES
11655 | 4224181201500 | "ELBOW HINGED BRACE, ADJUSTABLE HINGE AND ROM ROTATING AND PRESSING LOCK, SOFT COMFORTABLE BREATHABLE FABRIC, SIZE UNIVERSAL, LEFT" | REHABILITATION AND PHYSIOTHERAPY SUPPLIES
11656 | 4224181201400 | "ELBOW HINGED BRACE, ADJUSTABLE HINGE AND ROM ROTATING AND PRESSING LOCK, SOFT COMFORTABLE BREATHABLE FABRIC, SIZE UNIVERSAL, RIGHT" | REHABILITATION AND PHYSIOTHERAPY SUPPLIES
11657 | 4224180616300 | "ELBOW SUPPORT, ELASTIC, MADE FROM LIGHTWEIGHT ELASTIC KNIT WITH CUSTOM TOP WEAVE AND REINFORCED TRIMMED EDGES CONTOUR DESIGN, FITS LEFT OR RIGHT, SIZE: XX-LARGE" | REHABILITATION AND PHYSIOTHERAPY SUPPLIES
11658 | 4618220900700 | "FUNCTIONAL KNEE HINGE BRACE, STABILIZER, POLYCENTRIC HINGE, PREFORMED ANATOMICAL ALUMINUM FRAME, EXTENSION CONTROL (0# TO 40#) AND FLEXION (0# TO 120#), WITH LENGTH HEIGHT ADJUSTMENT, OPEN TEXTILE STRUCTURE FORMED BY 4 BANDS, FOUR POINT SYSTEM OF LEVERAGE, INCORPORATES CONDYLAR PADS, CONTROL OF THE DEGREE OF FLEXION-EXTENSION OF THE JOINT, IMMOBILIZATION OF THE ARTICULATION OR CONTROL OF RANGE OF MOVEMENT, UNIVERSAL SIZE" | REHABILITATION AND PHYSIOTHERAPY SUPPLIES
11659 | 4224170311300 | "KNEE HINGE BRACE, POPLITEAL AREA OPEN, WRAP AROUND, SHORT, SIZE DOUBLE EXTRA-LARGE" | REHABILITATION AND PHYSIOTHERAPY SUPPLIES
11660 | 4224170311100 | "KNEE HINGE BRACE, POPLITEAL AREA OPEN, WRAP AROUND, SHORT, SIZE EXTRA-LARGE" | REHABILITATION AND PHYSIOTHERAPY SUPPLIES
11661 | 4224170310900 | "KNEE HINGE BRACE, POPLITEAL AREA OPEN, WRAP AROUND, SHORT, SIZE LARGE" | REHABILITATION AND PHYSIOTHERAPY SUPPLIES
11662 | 4224170310700 | "KNEE HINGE BRACE, POPLITEAL AREA OPEN, WRAP AROUND, SHORT, SIZE MEDIUM" | REHABILITATION AND PHYSIOTHERAPY SUPPLIES
11663 | 4224170310500 | "KNEE HINGE BRACE, POPLITEAL AREA OPEN, WRAP AROUND, SHORT, SIZE SMALL" | REHABILITATION AND PHYSIOTHERAPY SUPPLIES
11664 | 4224170310400 | "KNEE HINGE BRACE, FOR ANTERIOR/POSTERIOR CRUCIATE LIGAMENTS INJURY, SIZE DOUBLE EXTRA-LARGE" | REHABILITATION AND PHYSIOTHERAPY SUPPLIES
11665 | 4224170310300 | "KNEE HINGE BRACE, FOR ANTERIOR/POSTERIOR CRUCIATE LIGAMENTS INJURY, SIZE EXTRA-LARGE" | REHABILITATION AND PHYSIOTHERAPY SUPPLIES
11666 | 4224170310200 | "KNEE HINGE BRACE, FOR ANTERIOR/POSTERIOR CRUCIATE LIGAMENTS INJURY, SIZE LARGE" | REHABILITATION AND PHYSIOTHERAPY SUPPLIES
11667 | 4224170310100 | "KNEE HINGE BRACE, FOR ANTERIOR/POSTERIOR CRUCIATE LIGAMENTS INJURY, SIZE MEDIUM" | REHABILITATION AND PHYSIOTHERAPY SUPPLIES
11668 | 4224170310000 | "KNEE HINGE BRACE, FOR ANTERIOR/POSTERIOR CRUCIATE LIGAMENTS INJURY, SIZE SMALL" | REHABILITATION AND PHYSIOTHERAPY SUPPLIES
11669 | 4618220704700 | "ANKLE SUPPORT, PEDIATRIC, MADE FROM LIGHTWEIGHT MATERIAL, FIGURE OF 8 ELASTIC STRAP, OPEN HEEL AND TOES, FITS FOR LEFT OR RIGHT, ASSORTED SIZE" | REHABILITATION AND PHYSIOTHERAPY SUPPLIES
11670 | 4224170317200 | "KNEE IMMOBILIZER, 3-PANEL, WITH RIGID STAY, WRAP AROUND DESIGN, SIZE MEDIUM" | REHABILITATION AND PHYSIOTHERAPY SUPPLIES
11671 | 4224170316100 | "KNEE IMMOBILIZER, MADE OF TWO PIECES OF THERMOPLASTIC, JOINT POSITION IN LIGHT FLEXION OF 10 #, ASSORTED SIZE" | REHABILITATION AND PHYSIOTHERAPY SUPPLIES
11672 | 4618221201600 | "ARMSLING, PEDIATRIC, IMMOBILIZES THE SHOULDER JOINT IN INTERNAL ROTATION, EASY ADJUSTMENT BY VELCRO OR EQUIVALENT, CONTROLS FLEXO-EXTENSION, ROTATION, ABDUCTION, AND SHOULDER ADDUCTION, KEEPS THE ELBOW IN 90# FLEXION AND PRONOSUPINATION INTERMEDIATE, DISTRIBUTES THE WEIGHT OF THE TREATED ARM AVOIDING OVERLOAD OF THE CERVICAL AREA, STRAPS CROSSED OVER THE BACK TO IMPROVE SUPPORT, COMFORTABLE, BREATHABLE, ASSORTED SIZE" | REHABILITATION AND PHYSIOTHERAPY SUPPLIES
11673 | 4224170317700 | "KNEE HINGED BRACE, MADE OF NEOPRENE, WRAP AROUND DESIGN, WITH ADJUSTABLE STRUTS, AND ADJUSTABLE ROM, UNIVERSAL SIZE" | REHABILITATION AND PHYSIOTHERAPY SUPPLIES
11674 | 4224170309900 | "KNEE HINGED BRACE, WITH TWO RIGID STAY, MADE OF NEOPRENE, VELCRO STRAPS, SIZE SMALL" | REHABILITATION AND PHYSIOTHERAPY SUPPLIES
11675 | 4224170311900 | "KNEE LIGAMENT HINGED BRACE, WITH TWO RIGID STAY, CROSSING STRAPS CONTROL PATELLA MOVEMENT, MADE OF NEOPRENE, POPLITEAL AREA OPEN, FOR MILD LIGAMENT INSTABILITIES, SIZE EXTRA LARGE" | REHABILITATION AND PHYSIOTHERAPY SUPPLIES
11676 | 4224170311600 | "KNEE LIGAMENT HINGED BRACE, WITH TWO RIGID STAY, CROSSING STRAPS CONTROL PATELLA MOVEMENT, MADE OF NEOPRENE, POPLITEAL AREA OPEN, FOR MILD LIGAMENT INSTABILITIES, SIZE LARGE" | REHABILITATION AND PHYSIOTHERAPY SUPPLIES
11677 | 4224170311700 | "KNEE LIGAMENT HINGED BRACE, WITH TWO RIGID STAY, CROSSING STRAPS CONTROL PATELLA MOVEMENT, MADE OF NEOPRENE, POPLITEAL AREA OPEN, FOR MILD LIGAMENT INSTABILITIES, SIZE MEDIUM" | REHABILITATION AND PHYSIOTHERAPY SUPPLIES
11678 | 4224170311800 | "KNEE LIGAMENT HINGED BRACE, WITH TWO RIGID STAY, CROSSING STRAPS CONTROL PATELLA MOVEMENT, MADE OF NEOPRENE, POPLITEAL AREA OPEN, FOR MILD LIGAMENT INSTABILITIES, SIZE SMALL" | REHABILITATION AND PHYSIOTHERAPY SUPPLIES
11679 | 4224170312000 | "KNEE LIGAMENT HINGED BRACE, WITH TWO RIGID STAY, CROSSING STRAPS CONTROL PATELLA MOVEMENT, MADE OF NEOPRENE, POPLITEAL AREA OPEN, FOR MILD LIGAMENT INSTABILITIES, SIZE DOUBLE EXTRA LARGE" | REHABILITATION AND PHYSIOTHERAPY SUPPLIES
11680 | 4224170312100 | "FUNCTIONAL KNEE HINGE BRACE, STABILIZER, POLYCENTRIC HINGE, PREFORMED ANATOMICAL ALUMINUM FRAME, EXTENSION CONTROL (0# TO 40#) AND FLEXION (0# TO 90#), OPEN TEXTILE STRUCTURE FORMED BY 4 BANDS, FOUR POINT SYSTEM OF LEVERAGE, INCORPORATES CONDYLAR PADS, CONTROL OF THE DEGREE OF FLEXION-EXTENSION OF THE JOINT, IMMOBILIZATION OF THE ARTICULATION OR CONTROL OF RANGE OF MOVEMENT,SIZE: EXTRA SMALL" | REHABILITATION AND PHYSIOTHERAPY SUPPLIES
11681 | 4224170312300 | "FUNCTIONAL KNEE HINGE BRACE, STABILIZER, POLYCENTRIC HINGE, PREFORMED ANATOMICAL ALUMINUM FRAME, EXTENSION CONTROL (0# TO 40#) AND FLEXION (0# TO 90#), OPEN TEXTILE STRUCTURE FORMED BY 4 BANDS, FOUR POINT SYSTEM OF LEVERAGE, INCORPORATES CONDYLAR PADS, CONTROL OF THE DEGREE OF FLEXION-EXTENSION OF THE JOINT, IMMOBILIZATION OF THE ARTICULATION OR CONTROL OF RANGE OF MOVEMENT, SIZE: MEDIUM" | REHABILITATION AND PHYSIOTHERAPY SUPPLIES
11682 | 4224170312400 | "FUNCTIONAL KNEE HINGE BRACE, STABILIZER, POLYCENTRIC HINGE, PREFORMED ANATOMICAL ALUMINUM FRAME, EXTENSION CONTROL (0# TO 40#) AND FLEXION (0# TO 90#), OPEN TEXTILE STRUCTURE FORMED BY 4 BANDS, FOUR POINT SYSTEM OF LEVERAGE, INCORPORATES CONDYLAR PADS, CONTROL OF THE DEGREE OF FLEXION-EXTENSION OF THE JOINT, IMMOBILIZATION OF THE ARTICULATION OR CONTROL OF RANGE OF MOVEMENT,SIZE: SMALL" | REHABILITATION AND PHYSIOTHERAPY SUPPLIES
11683 | 4224170312800 | "FUNCTIONAL KNEE HINGE BRACE, STABILIZER, POLYCENTRIC HINGE, PREFORMED ANATOMICAL ALUMINUM FRAME, EXTENSION CONTROL (0# TO 40#) AND FLEXION (0# TO 90#), OPEN TEXTILE STRUCTURE FORMED BY 4 BANDS, FOUR POINT SYSTEM OF LEVERAGE, INCORPORATES CONDYLAR PADS, CONTROL OF THE DEGREE OF FLEXION-EXTENSION OF THE JOINT, IMMOBILIZATION OF THE ARTICULATION OR CONTROL OF RANGE OF MOVEMENT, SIZE: DOUBLE EXTRA LARGE" | REHABILITATION AND PHYSIOTHERAPY SUPPLIES
11684 | 4224170312900 | "FUNCTIONAL KNEE HINGE BRACE, STABILIZER, POLYCENTRIC HINGE, PREFORMED ANATOMICAL ALUMINUM FRAME, EXTENSION CONTROL (0# TO 40#) AND FLEXION (0# TO 90#), OPEN TEXTILE STRUCTURE FORMED BY 4 BANDS, FOUR POINT SYSTEM OF LEVERAGE, INCORPORATES CONDYLAR PADS, CONTROL OF THE DEGREE OF FLEXION-EXTENSION OF THE JOINT, IMMOBILIZATION OF THE ARTICULATION OR CONTROL OF RANGE OF MOVEMENT,SIZE: EXTRA LARGE" | REHABILITATION AND PHYSIOTHERAPY SUPPLIES
11685 | 4224170313000 | "FUNCTIONAL KNEE HINGE BRACE, STABILIZER, POLYCENTRIC HINGE, PREFORMED ANATOMICAL ALUMINUM FRAME, EXTENSION CONTROL (0# TO 40#) AND FLEXION (0# TO 90#), OPEN TEXTILE STRUCTURE FORMED BY 4 BANDS, FOUR POINT SYSTEM OF LEVERAGE, INCORPORATES CONDYLAR PADS, CONTROL OF THE DEGREE OF FLEXION-EXTENSION OF THE JOINT, IMMOBILIZATION OF THE ARTICULATION OR CONTROL OF RANGE OF MOVEMENT, SIZE: LARGE" | REHABILITATION AND PHYSIOTHERAPY SUPPLIES
11686 | 4224180900400 | "HUMERAL BRACE, FOR HUMERAL AND SHOULDER IMMOBILIZATION, POLYETHYLENE FLEX THERMOPLASTIC MOLDED, ONE EACH DESIGN WITH SHOULDER STRAP, SIZE EXTRA LARGE, RIGHT" | REHABILITATION AND PHYSIOTHERAPY SUPPLIES
11687 | 4224180900600 | "HUMERAL BRACE, FOR HUMERAL AND SHOULDER IMMOBILIZATION, POLYETHYLENE FLEX THERMOPLASTIC MOLDED, ONE EACH DESIGN WITH SHOULDER STRAP, SIZE LARGE, LEFT" | REHABILITATION AND PHYSIOTHERAPY SUPPLIES
11688 | 4224180900700 | "HUMERAL BRACE, FOR HUMERAL AND SHOULDER IMMOBILIZATION, POLYETHYLENE FLEX THERMOPLASTIC MOLDED, ONE EACH DESIGN WITH SHOULDER STRAP, SIZE LARGE, RIGHT" | REHABILITATION AND PHYSIOTHERAPY SUPPLIES
11689 | 4224180901000 | "HUMERAL BRACE, FOR HUMERAL AND SHOULDER IMMOBILIZATION, POLYETHYLENE FLEX THERMOPLASTIC MOLDED, ONE EACH DESIGN WITH SHOULDER STRAP, SIZE MEDIUM, LEFT" | REHABILITATION AND PHYSIOTHERAPY SUPPLIES
11690 | 4224180900500 | "HUMERAL BRACE, FOR HUMERAL AND SHOULDER IMMOBILIZATION, POLYETHYLENE FLEX THERMOPLASTIC MOLDED, ONE EACH DESIGN WITH SHOULDER STRAP, SIZE MEDIUM, RIGHT" | REHABILITATION AND PHYSIOTHERAPY SUPPLIES
11691 | 4224180900800 | "HUMERAL BRACE, FOR HUMERAL AND SHOULDER IMMOBILIZATION, POLYETHYLENE FLEX THERMOPLASTIC MOLDED, ONE EACH DESIGN WITH SHOULDER STRAP, SIZE SMALL, LEFT" | REHABILITATION AND PHYSIOTHERAPY SUPPLIES
11692 | 4224180900900 | "HUMERAL BRACE, FOR HUMERAL AND SHOULDER IMMOBILIZATION, POLYETHYLENE FLEX THERMOPLASTIC MOLDED, ONE EACH DESIGN WITH SHOULDER STRAP, SIZE SMALL, RIGHT" | REHABILITATION AND PHYSIOTHERAPY SUPPLIES
11693 | 4224180901700 | "HUMERAL BRACE, FOR HUMERAL AND SHOULDER IMMOBILIZATION, POLYETHYLENE FLEX, THERMOPLASTIC MOLDED, ONE PIECE DESIGN WITH SHOULDER STRAP, SIZE EXTRA LARGE, LEFT" | REHABILITATION AND PHYSIOTHERAPY SUPPLIES
11694 | 4224180901800 | "SHOULDER SUPPORT, NEOPRENE, VELCRO CLOSURE, USE WITH ACTIVE PATIENT FOR STABILITY WHILE DOING THE EXERCISE, FOR FRACTURE OF HUMERUS HEAD AND SHOULDERS DISLOCATION AND SUBLUXATION, SIZE: DOUBLE EXTRA LARGE" | REHABILITATION AND PHYSIOTHERAPY SUPPLIES
11695 | 4224180400100 | "CLAVICLE SUPPORT, ADJUSTABLE TENSION, NON-ELASTIC STRAPS IN FIGURE OF EIGHT, SIZE: EXTRA LARGE" | REHABILITATION AND PHYSIOTHERAPY SUPPLIES
11696 | 4224200600600 | "CLAVICLE SUPPORT, ADJUSTABLE TENSION, NON-ELASTIC STRAPS IN FIGURE OF EIGHT, SIZE: SMALL" | REHABILITATION AND PHYSIOTHERAPY SUPPLIES
11697 | 4224200600700 | "CLAVICLE SUPPORT, ADJUSTABLE TENSION, NON-ELASTIC STRAPS IN FIGURE OF EIGHT, SIZE: MEDIUM" | REHABILITATION AND PHYSIOTHERAPY SUPPLIES
11698 | 4224200600800 | "CLAVICLE SUPPORT, ADJUSTABLE TENSION, NON-ELASTIC STRAPS IN FIGURE OF EIGHT, SIZE: LARGE" | REHABILITATION AND PHYSIOTHERAPY SUPPLIES
11699 | 4618220702400 | "ANKLE SUPPORT, CLOSED CELL NEOPRENE, OPEN HEEL AND TOES, LIGHTWEIGHT, SIZE DOUBLE EXTRA SMALL" | REHABILITATION AND PHYSIOTHERAPY SUPPLIES
11700 | 4618220704500 | "ANKLE SUPPORT, MADE FROM LIGHTWEIGHT ELASTIC MATERIAL, FOUR WAY STRETCH ELASTIC, FITS FOR LEFT OR RIGHT, SIZE: DOUBLE EXTRA LARGE" | REHABILITATION AND PHYSIOTHERAPY SUPPLIES
11701 | 4224170101400 | "ANKLE SUPPORT, MADE FROM LIGHTWEIGHT ELASTIC MATERIAL, FOUR WAY STRETCH ELASTIC, FITS FOR LEFT OR RIGHT, SIZE: EXTRA LARGE" | REHABILITATION AND PHYSIOTHERAPY SUPPLIES
11702 | 4224170109000 | "ANKLE SUPPORT, MADE FROM LIGHTWEIGHT ELASTIC MATERIAL, FOUR WAY STRETCH ELASTIC, FITS FOR LEFT OR RIGHT, SIZE: LARGE" | REHABILITATION AND PHYSIOTHERAPY SUPPLIES
11703 | 4224170110800 | "ANKLE SUPPORT, MADE FROM LIGHTWEIGHT ELASTIC MATERIAL, FOUR WAY STRETCH ELASTIC, FITS FOR LEFT OR RIGHT, SIZE: MEDIUM" | REHABILITATION AND PHYSIOTHERAPY SUPPLIES
11704 | 4224170101600 | "ANKLE SUPPORT, MADE FROM LIGHTWEIGHT ELASTIC MATERIAL, FOUR WAY STRETCH ELASTIC, FITS FOR LEFT OR RIGHT, SIZE: SMALL" | REHABILITATION AND PHYSIOTHERAPY SUPPLIES
11705 | 4618220704900 | "ANKLE SUPPORT, MADE FROM LIGHTWEIGHT MATERIAL, FIGURE OF 8 ELASTIC STRAP, OPEN HEEL AND TOES, FITS FOR LEFT OR RIGHT, SIZE: LARGE" | REHABILITATION AND PHYSIOTHERAPY SUPPLIES
11706 | 4618220705000 | "ANKLE SUPPORT, MADE FROM LIGHTWEIGHT MATERIAL, FIGURE OF 8 ELASTIC STRAP, OPEN HEEL AND TOES, FITS FOR LEFT OR RIGHT, SIZE: MEDIUM" | REHABILITATION AND PHYSIOTHERAPY SUPPLIES
11707 | 4224180000800 | "RIB BELT, FEMALE, EXTRA LARGE" | REHABILITATION AND PHYSIOTHERAPY SUPPLIES
11708 | 4224180000700 | "RIB BELT, FEMALE, LARGE" | REHABILITATION AND PHYSIOTHERAPY SUPPLIES
11709 | 4224180000600 | "RIB BELT, FEMALE, MEDIUM" | REHABILITATION AND PHYSIOTHERAPY SUPPLIES
11710 | 4224180000500 | "RIB BELT, FEMALE, SMALL" | REHABILITATION AND PHYSIOTHERAPY SUPPLIES
11711 | 4224180001200 | "RIB BELT, MALE, EXTRA LARGE" | REHABILITATION AND PHYSIOTHERAPY SUPPLIES
11712 | 4224180001100 | "RIB BELT, MALE, LARGE" | REHABILITATION AND PHYSIOTHERAPY SUPPLIES
11713 | 4224180001000 | "RIB BELT, MALE, MEDIUM" | REHABILITATION AND PHYSIOTHERAPY SUPPLIES
11714 | 4224180000900 | "RIB BELT, MALE, SMALL" | REHABILITATION AND PHYSIOTHERAPY SUPPLIES
11715 | 4224181100300 | "HERNIA INGUINAL BELT, DOUBLE, EXTRA LARGE" | REHABILITATION AND PHYSIOTHERAPY SUPPLIES
11716 | 4224181100200 | "HERNIA INGUINAL BELT, DOUBLE, LARGE" | REHABILITATION AND PHYSIOTHERAPY SUPPLIES
11717 | 4224181100100 | "HERNIA INGUINAL BELT, DOUBLE, MEDIUM" | REHABILITATION AND PHYSIOTHERAPY SUPPLIES
11718 | 4224181100000 | "HERNIA INGUINAL BELT, DOUBLE, SMALL" | REHABILITATION AND PHYSIOTHERAPY SUPPLIES
11719 | 4224181100700 | "HERNIA INGUINAL BELT, SINGLE, LEFT, EXTRA LARGE" | REHABILITATION AND PHYSIOTHERAPY SUPPLIES
11720 | 4224181100600 | "HERNIA INGUINAL BELT, SINGLE, LEFT, LARGE" | REHABILITATION AND PHYSIOTHERAPY SUPPLIES
11721 | 4224181100500 | "HERNIA INGUINAL BELT, SINGLE, LEFT, MEDIUM" | REHABILITATION AND PHYSIOTHERAPY SUPPLIES
11722 | 4224181100400 | "HERNIA INGUINAL BELT, SINGLE, LEFT, SMALL" | REHABILITATION AND PHYSIOTHERAPY SUPPLIES
11723 | 4224181101100 | "HERNIA INGUINAL BELT, SINGLE, RIGHT, EXTRA LARGE" | REHABILITATION AND PHYSIOTHERAPY SUPPLIES
11724 | 4224181101000 | "HERNIA INGUINAL BELT, SINGLE, RIGHT, LARGE" | REHABILITATION AND PHYSIOTHERAPY SUPPLIES
11725 | 4224181100900 | "HERNIA INGUINAL BELT, SINGLE, RIGHT, MEDIUM" | REHABILITATION AND PHYSIOTHERAPY SUPPLIES
11726 | 4224181100800 | "HERNIA INGUINAL BELT, SINGLE, RIGHT, SMALL" | REHABILITATION AND PHYSIOTHERAPY SUPPLIES
11727 | 4224180306700 | "CERVICAL COLLAR, RIGID, PLASTIC, WITH CHIN SUPPORT, SIZE LARGE" | REHABILITATION AND PHYSIOTHERAPY SUPPLIES
11728 | 4224180309200 | CERVICAL COLLAR, SOFT, WITH VELCRO, MADE FROM CONTOURED FOAM COVERED BY SOFT COTTON STOCKINETTE, SIZE: DOUBLE EXTRA LARGE | REHABILITATION AND PHYSIOTHERAPY SUPPLIES
11729 | 4224180303900 | CERVICAL COLLAR, SOFT, WITH VELCRO, MADE FROM CONTOURED FOAM COVERED BY SOFT COTTON STOCKINETTE, SIZE: EXTRA LARGE | REHABILITATION AND PHYSIOTHERAPY SUPPLIES
11730 | 4224180301600 | CERVICAL COLLAR, SOFT, WITH VELCRO, MADE FROM CONTOURED FOAM COVERED BY SOFT COTTON STOCKINETTE, SIZE: EXTRA SMALL | REHABILITATION AND PHYSIOTHERAPY SUPPLIES
11731 | 4224180306100 | CERVICAL COLLAR, SOFT, WITH VELCRO, MADE FROM CONTOURED FOAM COVERED BY SOFT COTTON STOCKINETTE, SIZE: LARGE | REHABILITATION AND PHYSIOTHERAPY SUPPLIES
11732 | 4224180306200 | CERVICAL COLLAR, SOFT, WITH VELCRO, MADE FROM CONTOURED FOAM COVERED BY SOFT COTTON STOCKINETTE, SIZE: MEDIUM | REHABILITATION AND PHYSIOTHERAPY SUPPLIES
11733 | 4224180301700 | CERVICAL COLLAR, SOFT, WITH VELCRO, MADE FROM CONTOURED FOAM COVERED BY SOFT COTTON STOCKINETTE, SIZE: SMALL | REHABILITATION AND PHYSIOTHERAPY SUPPLIES
11734 | 4224180301300 | "CERVICAL COLLAR, RIGID, PHILADELPHIA TYPE, ANTERIOR AND POSTERIOR RIGID PIECES, VELCRO CLOSURES, SIZE LARGE" | REHABILITATION AND PHYSIOTHERAPY SUPPLIES
11735 | 4224180301400 | "CERVICAL COLLAR, RIGID, PHILADELPHIA TYPE, ANTERIOR AND POSTERIOR RIGID PIECES, VELCRO CLOSURES, SIZE MEDIUM" | REHABILITATION AND PHYSIOTHERAPY SUPPLIES
11736 | 4224180307100 | "CERVICAL COLLAR, RIGID, PHILADELPHIA TYPE, ANTERIOR AND POSTERIOR RIGID PIECES, VELCRO CLOSURES, SIZE SMALL" | REHABILITATION AND PHYSIOTHERAPY SUPPLIES
11737 | 4224180307300 | "COLLARS, MIAMI J OR ANY EQUIVALENT, PEDIATRIC, IMMOBILIZES STABLE CERVICAL SPINE INJURIES, PLASTIC REINFORCED, FROM 2 YEARS TO 6 YEARS" | REHABILITATION AND PHYSIOTHERAPY SUPPLIES
11738 | 4224180307200 | "COLLARS, MIAMI J OR ANY EQUIVALENT, PEDIATRIC, IMMOBILIZES STABLE CERVICAL SPINE INJURIES, PLASTIC REINFORCED, FROM 6 MONTHS TO 2 YEARS" | REHABILITATION AND PHYSIOTHERAPY SUPPLIES
11739 | 4224180307400 | "COLLARS, MIAMI J OR ANY EQUIVALENT, PEDIATRIC, IMMOBILIZES STABLE CERVICAL SPINE INJURIES, PLASTIC REINFORCED, SIZE 0 - 6 MONTHS" | REHABILITATION AND PHYSIOTHERAPY SUPPLIES
11740 | 4224180307500 | "COLLARS, MIAMI J OR ANY EQUIVALENT, IMMOBILIZES STABLE CERVICAL SPINE INJURIES, PLASTIC REINFORCED, SIZE EXTRA SMALL, 35.6 - 61 CM" | REHABILITATION AND PHYSIOTHERAPY SUPPLIES
11741 | 4224180307600 | "COLLARS, MIAMI J OR ANY EQUIVALENT, IMMOBILIZES STABLE CERVICAL SPINE INJURIES, PLASTIC REINFORCED, SIZE DOUBLE EXTRA SMALL, 20.3 - 35.6 CM" | REHABILITATION AND PHYSIOTHERAPY SUPPLIES
11742 | 4224180307700 | "COLLARS, MIAMI J OR ANY EQUIVALENT, IMMOBILIZES STABLE CERVICAL SPINE INJURIES, PLASTIC REINFORCED, SIZE LARGE, 25.4 - 50 CM" | REHABILITATION AND PHYSIOTHERAPY SUPPLIES
11743 | 4224180307800 | "COLLARS, MIAMI J OR ANY EQUIVALENT, IMMOBILIZES STABLE CERVICAL SPINE INJURIES, PLASTIC REINFORCED, SIZE MEDIUM, 50 CM" | REHABILITATION AND PHYSIOTHERAPY SUPPLIES
11744 | 4224180307900 | "COLLARS, MIAMI J OR ANY EQUIVALENT, IMMOBILIZES STABLE CERVICAL SPINE INJURIES, PLASTIC REINFORCED, SIZE SMALL, 25.4 - 50 CM" | REHABILITATION AND PHYSIOTHERAPY SUPPLIES
11745 | 4224180801000 | "MATERNITY BELT, PERINATAL, ELASTIC, MADE OF AIR-PERMEABLE, MICROFIBER, FABRIC WITH MAXIMUM SUPPORT FOR BELLY AND BACK, THROUGH INCORPORATED SUPPORT STRAP AND PARTICULARLY FLAT VELCRO FASTENER FOR INDIVIDUAL SIZE ADJUSTMENTS,SIZE: LARGE" | REHABILITATION AND PHYSIOTHERAPY SUPPLIES
11746 | 4224180800900 | "MATERNITY BELT, PERINATAL, ELASTIC, MADE OF AIR-PERMEABLE, MICROFIBER, FABRIC WITH MAXIMUM SUPPORT FOR BELLY AND BACK, THROUGH INCORPORATED SUPPORT STRAP AND PARTICULARLY FLAT VELCRO FASTENER FOR INDIVIDUAL SIZE ADJUSTMENTS, SIZE: MEDIUM" | REHABILITATION AND PHYSIOTHERAPY SUPPLIES
11747 | 4224180802400 | "MATERNITY BELT, PERINATAL, ELASTIC, MADE OF AIR-PERMEABLE, MICROFIBER, FABRIC WITH MAXIMUM SUPPORT FOR BELLY AND BACK, THROUGH INCORPORATED SUPPORT STRAP AND PARTICULARLY FLAT VELCRO FASTENER FOR INDIVIDUAL SIZE ADJUSTMENTS,SIZE: X-LARGE" | REHABILITATION AND PHYSIOTHERAPY SUPPLIES
11748 | 4224180501600 | "TENNIS ELBOW SUPPORT, ELASTIC ELBOW SUPPORT WITH PADS TO GIVE COMPRESSION ON THE EPICONDYLE, MADE WITH BREATHABLE FABRIC, SIZE EXTRA LARGE" | REHABILITATION AND PHYSIOTHERAPY SUPPLIES
11749 | 4224180501500 | "TENNIS ELBOW SUPPORT, ELASTIC ELBOW SUPPORT WITH PADS TO GIVE COMPRESSION ON THE EPICONDYLE, MADE WITH BREATHABLE FABRIC, SIZE LARGE" | REHABILITATION AND PHYSIOTHERAPY SUPPLIES
11750 | 4224180501400 | "TENNIS ELBOW SUPPORT, ELASTIC ELBOW SUPPORT WITH PADS TO GIVE COMPRESSION ON THE EPICONDYLE, MADE WITH BREATHABLE FABRIC, SIZE MEDIUM" | REHABILITATION AND PHYSIOTHERAPY SUPPLIES
11751 | 4224180502800 | "TENNIS ELBOW SUPPORT, ELASTIC ELBOW SUPPORT WITH PADS TO GIVE COMPRESSION ON THE EPICONDYLE, MADE WITH BREATHABLE FABRIC, SIZE SMALL" | REHABILITATION AND PHYSIOTHERAPY SUPPLIES
11752 | 4224180502000 | ELBOW SUPPORT, ELASTIC, MADE FROM LIGHTWEIGHT ELASTIC KNIT WITH CUSTOM TOP WEAVE AND REINFORCED TRIMMED EDGES CONTOUR DESIGN, FITS LEFT OR RIGHT, SIZE: LARGE | REHABILITATION AND PHYSIOTHERAPY SUPPLIES
11753 | 4224180503400 | ELBOW SUPPORT, ELASTIC, MADE FROM LIGHTWEIGHT ELASTIC KNIT WITH CUSTOM TOP WEAVE AND REINFORCED TRIMMED EDGES CONTOUR DESIGN, FITS LEFT OR RIGHT, SIZE: MEDIUM | REHABILITATION AND PHYSIOTHERAPY SUPPLIES
11754 | 4224180503300 | ELBOW SUPPORT, ELASTIC, MADE FROM LIGHTWEIGHT ELASTIC KNIT WITH CUSTOM TOP WEAVE AND REINFORCED TRIMMED EDGES CONTOUR DESIGN, FITS LEFT OR RIGHT, SIZE: SMALL | REHABILITATION AND PHYSIOTHERAPY SUPPLIES
11755 | 4224180503500 | ELBOW SUPPORT, ELASTIC, MADE FROM LIGHTWEIGHT ELASTIC KNIT WITH CUSTOM TOP WEAVE AND REINFORCED TRIMMED EDGES CONTOUR DESIGN, FITS LEFT OR RIGHT, SIZE: X-LARGE | REHABILITATION AND PHYSIOTHERAPY SUPPLIES
11756 | 4224180800400 | "ABDOMINAL BINDER, FOUR PANEL MULTIBAND, ABDOMINAL SUPPORT MADE OF SOFT PLUSH ELASTIC FABRIC, WIDE CLOSURE AREA AND ADJUSTMENT MADE BY VELCRO OR EQUIVALENT, THREE LINKED BUT SEPARATED BANDS WHICH ENABLES THE OPTIMAL ADAPTATION TO THE PATIENT#S ANATOMY, CHEST CONTUSIONS, RIB INJURIES, RIB FRACTURES, INJURIES OF ABDOMINAL AND THORACIC MUSCLES, VENTRAL HERNIAS, ABDOMINAL EVENTRATIONS, POSTURAL AND POST-SURGICAL REHABILITATION, POST-PARTUM, SIZE: SMALL" | REHABILITATION AND PHYSIOTHERAPY SUPPLIES
11757 | 4224180800500 | "ABDOMINAL BINDER, FOUR PANEL MULTIBAND, ABDOMINAL SUPPORT MADE OF SOFT PLUSH ELASTIC FABRIC, WIDE CLOSURE AREA AND ADJUSTMENT MADE BY VELCRO OR EQUIVALENT, THREE LINKED BUT SEPARATED BANDS WHICH ENABLES THE OPTIMAL ADAPTATION TO THE PATIENT#S ANATOMY, CHEST CONTUSIONS, RIB INJURIES, RIB FRACTURES, INJURIES OF ABDOMINAL AND THORACIC MUSCLES, VENTRAL HERNIAS, ABDOMINAL EVENTRATIONS, POSTURAL AND POST-SURGICAL REHABILITATION, POST-PARTUM, SIZE: MEDIUM" | REHABILITATION AND PHYSIOTHERAPY SUPPLIES
11758 | 4224180800700 | "ABDOMINAL BINDER, FOUR PANEL MULTIBAND, ABDOMINAL SUPPORT MADE OF SOFT PLUSH ELASTIC FABRIC, WIDE CLOSURE AREA AND ADJUSTMENT MADE BY VELCRO OR EQUIVALENT, THREE LINKED BUT SEPARATED BANDS WHICH ENABLES THE OPTIMAL ADAPTATION TO THE PATIENT#S ANATOMY, CHEST CONTUSIONS, RIB INJURIES, RIB FRACTURES, INJURIES OF ABDOMINAL AND THORACIC MUSCLES, VENTRAL HERNIAS, ABDOMINAL EVENTRATIONS, POSTURAL AND POST-SURGICAL REHABILITATION, POST-PARTUM, SIZE: EXTRA LARGE" | REHABILITATION AND PHYSIOTHERAPY SUPPLIES
11759 | 4224180800800 | "ABDOMINAL BINDER, FOUR PANEL MULTIBAND, ABDOMINAL SUPPORT MADE OF SOFT PLUSH ELASTIC FABRIC, WIDE CLOSURE AREA AND ADJUSTMENT MADE BY VELCRO OR EQUIVALENT, THREE LINKED BUT SEPARATED BANDS WHICH ENABLES THE OPTIMAL ADAPTATION TO THE PATIENT#S ANATOMY, CHEST CONTUSIONS, RIB INJURIES, RIB FRACTURES, INJURIES OF ABDOMINAL AND THORACIC MUSCLES, VENTRAL HERNIAS, ABDOMINAL EVENTRATIONS, POSTURAL AND POST-SURGICAL REHABILITATION, POST-PARTUM, SIZE: DOUBLE EXTRA LARGE" | REHABILITATION AND PHYSIOTHERAPY SUPPLIES
11760 | 4224180800600 | "ABDOMINAL BINDER, FOUR PANEL MULTIBAND, ABDOMINAL SUPPORT MADE OF SOFT PLUSH ELASTIC FABRIC, WIDE CLOSURE AREA AND ADJUSTMENT MADE BY VELCRO OR EQUIVALENT, THREE LINKED BUT SEPARATED BANDS WHICH ENABLES THE OPTIMAL ADAPTATION TO THE PATIENT#S ANATOMY, CHEST CONTUSIONS, RIB INJURIES, RIB FRACTURES, INJURIES OF ABDOMINAL AND THORACIC MUSCLES, VENTRAL HERNIAS, ABDOMINAL EVENTRATIONS, POSTURAL AND POST-SURGICAL REHABILITATION, POST-PARTUM, SIZE: LARGE" | REHABILITATION AND PHYSIOTHERAPY SUPPLIES
11761 | 4618221200900 | "ARMSLING, ADULT, IMMOBILIZES THE SHOULDER JOINT IN ADDUCTION AND INTERNAL ROTATION, WITH LOOP TO FACILITATE THE RELAXATION OF THE THUMB AND THE POSITION OF THE WRIST, EASY ADJUSTMENT BY VELCRO OR EQUIVALENT, CONTROLS FLEXO-EXTENSION, ROTATION, ABDUCTION, AND SHOULDER ADDUCTION, KEEPS THE ELBOW IN 90# FLEXION AND PRONOSUPINATION INTERMEDIATE, DISTRIBUTES THE WEIGHT OF THE TREATED ARM AVOIDING OVERLOAD OF THE CERVICAL AREA, STRAPS CROSSED OVER THE BACK TO IMPROVE SUPPORT, COMFORTABLE, BREATHABLE, SIZE: SMALL" | REHABILITATION AND PHYSIOTHERAPY SUPPLIES
11762 | 4618221201000 | "ARMSLING, ADULT, IMMOBILIZES THE SHOULDER JOINT IN ADDUCTION AND INTERNAL ROTATION, WITH LOOP TO FACILITATE THE RELAXATION OF THE THUMB AND THE POSITION OF THE WRIST, EASY ADJUSTMENT BY VELCRO OR EQUIVALENT, CONTROLS FLEXO-EXTENSION, ROTATION, ABDUCTION, AND SHOULDER ADDUCTION, KEEPS THE ELBOW IN 90# FLEXION AND PRONOSUPINATION INTERMEDIATE, DISTRIBUTES THE WEIGHT OF THE TREATED ARM AVOIDING OVERLOAD OF THE CERVICAL AREA, STRAPS CROSSED OVER THE BACK TO IMPROVE SUPPORT, COMFORTABLE, BREATHABLE, SIZE: MEDIUM" | REHABILITATION AND PHYSIOTHERAPY SUPPLIES
11763 | 4618221201100 | "ARMSLING, ADULT, IMMOBILIZES THE SHOULDER JOINT IN ADDUCTION AND INTERNAL ROTATION, WITH LOOP TO FACILITATE THE RELAXATION OF THE THUMB AND THE POSITION OF THE WRIST, EASY ADJUSTMENT BY VELCRO OR EQUIVALENT, CONTROLS FLEXO-EXTENSION, ROTATION, ABDUCTION, AND SHOULDER ADDUCTION, KEEPS THE ELBOW IN 90# FLEXION AND PRONOSUPINATION INTERMEDIATE, DISTRIBUTES THE WEIGHT OF THE TREATED ARM AVOIDING OVERLOAD OF THE CERVICAL AREA, STRAPS CROSSED OVER THE BACK TO IMPROVE SUPPORT, COMFORTABLE, BREATHABLE, SIZE: LARGE" | REHABILITATION AND PHYSIOTHERAPY SUPPLIES
11764 | 4618221201200 | "ARMSLING, ADULT, IMMOBILIZES THE SHOULDER JOINT IN ADDUCTION AND INTERNAL ROTATION, WITH LOOP TO FACILITATE THE RELAXATION OF THE THUMB AND THE POSITION OF THE WRIST, EASY ADJUSTMENT BY VELCRO OR EQUIVALENT, CONTROLS FLEXO-EXTENSION, ROTATION, ABDUCTION, AND SHOULDER ADDUCTION, KEEPS THE ELBOW IN 90# FLEXION AND PRONOSUPINATION INTERMEDIATE, DISTRIBUTES THE WEIGHT OF THE TREATED ARM AVOIDING OVERLOAD OF THE CERVICAL AREA, STRAPS CROSSED OVER THE BACK TO IMPROVE SUPPORT, COMFORTABLE, BREATHABLE, SIZE: EXTRA LARGE" | REHABILITATION AND PHYSIOTHERAPY SUPPLIES
11765 | 4224170309600 | "KNEE HINGED BRACE, WITH TWO RIGID STAY, MADE OF NEOPRENE, VELCRO STRAPS, SIZE DOUBLE EXTRA LARGE" | REHABILITATION AND PHYSIOTHERAPY SUPPLIES
11766 | 4224170309300 | "KNEE HINGED BRACE, WITH TWO RIGID STAY, MADE OF NEOPRENE, VELCRO STRAPS, SIZE EXTRA LARGE" | REHABILITATION AND PHYSIOTHERAPY SUPPLIES
11767 | 4224170309400 | "KNEE HINGED BRACE, WITH TWO RIGID STAY, MADE OF NEOPRENE, VELCRO STRAPS, SIZE LARGE" | REHABILITATION AND PHYSIOTHERAPY SUPPLIES
11768 | 4224170309500 | "KNEE HINGED BRACE, WITH TWO RIGID STAY, MADE OF NEOPRENE, VELCRO STRAPS, SIZE MEDIUM" | REHABILITATION AND PHYSIOTHERAPY SUPPLIES
11769 | 4224170313700 | "KNEE SUPPORT, ELASTIC WITH PAD AROUND PATELLA, FOUR WAY STRETCH, SIZE EXTRA LARGE" | REHABILITATION AND PHYSIOTHERAPY SUPPLIES
11770 | 4224170313100 | "KNEE SUPPORT, ELASTIC WITH PAD AROUND PATELLA, FOUR WAY STRETCH, SIZE LARGE" | REHABILITATION AND PHYSIOTHERAPY SUPPLIES
11771 | 4224170313300 | "KNEE SUPPORT, ELASTIC WITH PAD AROUND PATELLA, FOUR WAY STRETCH, SIZE MEDIUM" | REHABILITATION AND PHYSIOTHERAPY SUPPLIES
11772 | 4224170313500 | "KNEE SUPPORT, ELASTIC WITH PAD AROUND PATELLA, FOUR WAY STRETCH, SIZE SMALL" | REHABILITATION AND PHYSIOTHERAPY SUPPLIES
11773 | 4224170316000 | "KNEE SUPPORT, MADE FROM LIGHTWEIGHT ELASTIC, FOUR WAY STRETCH, SIZE: DOUBLE EXTRA LARGE" | REHABILITATION AND PHYSIOTHERAPY SUPPLIES
11774 | 4224170315900 | "KNEE SUPPORT, MADE FROM LIGHTWEIGHT ELASTIC, FOUR WAY STRETCH, SIZE: EXTRA LARGE" | REHABILITATION AND PHYSIOTHERAPY SUPPLIES
11775 | 4224170315800 | "KNEE SUPPORT, MADE FROM LIGHTWEIGHT ELASTIC, FOUR WAY STRETCH, SIZE: LARGE" | REHABILITATION AND PHYSIOTHERAPY SUPPLIES
11776 | 4224170315700 | "KNEE SUPPORT, MADE FROM LIGHTWEIGHT ELASTIC, FOUR WAY STRETCH, SIZE: MEDIUM" | REHABILITATION AND PHYSIOTHERAPY SUPPLIES
11777 | 4224170315600 | "KNEE SUPPORT, MADE FROM LIGHTWEIGHT ELASTIC, FOUR WAY STRETCH, SIZE: SMALL" | REHABILITATION AND PHYSIOTHERAPY SUPPLIES
11778 | 4224170302200 | "KNEE SUPPORT, MADE FROM LIGHTWEIGHT ELASTIC, TWO WAY STRETCH, SIZE: EXTRA LARGE" | REHABILITATION AND PHYSIOTHERAPY SUPPLIES
11779 | 4224170301900 | "KNEE SUPPORT, MADE FROM LIGHTWEIGHT ELASTIC, TWO WAY STRETCH, SIZE: LARGE" | REHABILITATION AND PHYSIOTHERAPY SUPPLIES
11780 | 4224170302000 | "KNEE SUPPORT, MADE FROM LIGHTWEIGHT ELASTIC, TWO WAY STRETCH, SIZE: MEDIUM" | REHABILITATION AND PHYSIOTHERAPY SUPPLIES
11781 | 4224170302100 | "KNEE SUPPORT, MADE FROM LIGHTWEIGHT ELASTIC, TWO WAY STRETCH, SIZE: SMALL" | REHABILITATION AND PHYSIOTHERAPY SUPPLIES
11782 | 4224170302300 | "KNEE SUPPORT, MADE FROM LIGHTWEIGHT ELASTIC, TWO WAY STRETCH, SIZE: DOUBLE EXTRA LARGE" | REHABILITATION AND PHYSIOTHERAPY SUPPLIES
11783 | 4618221200100 | "SHOULDER SUPPORT, NEOPRENE, VELCRO CLOSURE, USE WITH ACTIVE PATIENT FOR STABILITY WHILE DOING THE EXERCISE, FOR FRACTURE OF HUMERUS HEAD AND SHOULDERS DISLOCATION AND SUBLUXATION, SIZE MEDIUM" | REHABILITATION AND PHYSIOTHERAPY SUPPLIES
11784 | 4618221200300 | "SHOULDER SUPPORT, NEOPRENE, VELCRO CLOSURE, USE WITH ACTIVE PATIENT FOR STABILITY WHILE DOING THE EXERCISE, FOR FRACTURE OF HUMERUS HEAD AND SHOULDERS DISLOCATION AND SUBLUXATION, SIZE: EXTRA LARGE" | REHABILITATION AND PHYSIOTHERAPY SUPPLIES
11785 | 4618221200000 | "SHOULDER SUPPORT, NEOPRENE, VELCRO CLOSURE, USE WITH ACTIVE PATIENT FOR STABILITY WHILE DOING THE EXERCISE, FOR FRACTURE OF HUMERUS HEAD AND SHOULDERS DISLOCATION AND SUBLUXATION, SIZE: LARGE" | REHABILITATION AND PHYSIOTHERAPY SUPPLIES
11786 | 4618221200200 | "SHOULDER SUPPORT, NEOPRENE, VELCRO CLOSURE, USE WITH ACTIVE PATIENT FOR STABILITY WHILE DOING THE EXERCISE, FOR FRACTURE OF HUMERUS HEAD AND SHOULDERS DISLOCATION AND SUBLUXATION, SIZE SMALL" | REHABILITATION AND PHYSIOTHERAPY SUPPLIES
11787 | 4224180613700 | "ARMSLING, WITH THUMB LOOP, PEDIATRIC, IMMOBILIZES THE SHOULDER JOINT IN ADDUCTION AND INTERNAL ROTATION, FACILITATE THE RELAXATION OF THE THUMB AND THE POSITION OF THE WRIST, EASY ADJUSTMENT BY VELCRO OR EQUIVALENT, CONTROLS FLEXO-EXTENSION, ROTATION, ABDUCTION, AND SHOULDER ADDUCTION, KEEPS THE ELBOW IN 90# FLEXION AND PRONOSUPINATION INTERMEDIATE, DISTRIBUTES THE WEIGHT OF THE TREATED ARM AVOIDING OVERLOAD OF THE CERVICAL AREA, STRAPS CROSSED OVER THE BACK TO IMPROVE SUPPORT, COMFORTABLE, BREATHABLE, SIZE: LARGE" | REHABILITATION AND PHYSIOTHERAPY SUPPLIES
11788 | 4224180613500 | "ARMSLING, PEDIATRIC, IMMOBILIZES THE SHOULDER JOINT IN ADDUCTION AND INTERNAL ROTATION, WITH LOOP TO FACILITATE THE RELAXATION OF THE THUMB AND THE POSITION OF THE WRIST, EASY ADJUSTMENT BY VELCRO OR EQUIVALENT, CONTROLS FLEXO-EXTENSION, ROTATION, ABDUCTION, AND SHOULDER ADDUCTION, KEEPS THE ELBOW IN 90# FLEXION AND PRONOSUPINATION INTERMEDIATE, DISTRIBUTES THE WEIGHT OF THE TREATED ARM AVOIDING OVERLOAD OF THE CERVICAL AREA, STRAPS CROSSED OVER THE BACK TO IMPROVE SUPPORT, COMFORTABLE, BREATHABLE, SIZE: MEDIUM" | REHABILITATION AND PHYSIOTHERAPY SUPPLIES
11789 | 4224180613600 | "ARMSLING, WITH THUMB LOOP, PEDIATRIC, IMMOBILIZES THE SHOULDER JOINT IN ADDUCTION AND INTERNAL ROTATION, FACILITATE THE RELAXATION OF THE THUMB AND THE POSITION OF THE WRIST, EASY ADJUSTMENT BY VELCRO OR EQUIVALENT, CONTROLS FLEXO-EXTENSION, ROTATION, ABDUCTION, AND SHOULDER ADDUCTION, KEEPS THE ELBOW IN 90# FLEXION AND PRONOSUPINATION INTERMEDIATE, DISTRIBUTES THE WEIGHT OF THE TREATED ARM AVOIDING OVERLOAD OF THE CERVICAL AREA, STRAPS CROSSED OVER THE BACK TO IMPROVE SUPPORT, COMFORTABLE, BREATHABLE, SIZE: SMALL" | REHABILITATION AND PHYSIOTHERAPY SUPPLIES
11790 | 4224180203200 | "SACRO-ILIAC BELT, ADJUSTABLE PADS TO PROVIDE ANTERIOR AND POSTERIOR SUPPORT TO SACRO-ILIAC JOINT, NEOPRENE MATERIAL, LOW PROFILE, WITH VELCRO FASTENING, SIZE SMALL" | REHABILITATION AND PHYSIOTHERAPY SUPPLIES
11791 | 4224180801300 | "SACRO-ILIAC BELT, ADJUSTABLE PADS TO PROVIDE ANTERIOR AND POSTERIOR SUPPORT TO SACRO-ILIAC JOINT, NEOPRENE MATERIAL, LOW PROFILE, WITH VELCRO FASTENING, SIZE EXTRA LARGE" | REHABILITATION AND PHYSIOTHERAPY SUPPLIES
11792 | 4224180801200 | "SACRO-ILIAC BELT, ADJUSTABLE PADS TO PROVIDE ANTERIOR AND POSTERIOR SUPPORT TO SACRO-ILIAC JOINT, NEOPRENE MATERIAL, LOW PROFILE, WITH VELCRO FASTENING, SIZE LARGE" | REHABILITATION AND PHYSIOTHERAPY SUPPLIES
11793 | 4224180801100 | "SACRO-ILIAC BELT, ADJUSTABLE PADS TO PROVIDE ANTERIOR AND POSTERIOR SUPPORT TO SACRO-ILIAC JOINT, NEOPRENE MATERIAL, LOW PROFILE, WITH VELCRO FASTENING, SIZE MEDIUM" | REHABILITATION AND PHYSIOTHERAPY SUPPLIES
11794 | 4618221201700 | "ARMSLING, IMMOBILIZES THE SHOULDER JOINT IN ADDUCTION AND INTERNAL ROTATION, CONTROLS FLEXO-EXTENSION, ROTATION, ABDUCTION, AND SHOULDER ADDUCTION, KEEPS THE ELBOW IN 90# FLEXION AND PRONOSUPINATION INTERMEDIATE, DISTRIBUTES THE WEIGHT OF THE TREATED ARM AVOIDING OVERLOAD OF THE CERVICAL AREA, DOUBLE STRAPS ON SHOULDER DIVIDES LOAD, ARM RESTRAINT BAND ENSURES ADDITIONAL LOCKING AND ENHANCED IMMOBILIZATION, COMFORTABLE, BREATHABLE, SIZE: UNIVERSAL" | REHABILITATION AND PHYSIOTHERAPY SUPPLIES
11795 | 4231150008800 | SLING, BANDAGE, TRIANGULAR, MEDIUM, 95 X 95 X 135 CM (+/- 5 CM) | REHABILITATION AND PHYSIOTHERAPY SUPPLIES
11796 | 4224180502900 | "TENNIS ELBOW BAND, WITH PADS, EASILY FASTENS, LOOP - LOCK STRAP WITH ELASTIC FOR A CUSTOMIZED FIT, SIZE LARGE" | REHABILITATION AND PHYSIOTHERAPY SUPPLIES
11797 | 4224180503000 | "TENNIS ELBOW BAND, WITH PADS, EASILY FASTENS, LOOP - LOCK STRAP WITH ELASTIC FOR A CUSTOMIZED FIT, SIZE MEDIUM" | REHABILITATION AND PHYSIOTHERAPY SUPPLIES
11798 | 4224180503100 | "TENNIS ELBOW BAND, WITH PADS, EASILY FASTENS, LOOP - LOCK STRAP WITH ELASTIC FOR A CUSTOMIZED FIT, SIZE SMALL" | REHABILITATION AND PHYSIOTHERAPY SUPPLIES
11799 | 4224180503200 | "TENNIS ELBOW BAND, DOUBLE STRAP, EPI - LOCK OR EQUIVALENT, MEDIUM" | REHABILITATION AND PHYSIOTHERAPY SUPPLIES
11800 | 4224180503800 | "TENNIS ELBOW BAND, DOUBLE STRAP, EPI-LOCK OR EQUIVALENT, LARGE" | REHABILITATION AND PHYSIOTHERAPY SUPPLIES
11801 | 4224180503600 | "TENNIS ELBOW BAND, WITH GEL PAD, WITH ADJUSTABLE STRAP, LATEX-FREE, FITS LEFT OR RIGHT, ANTIMICROBIAL TREATMENT, UNIVERSAL SIZE" | REHABILITATION AND PHYSIOTHERAPY SUPPLIES
11802 | 4224180801400 | "ABDOMINAL BINDER, THREE PANEL MULTIBAND, ABDOMINAL SUPPORT MADE OF SOFT PLUSH ELASTIC FABRIC, WIDE CLOSURE AREA AND ADJUSTMENT MADE BY VELCRO OR EQUIVALENT, THREE LINKED BUT SEPARATED BANDS WHICH ENABLES THE OPTIMAL ADAPTATION TO THE PATIENT#S ANATOMY, CHEST CONTUSIONS, RIB INJURIES, RIB FRACTURES, INJURIES OF ABDOMINAL AND THORACIC MUSCLES, VENTRAL HERNIAS, ABDOMINAL EVENTRATIONS, POSTURAL AND POST-SURGICAL REHABILITATION, POST-PARTUM, SIZE: MEDIUM" | REHABILITATION AND PHYSIOTHERAPY SUPPLIES
11803 | 4224180802500 | "ABDOMINAL BINDER, THREE PANEL MULTIBAND, ABDOMINAL SUPPORT MADE OF SOFT PLUSH ELASTIC FABRIC, WIDE CLOSURE AREA AND ADJUSTMENT MADE BY VELCRO OR EQUIVALENT, THREE LINKED BUT SEPARATED BANDS WHICH ENABLES THE OPTIMAL ADAPTATION TO THE PATIENT#S ANATOMY, CHEST CONTUSIONS, RIB INJURIES, RIB FRACTURES, INJURIES OF ABDOMINAL AND THORACIC MUSCLES, VENTRAL HERNIAS, ABDOMINAL EVENTRATIONS, POSTURAL AND POST-SURGICAL REHABILITATION, POST-PARTUM, SIZE: LARGE" | REHABILITATION AND PHYSIOTHERAPY SUPPLIES
11804 | 4224180802600 | "ABDOMINAL BINDER, THREE PANEL MULTIBAND, ABDOMINAL SUPPORT MADE OF SOFT PLUSH ELASTIC FABRIC, WIDE CLOSURE AREA AND ADJUSTMENT MADE BY VELCRO OR EQUIVALENT, THREE LINKED BUT SEPARATED BANDS WHICH ENABLES THE OPTIMAL ADAPTATION TO THE PATIENT#S ANATOMY, CHEST CONTUSIONS, RIB INJURIES, RIB FRACTURES, INJURIES OF ABDOMINAL AND THORACIC MUSCLES, VENTRAL HERNIAS, ABDOMINAL EVENTRATIONS, POSTURAL AND POST-SURGICAL REHABILITATION, POST-PARTUM, SIZE: X-LARGE" | REHABILITATION AND PHYSIOTHERAPY SUPPLIES
11805 | 4231150611000 | "ARTHRO PAD, ELASTIC BANDAGE, MADE FROM POLYURETHANE FOAM, ENCLOSED IN A DOUBLE LAYER, OF TUBULAR BANDAGE, NATURAL COLORED, SIZE: DOUBLE EXTRA LARGE" | REHABILITATION AND PHYSIOTHERAPY SUPPLIES
11806 | 4231150610900 | "ARTHRO PAD, ELASTIC BANDAGE, MADE FROM POLYURETHANE FOAM, ENCLOSED IN A DOUBLE LAYER, OF TUBULAR BANDAGE, NATURAL COLORED, SIZE: EXTRA LARGE" | REHABILITATION AND PHYSIOTHERAPY SUPPLIES
11807 | 4231150610800 | "ARTHRO PAD, ELASTIC BANDAGE, MADE FROM POLYURETHANE FOAM, ENCLOSED IN A DOUBLE LAYER, OF TUBULAR BANDAGE, NATURAL COLORED, SIZE: LARGE" | REHABILITATION AND PHYSIOTHERAPY SUPPLIES
11808 | 4231150610700 | "ARTHRO PAD, ELASTIC BANDAGE, MADE FROM POLYURETHANE FOAM, ENCLOSED IN A DOUBLE LAYER, OF TUBULAR BANDAGE, NATURAL COLORED, SIZE: MEDIUM" | REHABILITATION AND PHYSIOTHERAPY SUPPLIES
11809 | 4231150610600 | "ARTHRO PAD, ELASTIC BANDAGE, MADE FROM POLYURETHANE FOAM, ENCLOSED IN A DOUBLE LAYER, OF TUBULAR BANDAGE, NATURAL COLORED, SIZE: SMALL" | REHABILITATION AND PHYSIOTHERAPY SUPPLIES
11810 | 4224150402800 | "TUBULAR BANDAGE, STOCKINETTE, FOR LYMPHEDEMA, 5 CM X 20 M (LYMPHEDEMA)" | REHABILITATION AND PHYSIOTHERAPY SUPPLIES
11811 | 4224150402700 | "TUBULAR BANDAGE, STOCKINETTE, FOR LYMPHEDEMA, 10 CM X 20 M (LYMPHEDEMA)" | REHABILITATION AND PHYSIOTHERAPY SUPPLIES
11812 | 4231150611400 | "SHORT STRETCH, NON-ELASTIC, COMPRESSION, BANDAGE, FOR LYMPHEDEMA, (65 % STRETCH FOR A FORCE OF 45 CN/CM), SIZE: 8 CM WIDTH, 5 M LENGTH (LYMPHEDEMA)" | REHABILITATION AND PHYSIOTHERAPY SUPPLIES
11813 | 4231150611500 | "SHORT STRETCH, NON-ELASTIC, COMPRESSION, BANDAGE, FOR LYMPHEDEMA, (65 % STRETCH FOR A FORCE OF 45 CN/CM), SIZE: 10 CM WIDTH, 5 M LENGTH (LYMPHEDEMA)" | REHABILITATION AND PHYSIOTHERAPY SUPPLIES
11814 | 4231150612100 | "SHORT STRETCH, NON-ELASTIC, COMPRESSION, BANDAGE, FOR LYMPHEDEMA, (65 % STRETCH FOR A FORCE OF 45 CN/CM), SIZE: 12 CM WIDTH, 5 M LENGTH (LYMPHEDEMA)" | REHABILITATION AND PHYSIOTHERAPY SUPPLIES
11815 | 4214280226300 | "STOCKING, READY MADE, MEDICAL GRADUATED COMPRESSION, SEAMLESS, ABOVE KNEE, WIDE/PLUS, WITH CLOSE TOE, POLYAMIDE, ELASTANE, LATEX FREE, SILICONE TOP BAND, SKIN COLOR, CLASS 1 (18 - 21 MMHG), PAIR, ASSORTED SIZES (LYMPHEDEMA)" | REHABILITATION AND PHYSIOTHERAPY SUPPLIES
11816 | 4214280228900 | "STOCKING, READY MADE, MEDICAL GRADUATED COMPRESSION, SEAMLESS, ABOVE KNEE, WIDE/PLUS, WITH CLOSE TOE, POLYAMIDE, ELASTANE, LATEX FREE, SILICONE TOP BAND, SKIN COLOR, CLASS 2 (20 - 32 MMHG), PAIR, ASSORTED SIZES (LYMPHEDEMA)" | REHABILITATION AND PHYSIOTHERAPY SUPPLIES
11817 | 4214280273500 | "STOCKING, READY MADE, MEDICAL GRADUATED COMPRESSION, SEAMLESS, ABOVE KNEE, WIDE/PLUS, WITH CLOSE TOE, POLYAMIDE, ELASTANE, LATEX FREE, SILICONE TOP BAND, SKIN COLOR, CLASS 3 (34 - 46 MMHG), PAIR, ASSORTED SIZES (LYMPHEDEMA)" | REHABILITATION AND PHYSIOTHERAPY SUPPLIES
11818 | 4214280273600 | "STOCKING, READY MADE, MEDICAL GRADUATED COMPRESSION, SEAMLESS, ABOVE KNEE, WIDE/PLUS, WITH OPEN TOE, POLYAMIDE, ELASTANE, LATEX FREE, SILICONE TOP BAND, SKIN COLOR, CLASS 1 (18 - 21 MMHG), PAIR, ASSORTED SIZES (LYMPHEDEMA)" | REHABILITATION AND PHYSIOTHERAPY SUPPLIES
11819 | 4214280208400 | "STOCKING, READY MADE, MEDICAL GRADUATED COMPRESSION, SEAMLESS, ABOVE KNEE, WIDE/PLUS, WITH OPEN TOE, POLYAMIDE, ELASTANE, LATEX FREE, SILICONE TOP BAND, SKIN COLOR, CLASS 2 (20 - 32 MMHG), PAIR, ASSORTED SIZES (LYMPHEDEMA)" | REHABILITATION AND PHYSIOTHERAPY SUPPLIES
11820 | 4214280208900 | "STOCKING, READY MADE, MEDICAL GRADUATED COMPRESSION, SEAMLESS, ABOVE KNEE, WIDE/PLUS, WITH OPEN TOE, POLYAMIDE, ELASTANE, LATEX FREE, SILICONE TOP BAND, SKIN COLOR, CLASS 3 (34 - 46 MMHG), PAIR, ASSORTED SIZES (LYMPHEDEMA)" | REHABILITATION AND PHYSIOTHERAPY SUPPLIES
11821 | 4214280273700 | "STOCKING, READY MADE, MEDICAL GRADUATED COMPRESSION, SEAMLESS, ABOVE KNEE, WITH CLOSE TOE, POLYAMIDE, ELASTANE, LATEX FREE, SILICONE TOP BAND, SKIN COLOR, CLASS 1 (18 - 21 MMHG), PAIR, ASSORTED SIZES (LYMPHEDEMA)" | REHABILITATION AND PHYSIOTHERAPY SUPPLIES
11822 | 4214280228800 | "STOCKING, READY MADE, MEDICAL GRADUATED COMPRESSION, SEAMLESS, ABOVE KNEE, WITH CLOSE TOE, POLYAMIDE, ELASTANE, LATEX FREE, SILICONE TOP BAND, SKIN COLOR, CLASS 2 (20 - 32 MMHG), PAIR, ASSORTED SIZES (LYMPHEDEMA)" | REHABILITATION AND PHYSIOTHERAPY SUPPLIES
11823 | 4214280273800 | "STOCKING, READY MADE, MEDICAL GRADUATED COMPRESSION, SEAMLESS, ABOVE KNEE, WITH CLOSE TOE, POLYAMIDE, ELASTANE, LATEX FREE, SILICONE TOP BAND, SKIN COLOR, CLASS 3 (34 - 46 MMHG), PAIR, ASSORTED SIZES (LYMPHEDEMA)" | REHABILITATION AND PHYSIOTHERAPY SUPPLIES
11824 | 4214280273900 | "STOCKING, READY MADE, MEDICAL GRADUATED COMPRESSION, SEAMLESS, ABOVE KNEE, WITH OPEN TOE, POLYAMIDE, ELASTANE, LATEX FREE, SILICONE TOP BAND, SKIN COLOR, CLASS 1 (18 - 21 MMHG), PAIR, ASSORTED SIZES (LYMPHEDEMA)" | REHABILITATION AND PHYSIOTHERAPY SUPPLIES
11825 | 4214280215000 | "STOCKING, READY MADE, MEDICAL GRADUATED COMPRESSION, SEAMLESS, ABOVE KNEE, WITH OPEN TOE, POLYAMIDE, ELASTANE, LATEX FREE, SILICONE TOP BAND, SKIN COLOR, CLASS 2 (20 - 32 MMHG), PAIR, ASSORTED SIZES (LYMPHEDEMA)" | REHABILITATION AND PHYSIOTHERAPY SUPPLIES
11826 | 4214280215700 | "STOCKING, READY MADE, MEDICAL GRADUATED COMPRESSION, SEAMLESS, ABOVE KNEE, WITH OPEN TOE, POLYAMIDE, ELASTANE, LATEX FREE, SILICONE TOP BAND, SKIN COLOR, CLASS 3 (34 - 46 MMHG), PAIR, ASSORTED SIZES (LYMPHEDEMA)" | REHABILITATION AND PHYSIOTHERAPY SUPPLIES
11827 | 4214280226800 | "STOCKING, READY MADE, MEDICAL GRADUATED COMPRESSION, SEAMLESS, BELOW KNEE, WITH CLOSE TOE, POLYAMIDE, ELASTANE, LATEX FREE, SKIN COLOR, CLASS 1 (18 - 21 MMHG), PAIR, ASSORTED SIZES (LYMPHEDEMA)" | REHABILITATION AND PHYSIOTHERAPY SUPPLIES
11828 | 4214280274300 | "STOCKING, READY MADE, MEDICAL GRADUATED COMPRESSION, SEAMLESS, BELOW KNEE, WITH CLOSE TOE, POLYAMIDE, ELASTANE, LATEX FREE, SKIN COLOR, CLASS 2 (20 - 32 MMHG), PAIR, ASSORTED SIZES (LYMPHEDEMA)" | REHABILITATION AND PHYSIOTHERAPY SUPPLIES
11829 | 4214280274400 | "STOCKING, READY MADE, MEDICAL GRADUATED COMPRESSION, SEAMLESS, BELOW KNEE, WITH CLOSE TOE, POLYAMIDE, ELASTANE, LATEX FREE, SKIN COLOR, CLASS 3 (34 - 46 MMHG), PAIR, ASSORTED SIZES (LYMPHEDEMA)" | REHABILITATION AND PHYSIOTHERAPY SUPPLIES
11830 | 4214280216400 | "STOCKING, READY MADE, MEDICAL GRADUATED COMPRESSION, SEAMLESS, BELOW KNEE, WITH OPEN TOE, POLYAMIDE, ELASTANE, LATEX FREE, SKIN COLOR, CLASS 1 (18 - 21 MMHG), PAIR, ASSORTED SIZES (LYMPHEDEMA)" | REHABILITATION AND PHYSIOTHERAPY SUPPLIES
11831 | 4214280213600 | "STOCKING, READY MADE, MEDICAL GRADUATED COMPRESSION, SEAMLESS, BELOW KNEE, WITH OPEN TOE, POLYAMIDE, ELASTANE, LATEX FREE, SKIN COLOR, CLASS 2 (20 - 32 MMHG), PAIR, ASSORTED SIZES (LYMPHEDEMA)" | REHABILITATION AND PHYSIOTHERAPY SUPPLIES
11832 | 4214280214300 | "STOCKING, READY MADE, MEDICAL GRADUATED COMPRESSION, SEAMLESS, BELOW KNEE, WITH OPEN TOE, POLYAMIDE, ELASTANE, LATEX FREE, SKIN COLOR, CLASS 3 (34 - 46 MMHG), PAIR, ASSORTED SIZES (LYMPHEDEMA)" | REHABILITATION AND PHYSIOTHERAPY SUPPLIES
11833 | 4214280229400 | "STOCKING, READY MADE, MEDICAL GRADUATED COMPRESSION, SEAMLESS, PANTY, WITH CLOSE TOE, POLYAMIDE, ELASTANE, LATEX FREE, SKIN COLOR, CLASS 2 (20 - 32 MMHG), ASSORTED SIZES (LYMPHEDEMA)" | REHABILITATION AND PHYSIOTHERAPY SUPPLIES
11834 | 4214280212900 | "STOCKING, READY MADE, MEDICAL GRADUATED COMPRESSION, SEAMLESS, PANTY, WITH OPEN TOE, POLYAMIDE, ELASTANE, LATEX FREE, SKIN COLOR, CLASS 2 (20 - 32 MMHG), ASSORTED SIZES (LYMPHEDEMA)" | REHABILITATION AND PHYSIOTHERAPY SUPPLIES
11835 | 4214280220200 | "ARMSLEEVE, READY MADE, MEDICAL GRADUATED COMPRESSION, SEAMLESS, WRIST TO AXILLA, SILICONE TOP BAND, SKIN COLOR, CLASS 1 (18 - 21 MMHG), ASSORTED SIZES (LYMPHEDEMA)" | REHABILITATION AND PHYSIOTHERAPY SUPPLIES
11836 | 4214280218400 | "ARMSLEEVE, READY MADE, MEDICAL GRADUATED COMPRESSION, SEAMLESS, WRIST TO AXILLA, SILICONE TOP BAND, SKIN COLOR, CLASS 2 (24 - 32 MMHG), ASSORTED SIZES (LYMPHEDEMA)" | REHABILITATION AND PHYSIOTHERAPY SUPPLIES
11837 | 4214280223400 | "ARMSLEEVE, READY MADE, MEDICAL GRADUATED COMPRESSION, SEAMLESS, WRIST TO AXILLA, WIDE/PLUS, SILICONE TOP BAND, SKIN COLOR, CLASS 1 (18 - 21 MMHG), ASSORTED SIZES (LYMPHEDEMA)" | REHABILITATION AND PHYSIOTHERAPY SUPPLIES
11838 | 4214280224200 | "ARMSLEEVE, READY MADE, MEDICAL GRADUATED COMPRESSION, SEAMLESS, WRIST TO AXILLA, WIDE/PLUS, SILICONE TOP BAND, SKIN COLOR, CLASS 2 (20 - 32 MMHG), ASSORTED SIZES (LYMPHEDEMA)" | REHABILITATION AND PHYSIOTHERAPY SUPPLIES
11839 | 4214280219400 | "ARMSLEEVE, READY MADE, MEDICAL GRADUATED COMPRESSION, SEAMLESS, MITTEN TO AXILLA, COVERED THUMB, SEAMLESS, SILICONE TOP BAND, SKIN COLOR, CLASS 2 (20 - 30 MMHG), ASSORTED SIZES (LYMPHEDEMA)" | REHABILITATION AND PHYSIOTHERAPY SUPPLIES
11840 | 4214280273300 | "ARMSLEEVE, READY MADE, MEDICAL GRADUATED COMPRESSION, SEAMLESS, MITTEN TO AXILLA, COVERED THUMB, WIDE/PLUS, SEAMLESS, SILICONE TOPBAND, SKIN COLOR, CLASS 2 (20 - 30 MMHG), ASSORTED SIZES (LYMPHEDEMA)" | REHABILITATION AND PHYSIOTHERAPY SUPPLIES
11841 | 4221181267700 | "DONNING AID FOR COMPRESSION GARMENT, DURABLE MATERIAL, ASSORTED SIZES (LYMPHEDEMA)" | REHABILITATION AND PHYSIOTHERAPY SUPPLIES
11842 | 4221181267600 | "DONNING AID FOR CLOSED TOE COMPRESSION STOCKINGS, FOR LYMPHEDEMA, REDUCE FRICTION BETWEEN THE SKIN AND THE COMPRESSION GARMENT DURABLE AND TEAR-RESISTANT MATERIAL, ASSORTED SIZES (LYMPHEDEMA)" | REHABILITATION AND PHYSIOTHERAPY SUPPLIES
11843 | 4221181267800 | "DONNING AID FOR OPEN TOE COMPRESSION STOCKINGS, FOR LYMPHEDEMA, REDUCE FRICTION BETWEEN THE SKIN AND THE COMPRESSION GARMENT DURABLE AND TEAR-RESISTANT MATERIAL, ASSORTED SIZES (LYMPHEDEMA)" | REHABILITATION AND PHYSIOTHERAPY SUPPLIES
11844 | 4213151407200 | "BRA, WITH 2 POCKETS, SEAMLESS CUPS, SOFT PADDED, WIDE ADJUSTABLE STRAPS, WIDER AND CLOSE-FITTING UNDER BUST BAND, NUDE/WHITE COLOR, ASSORTED CUPS FROM A TO F AND ASSORTED SIZES FROM 70 - 120 (LYMPHEDEMA)" | REHABILITATION AND PHYSIOTHERAPY SUPPLIES
11845 | 4231155400200 | KINESIOLOGY TAPE, ELASTIC, ADHESIVE, LATEX FREE, WATER REPELLENT, BEIGE COLOR, SIZE 5 CM X 5 M | REHABILITATION AND PHYSIOTHERAPY SUPPLIES
11846 | 4231155400300 | KINESIOLOGY TAPE, ELASTIC, ADHESIVE, LATEX FREE, WATER REPELLENT, BLACK COLOR, SIZE 5 CM X 5 M | REHABILITATION AND PHYSIOTHERAPY SUPPLIES
11847 | 4231155400100 | KINESIOLOGY TAPE, ELASTIC, ADHESIVE, LATEX FREE, WATER REPELLENT, BLUE COLOR, SIZE 5 CM X 5 M | REHABILITATION AND PHYSIOTHERAPY SUPPLIES
11848 | 4231155400000 | KINESIOLOGY TAPE, ELASTIC, ADHESIVE, LATEX FREE, WATER REPELLENT, RED COLOR, SIZE 5 CM X 5 M | REHABILITATION AND PHYSIOTHERAPY SUPPLIES
11849 | 4231155400400 | TAPE, HIGH ADHESIVE, RIGID, MADE FROM BROWN FABRIC WITH ZINC OXIDE, TO SUPPORT JOINTS UNDER MAXIMUM STRESS, SIZE 1.5 IN X 10-20 YARD | REHABILITATION AND PHYSIOTHERAPY SUPPLIES
11850 | 4231155400600 | TAPE, HIGH ADHESIVE, RIGID, MADE FROM BROWN FABRIC WITH ZINC OXIDE, TO SUPPORT JOINTS UNDER MAXIMUM STRESS, SIZE 2 IN X 10-20 YARD | REHABILITATION AND PHYSIOTHERAPY SUPPLIES
11851 | 4225170101700 | "GAIT BELT, WITH METAL BUCKLE, MADE OF HEAVY-DUTY FABRIC, WASHABLE, SIZE UP TO 180CM LENGTH X 5CM WIDTH" | REHABILITATION AND PHYSIOTHERAPY SUPPLIES
11852 | 4229553702100 | "SILICONE BREAST FORM, DELTA SHAPE, FULL CUP, SOFT AND LIGHT, NATURAL LOOKING DRAPE, TEAR-PROOF SILICON ENCASED IN TEAR-PROOF FILM, FIT IN POCKETED BRA, SIZE 3 (LYMPHEDEMA)" | REHABILITATION AND PHYSIOTHERAPY SUPPLIES
11853 | 4229553702200 | "SILICONE BREAST FORM, DELTA SHAPE, FULL CUP, SOFT AND LIGHT, NATURAL LOOKING DRAPE, TEAR-PROOF SILICON ENCASED IN TEAR-PROOF FILM, FIT IN POCKETED BRA, SIZE 4 (LYMPHEDEMA)" | REHABILITATION AND PHYSIOTHERAPY SUPPLIES
11854 | 4224200037800 | "SILICONE BREAST FORM, DELTA SHAPE, FULL CUP, SOFT AND LIGHT, NATURAL LOOKING DRAPE, TEAR-PROOF SILICON ENCASED IN TEAR-PROOF FILM, FIT IN POCKETED BRA, SIZE 5 (LYMPHEDEMA)" | REHABILITATION AND PHYSIOTHERAPY SUPPLIES
11855 | 4224200024300 | "SILICONE BREAST FORM, DELTA SHAPE, FULL CUP, SOFT AND LIGHT, NATURAL LOOKING DRAPE, TEAR-PROOF SILICON ENCASED IN TEAR-PROOF FILM, FIT IN POCKETED BRA, SIZE 6 (LYMPHEDEMA)" | REHABILITATION AND PHYSIOTHERAPY SUPPLIES
11856 | 4224200037900 | "SILICONE BREAST FORM, DELTA SHAPE, FULL CUP, SOFT AND LIGHT, NATURAL LOOKING DRAPE, TEAR-PROOF SILICON ENCASED IN TEAR-PROOF FILM, FIT IN POCKETED BRA, SIZE 7 (LYMPHEDEMA)" | REHABILITATION AND PHYSIOTHERAPY SUPPLIES
11857 | 4224200038000 | "SILICONE BREAST FORM, DELTA SHAPE, FULL CUP, SOFT AND LIGHT, NATURAL LOOKING DRAPE, TEAR-PROOF SILICON ENCASED IN TEAR-PROOF FILM, FIT IN POCKETED BRA, SIZE 8 (LYMPHEDEMA)" | REHABILITATION AND PHYSIOTHERAPY SUPPLIES
11858 | 4224200038100 | "SILICONE BREAST FORM, DELTA SHAPE, FULL CUP, SOFT AND LIGHT, NATURAL LOOKING DRAPE, TEAR-PROOF SILICON ENCASED IN TEAR-PROOF FILM, FIT IN POCKETED BRA, SIZE 9 (LYMPHEDEMA)" | REHABILITATION AND PHYSIOTHERAPY SUPPLIES
11859 | 4224200037600 | "SILICONE BREAST FORM, DELTA SHAPE, FULL CUP, SOFT AND LIGHT, NATURAL LOOKING DRAPE, TEAR-PROOF SILICON ENCASED IN TEAR-PROOF FILM, FIT IN POCKETED BRA, SIZE 10 (LYMPHEDEMA)" | REHABILITATION AND PHYSIOTHERAPY SUPPLIES
11860 | 4224200037700 | "SILICONE BREAST FORM, DELTA SHAPE, FULL CUP, SOFT AND LIGHT, NATURAL LOOKING DRAPE, TEAR-PROOF SILICON ENCASED IN TEAR-PROOF FILM, FIT IN POCKETED BRA, SIZE 11 (LYMPHEDEMA)" | REHABILITATION AND PHYSIOTHERAPY SUPPLIES
11861 | 4225161201500 | CUFF WEIGHT, VELCRO, HEAVY DUTY, 1/4 LB | REHABILITATION AND PHYSIOTHERAPY SUPPLIES
11862 | 4225161201600 | CUFF WEIGHT, VELCRO, HEAVY DUTY, 1/5 LB | REHABILITATION AND PHYSIOTHERAPY SUPPLIES
11863 | 4225161201400 | CUFF WEIGHT, VELCRO, HEAVY DUTY, 1 LB | REHABILITATION AND PHYSIOTHERAPY SUPPLIES
11864 | 4225161201800 | CUFF WEIGHT, VELCRO, HEAVY DUTY, 2 LB | REHABILITATION AND PHYSIOTHERAPY SUPPLIES
11865 | 4225161201900 | CUFF WEIGHT, VELCRO, HEAVY DUTY, 3 LB | REHABILITATION AND PHYSIOTHERAPY SUPPLIES
11866 | 4225161202000 | CUFF WEIGHT, VELCRO, HEAVY DUTY, 4 LB | REHABILITATION AND PHYSIOTHERAPY SUPPLIES
11867 | 4225161202100 | CUFF WEIGHT, VELCRO, HEAVY DUTY, 5 LB | REHABILITATION AND PHYSIOTHERAPY SUPPLIES
11868 | 4225161202200 | CUFF WEIGHT, VELCRO, HEAVY DUTY, 6 LB | REHABILITATION AND PHYSIOTHERAPY SUPPLIES
11869 | 4225161202500 | CUFF WEIGHT, VELCRO, HEAVY DUTY,7 LB | REHABILITATION AND PHYSIOTHERAPY SUPPLIES
11870 | 4225161202300 | CUFF WEIGHT, VELCRO, HEAVY DUTY, 8 LB | REHABILITATION AND PHYSIOTHERAPY SUPPLIES
11871 | 4225161202400 | CUFF WEIGHT, VELCRO, HEAVY DUTY, 9 LB | REHABILITATION AND PHYSIOTHERAPY SUPPLIES
11872 | 4225161201700 | CUFF WEIGHT, VELCRO, HEAVY DUTY, 10 LB | REHABILITATION AND PHYSIOTHERAPY SUPPLIES
11873 | 4920160100600 | NEOPRENE DUMBBELLS, 1 LB | REHABILITATION AND PHYSIOTHERAPY SUPPLIES
11874 | 4920160100800 | NEOPRENE DUMBBELLS, 2 LB | REHABILITATION AND PHYSIOTHERAPY SUPPLIES
11875 | 4920160100900 | NEOPRENE DUMBBELLS, 3 LB | REHABILITATION AND PHYSIOTHERAPY SUPPLIES
11876 | 4920160101000 | NEOPRENE DUMBBELLS, 4 LB | REHABILITATION AND PHYSIOTHERAPY SUPPLIES
11877 | 4920160101100 | NEOPRENE DUMBBELLS, 5 LB | REHABILITATION AND PHYSIOTHERAPY SUPPLIES
11878 | 4920160101200 | NEOPRENE DUMBBELLS, 6 LB | REHABILITATION AND PHYSIOTHERAPY SUPPLIES
11879 | 4920160101300 | NEOPRENE DUMBBELLS, 7 LB | REHABILITATION AND PHYSIOTHERAPY SUPPLIES
11880 | 4920160101400 | NEOPRENE DUMBBELLS, 8 LB | REHABILITATION AND PHYSIOTHERAPY SUPPLIES
11881 | 4920160101500 | NEOPRENE DUMBBELLS, 9 LB | REHABILITATION AND PHYSIOTHERAPY SUPPLIES
11882 | 4920160100700 | NEOPRENE DUMBBELLS, 10 LB | REHABILITATION AND PHYSIOTHERAPY SUPPLIES
11883 | 4225160802400 | RESISTANCE EXERCISE BAND, EXTRA THIN RESISTANCE, TAN COLOR, LATEX FREE, DISPENSER BOX, ROLL SIZE 13 CM X 40-50 M | REHABILITATION AND PHYSIOTHERAPY SUPPLIES
11884 | 4225160802500 | RESISTANCE EXERCISE BAND, THIN RESISTANCE, YELLOW COLOR, LATEX FREE, DISPENSER BOX, ROLL SIZE 13-15 CM X 40-50 M | REHABILITATION AND PHYSIOTHERAPY SUPPLIES
11885 | 4225160802600 | RESISTANCE EXERCISE BAND, MEDIUM RESISTANCE, RED COLOR, LATEX FREE, DISPENSER BOX, ROLL SIZE 13 CM X 40-50 M | REHABILITATION AND PHYSIOTHERAPY SUPPLIES
11886 | 4225160802700 | RESISTANCE EXERCISE BAND, HEAVY RESISTANCE, GREEN COLOR, LATEX FREE, DISPENSER BOX, ROLL SIZE 13-15 CM X 40-50 M | REHABILITATION AND PHYSIOTHERAPY SUPPLIES
11887 | 4225160802800 | RESISTANCE EXERCISE BAND, EXTRA HEAVY RESISTANCE, BLUE COLOR, LATEX FREE, DISPENSER BOX, ROLL SIZE 13 CM X 40-50 M | REHABILITATION AND PHYSIOTHERAPY SUPPLIES
11888 | 4225160803000 | RESISTANCE EXERCISE BAND, SUPER HEAVY RESISTANCE, SILVER COLOR, LATEX FREE, DISPENSER BOX, ROLL SIZE 13 CM X 40-50 M | REHABILITATION AND PHYSIOTHERAPY SUPPLIES
11889 | 4225160802900 | RESISTANCE EXERCISE BAND, SPECIAL HEAVY RESISTANCE, BLACK COLOR, LATEX FREE, DISPENSER BOX, ROLL SIZE 13 CM X 40-50 M | REHABILITATION AND PHYSIOTHERAPY SUPPLIES
11890 | 4225160803100 | RESISTANCE EXERCISE BAND, MAX RESISTANCE, GOLD COLOR, LATEX FREE, DISPENSER BOX, ROLL SIZE 13 CM X 40-50 M | REHABILITATION AND PHYSIOTHERAPY SUPPLIES
11891 | 4225160801900 | RESISTANCE EXERCISE BAND, THIN RESISTANCE, YELLOW COLOR, LATEX FREE, DISPENSER BOX, EACH BOX CONTAIN 30 INDIVIDUALLY WRAPPED PACK, SIZE 13 CM X 1.5 M | REHABILITATION AND PHYSIOTHERAPY SUPPLIES
11892 | 4225160802000 | RESISTANCE EXERCISE BAND, MEDIUM RESISTANCE, RED COLOR, LATEX FREE, DISPENSER BOX, EACH BOX CONTAIN 30 INDIVIDUALLY WRAPPED PACK, SIZE 13 CM X 1.5 M | REHABILITATION AND PHYSIOTHERAPY SUPPLIES
11893 | 4225160802100 | RESISTANCE EXERCISE BAND, HEAVY RESISTANCE, GREEN COLOR, LATEX FREE, DISPENSER BOX, EACH BOX CONTAIN 30 INDIVIDUALLY WRAPPED PACK, SIZE 13 CM X 1.5 M | REHABILITATION AND PHYSIOTHERAPY SUPPLIES
11894 | 4225160802200 | RESISTANCE EXERCISE BAND, EXTRA HEAVY RESISTANCE, BLUE COLOR, LATEX FREE, DISPENSER BOX, EACH BOX CONTAIN 30 INDIVIDUALLY WRAPPED PACK, SIZE 13 CM X 1.5 M | REHABILITATION AND PHYSIOTHERAPY SUPPLIES
11895 | 4225160802300 | RESISTANCE EXERCISE BAND, SPECIAL HEAVY RESISTANCE, BLACK COLOR, LATEX FREE, DISPENSER BOX, EACH BOX CONTAIN 30 INDIVIDUALLY WRAPPED PACK, SIZE 13 CM X 1.5 M | REHABILITATION AND PHYSIOTHERAPY SUPPLIES
11896 | 4920151400100 | "THERAPEUTIC, EXERCISE BALL ANTI-SLIP PROFESSIONAL QUALITY WITH NON-TOXIC PVC MATERIAL, FREE OF BPA AND HEAVY METALS, 2000 MICROMETERS IN THICKNESS HEAVY DUTY RATING CAN MATCH ANY HEAVY WEIGHT CAN CARRY THE STRESS OF HEAVY LOADS UP TO 2200 LBS WITHOUT POPPING TO PREVENT YOU FROM BEING INJURED ANTI-SLIP BALL CAN WITHSTAND UP TO A 2CM CUT WITHOUT EXPLOSIVELY DEFLATING, INCLUDES HAND PUMP, 2 AIR PLUGS AND VALVE REMOVER TOOL, ABOUT 55CM DIAMETER" | REHABILITATION AND PHYSIOTHERAPY SUPPLIES
11897 | 4920151400000 | "THERAPEUTIC, EXERCISE BALL ANTI-SLIP PROFESSIONAL QUALITY WITH NON-TOXIC PVC MATERIAL, FREE OF BPA AND HEAVY METALS, 2000 MICROMETERS IN THICKNESS HEAVY DUTY RATING CAN MATCH ANY HEAVY WEIGHT CAN CARRY THE STRESS OF HEAVY LOADS UP TO 2200 LBS WITHOUT POPPING TO PREVENT YOU FROM BEING INJURED ANTI-SLIP BALL CAN WITHSTAND UP TO A 2CM CUT WITHOUT EXPLOSIVELY DEFLATING INCLUDES HAND PUMP, 2 AIR PLUGS AND VALVE REMOVER TOOL, ABOUT 65CM DIAMETER" | REHABILITATION AND PHYSIOTHERAPY SUPPLIES
11898 | 4920151400300 | "THERAPEUTIC, EXERCISE BALL ANTI-SLIP PROFESSIONAL QUALITY WITH NON-TOXIC PVC MATERIAL, FREE OF BPA AND HEAVY METALS, 2000 MICROMETERS IN THICKNESS HEAVY DUTY RATING CAN MATCH ANY HEAVY WEIGHT CAN CARRY THE STRESS OF HEAVY LOADS UP TO 2200 LBS WITHOUT POPPING TO PREVENT YOU FROM BEING INJURED ANTI-SLIP BALL CAN WITHSTAND UP TO A 2CM CUT WITHOUT EXPLOSIVELY DEFLATING, INCLUDES HAND PUMP, 2 AIR PLUGS AND VALVE REMOVER TOOL, ABOUT 75CM DIAMETER" | REHABILITATION AND PHYSIOTHERAPY SUPPLIES
11899 | 4221150901300 | "HELMET, SOFT FABRIC, PEDIATRIC, SMALL" | REHABILITATION AND PHYSIOTHERAPY SUPPLIES
11900 | 4221150901400 | "HELMET, SOFT FABRIC, PEDIATRIC, MEDIUM" | REHABILITATION AND PHYSIOTHERAPY SUPPLIES
11901 | 4221150901500 | "HELMET, SOFT FABRIC, PEDIATRIC, LARGE" | REHABILITATION AND PHYSIOTHERAPY SUPPLIES
11902 | 4221150901600 | "HELMET, SOFT FABRIC, PEDIATRIC, EXTRA LARGE" | REHABILITATION AND PHYSIOTHERAPY SUPPLIES
11903 | 4616150800000 | AGILITY CONES, MADE FROM HARD PVC, HIGH VISIBILITY, ORANGE CUE, LIGHT WEIGHT, PORTABLE, SIZE: 6 INCHES | REHABILITATION AND PHYSIOTHERAPY SUPPLIES
11904 | 4616150800100 | AGILITY CONES, MADE FROM HARD PVC, HIGH VISIBILITY, ORANGE CUE, LIGHT WEIGHT, PORTABLE, SIZE: 9 INCHES | REHABILITATION AND PHYSIOTHERAPY SUPPLIES
11905 | 4616150800200 | AGILITY CONES, MADE FROM HARD PVC, HIGH VISIBILITY, ORANGE CUE, LIGHT WEIGHT, PORTABLE, SIZE: 12 INCHES | REHABILITATION AND PHYSIOTHERAPY SUPPLIES
11906 | 4214210802200 | COLD PACK, SOFT, PLIABLE, REFREEZABLE, LATEX FREE, SIZE: 11 INCHES X 14 INCHES, STANDARD | REHABILITATION AND PHYSIOTHERAPY SUPPLIES
11907 | 4214210802700 | COLD PACK, SOFT, PLIABLE, REFREEZABLE, LATEX FREE, SIZE: 11 INCHES X 21 INCHES, OVERSIZE | REHABILITATION AND PHYSIOTHERAPY SUPPLIES
11908 | 4214210802300 | "COLD PACK, SOFT, PLIABLE, REFREEZABLE, LATEX FREE, SIZE: 6 INCHES X 23 INCHES, NECK CONTOUR" | REHABILITATION AND PHYSIOTHERAPY SUPPLIES
11909 | 4214210802600 | COLD PACK, SOFT, PLIABLE, REFREEZABLE, LATEX FREE, SIZE: 3 INCHES X 11 INCHES, THROAT - SIZE | REHABILITATION AND PHYSIOTHERAPY SUPPLIES
11910 | 4214210802500 | "COLD PACK, SOFT, PLIABLE, REFREEZABLE, LATEX FREE, SIZE: 5 INCHES X 7 INCHES, QUARTER - SIZE" | REHABILITATION AND PHYSIOTHERAPY SUPPLIES
11911 | 4214210802400 | "COLD PACK, SOFT, PLIABLE, REFREEZABLE, LATEX FREE, SIZE: 7 INCHES X 11 INCHES, HALF - SIZE" | REHABILITATION AND PHYSIOTHERAPY SUPPLIES
11912 | 4214210100100 | "COVER, FOR MOIST HEAT PACK, SIZE: 9 INCHES X 24 INCHES (+/- 2 INCHES)" | REHABILITATION AND PHYSIOTHERAPY SUPPLIES
11913 | 4214210100000 | "COVER, FOR MOIST HEAT PACK, VINYL, TERRY, SIZE: 24 INCHES X 35 INCHES (+/- 2 INCHES)" | REHABILITATION AND PHYSIOTHERAPY SUPPLIES
11914 | 4214210000800 | "MOIST HEAT PACK, REUSABLE, LATEX FREE, SIZE: 10 INCHES X 18 INCHES, STANDARD" | REHABILITATION AND PHYSIOTHERAPY SUPPLIES
11915 | 4214213100100 | MOIST HEAT PACK, REUSABLE, LATEX FREE, SIZE: 5 INCHES X 12 INCHES, HALF - SIZE | REHABILITATION AND PHYSIOTHERAPY SUPPLIES
11916 | 4214213100200 | MOIST HEAT PACK, REUSABLE, LATEX FREE, SIZE: 6.5 INCHES X 24 INCHES, CONTOUR CERVICAL | REHABILITATION AND PHYSIOTHERAPY SUPPLIES
11917 | 4214213100000 | "MOIST HEAT PACK, REUSABLE, LATEX FREE, SIZE: 10 INCHES X 12 INCHES, STANDARD" | REHABILITATION AND PHYSIOTHERAPY SUPPLIES
11918 | 4214213100300 | MOIST HEAT PACK, REUSABLE, LATEX FREE, SIZE: 10 INCHES X 20 INCHES, KNEE/SHOULDER SIZE | REHABILITATION AND PHYSIOTHERAPY SUPPLIES
11919 | 4214213100500 | MOIST HEAT PACK, REUSABLE, LATEX FREE, SIZE: 10 INCHES X 24 INCHES, SPINE LARGE SIZE | REHABILITATION AND PHYSIOTHERAPY SUPPLIES
11920 | 4214213100600 | "MOIST HEAT PACK, REUSABLE, LATEX FREE, SIZE: 15 INCHES X 24 INCHES, OVERSIZE" | REHABILITATION AND PHYSIOTHERAPY SUPPLIES
11921 | 4214180200500 | SELF - ADHESIVE, ELECTRODES USED FOR TENS AND ELECTROTHERAPY, WITH PRE - ATTACHED LEAD, ROUND - SHAPE, SIZE: 32 MM, PACK OF 4 EACH | REHABILITATION AND PHYSIOTHERAPY SUPPLIES
11922 | 4214180200400 | SELF - ADHESIVE, ELECTRODES USED FOR TENS AND ELECTROTHERAPY, WITH PRE - ATTACHED LEAD, ROUND - SHAPE, SIZE: 50 MM, PACK OF 4 EACH | REHABILITATION AND PHYSIOTHERAPY SUPPLIES
11923 | 4214180200300 | SELF - ADHESIVE, ELECTRODES USED FOR TENS AND ELECTROTHERAPY, WITH PRE - ATTACHED LEAD, SQUARE - SHAPE, SIZE: 50 X 50 MM, PACK OF 4 EACH | REHABILITATION AND PHYSIOTHERAPY SUPPLIES
11924 | 4214180200200 | SELF-ADHESIVE, ELECTRODES USED FOR TENS AND ELECTROTHERAPY, WITH PRE-ATTACHED LEAD, SQUARE-SHAPE, SIZE: 40 X 90 MM, PACK OF 4 EACH | REHABILITATION AND PHYSIOTHERAPY SUPPLIES
11925 | 4111510200000 | "ASSESSMENT TOOLS, GONIOMETER, TRANSPARENT, PLASTIC, ASSORTED SIZES" | REHABILITATION AND PHYSIOTHERAPY SUPPLIES
11926 | 4912150700100 | AIR MATTRESS, NON-POWERED SYSTEM, POLY VINYL, OVERLY DESIGNED FOR STAGE I OR II ISCHEMIC ULCER, INTERCONNECTED AIR-FILLED CELLS ARE EASY TO SET UP, INFLATE AND ADJUST-ADDING UP TO EASY USE FOR ANY CARE SETTING, COMES WITH THREE SECTIONS, EACH ADJUSTABLE TO ADDRESS THE SPECIFIC NEEDS OF A PATIENT'S BODY SHAPE AND SIZE, MEASURES 80 X 35 INCH (27 X 35 INCH PER SECTION) INCLUDE HAND INFLATION PUMP, REPAIR KIT AND OPERATING INSTRUCTIONS | REHABILITATION AND PHYSIOTHERAPY SUPPLIES
11927 | 4225150200900 | ASSESSMENT KIT, ROEDER MANIPULATIVE APTITUDE TEST, MEASURES SPEED AND DEXTERITY IN ARM, HAND AND FINGERS MADE IN DURABLE PLASTIC WITH FOUR RECEPTACLES FOR WASHERS, RODS, CAPS AND NUTS. BOARD ALSO IS COMPRISED OF A HORIZONTAL T-BAR AND 40 INSERTS ARRANGED IN A PREDETERMINED PATTERN INCLUDE REPLACEMENT PINS, CAPS FOR ROEDER MANIPULATIVE, APTITUDE TEST AND RECORD BLANKS FOR THE ROEDER MANIPULATIVE APTITUDE TEST | REHABILITATION AND PHYSIOTHERAPY SUPPLIES
11928 | 4225150201000 | ASSESSMENT TOOLS, AN EARLY CHILDHOOD MOTOR DEVELOPMENT PROGRAM (PDMS2 OR EQUIVALENT)THAT PROVIDES (IN ONE PACKAGE) BOTH IN-DEPTH ASSESSMENT AND TRAINING OR REMEDIATION OF GROSS AND FINE MOTOR SKILLS. THE ASSESSMENT IS COMPOSED OF SIX SUBTESTS THAT MEASURE INTERRELATED MOTOR ABILITIES THAT DEVELOP EARLY IN LIFE. IT IS DESIGNED TO ASSESS THE MOTOR SKILLS OF CHILDREN FROM BIRTH THROUGH 5 YEARS OF AGE. | REHABILITATION AND PHYSIOTHERAPY SUPPLIES
11929 | 4225150201100 | ASSESSMENT TOOLS, COGNITIVE ASSESSMENT KIT (DLOTCA OR EQUIVALENT), USED WITH CLIENTS 18 TO 69 YEARS OLD | REHABILITATION AND PHYSIOTHERAPY SUPPLIES
11930 | 4225150201200 | ASSESSMENT TOOLS, COGNITIVE PERFORMANCE TEST - CONTAINS SEVEN SUBTASKS THAT REPLICATE COMMON DAILY ACTIVITIES. SOME OF THE ACTIVITIES INCLUDE SORTING MEDICINE, USING TABLEWARE, HANGING UP CLOTHING, AND SO ON. THE TEST IS TIMED AND OBSERVED TO DRAW CONCLUSIONS ON AN INDIVIDUAL’S ABILITY TO FUNCTION AND REMEMBER. AN INSTRUCTIONAL BOOKLET IS INCLUDED, AS WELL AS A CONVENIENT AND EASY-TO-CARRY BAG. THE BAG KEEPS THE TASKS ORGANIZED AND ALLOWS FOR TESTING IN A WIDE RANGE OF SETTINGS | REHABILITATION AND PHYSIOTHERAPY SUPPLIES
11931 | 4921182000100 | ASSESSMENT TOOLS, DIGITAL HAND DYNAMOMETER, USED TO ASSESS HAND GRIP AND STRENGTH IN ORDER TO MONITOR PROGRESS, SCRATCH-RESISTANT UV COATING PROTECTS ALL DIGITAL COMPONENTS FROM DAMAGE, UNIT DOES NOT HAVE INTERNAL MOVING PARTS | REHABILITATION AND PHYSIOTHERAPY SUPPLIES
11932 | 4921182000000 | ASSESSMENT TOOLS, HYDRAULIC HAND KIT, FOR ROUTINE SCREENING OF GRIP STRENGTH AND INITIAL AND ONGOING EVALUATION OF CLIENTS WITH HAND TRAUMA AND DYSFUNCTION. INCLUDES HYDRAULIC HAND DYNAMOMETER, PINCH GAUGE AND 15.2 CM FINGER GONIOMETER | REHABILITATION AND PHYSIOTHERAPY SUPPLIES
11933 | 4225150201300 | ASSESSMENT TOOLS, MADDAK SENSORY STIMULATION ACTIVITIES KIT OR EQUIVALENT - IS A COMPREHENSIVE SENSORY AND COGNITIVE THERAPY TOOL KIT WITH MORE THAN 90 AGE-APPROPRIATE SENSORY ACTIVITIES INCLUDING AUDITORY, VISUAL, OLFACTORY, GUSTATORY AND TACTILE STIMULI. THE 13-1/2 H X 15-1/2 W X 6-1/4 D INCH (34 X 39 X 16CM) CARRYING CASE HOLDS 31 FUNCTIONAL | REHABILITATION AND PHYSIOTHERAPY SUPPLIES
11934 | 4225150200800 | ASSESSMENT TOOLS, MANUAL DEXTERITY TEST KIT (MINNESOTA OR EQUIVALENT), MEASURES SPEED AND DEXTERITY IN ARM, HAND AND FINGERS MADE IN DURABLE PLASTIC WITH FOUR RECEPTACLES FOR WASHERS, RODS, CAPS AND NUTS T-BAR INCLUDED FOR SPECIAL TEST. TEST PIECES MEASURE 3.7CM IN DIAMETER AND 1.9CM IN HEIGHT | REHABILITATION AND PHYSIOTHERAPY SUPPLIES
11935 | 4225150201400 | ASSESSMENT TOOLS, MOTOR-FREE VISUAL PERCEPTION AND VISUAL DISCRIMINATION TEST (MVPT-4 OR EQUIVALENT) - THE ABILITY TO DISCRIMINATE DOMINANT FEATURES OF DIFFERENT OBJECTS, INCLUDING THE ABILITY TO DISCRIMINATE POSITION, SHAPES, AND FORMS SPATIAL RELATIONSHIPS - THE ABILITY TO PERCEIVE THE POSITIONS OF OBJECTS IN RELATION TO ONESELF AND TO OTHER OBJECTS. ITEMS ASSESS THE PERCEPTION OF PICTURES, FIGURES, OR PATTERNS THAT ARE DISORIENTED IN RELATION TO EACH OTHER, SUCH AS FIGURE REVERSALS AND ROTATIONS | REHABILITATION AND PHYSIOTHERAPY SUPPLIES
11936 | 4225150201500 | ASSESSMENT TOOLS, PINCH GAUGE, HYDRAULIC PINCH GAUGE IDEAL FOR ROUTINE SCREENING OF GRIP STRENGTH AND INITIAL AND ONGOING EVALUATION, DUAL SCALE READOUT MEASURES IN BOTH POUNDS AND KILOGRAMS, UP TO 45 LBS | REHABILITATION AND PHYSIOTHERAPY SUPPLIES
11937 | 4225150201600 | ASSESSMENT TOOLS, SENSORY MOTOR KIT, 12 DIFFERENT TACTILE EXPERIENCES ALL IN ONE BAG TAKE IT WITH YOU WHEREVER YOU GO SMALLER ITEMS HELP DEVELOP FINE MOTOR SKILLS WHILE LARGER ITEMS HELP DEVELOP GROSS MOTOR SKILLS INCLUDES RINGS TACTILE BALLS IN VARIOUS SIZES AND STYLES WATER MAT KOOSH BALLS AND TANGLE GREAT FOR KIDS OF ALL AGES | REHABILITATION AND PHYSIOTHERAPY SUPPLIES
11938 | 4218270100000 | "ASSESSMENT TOOLS, FINGER GONIOMETER STAINLESS STEEL GONIOMETER MEASURES THE RANGE OF MOTION OF FINGER JOINTS, 180 DEGREE, ASSORTED SIZES" | REHABILITATION AND PHYSIOTHERAPY SUPPLIES
11939 | 4218270100100 | "ASSESSMENT TOOLS, STANDARD GONIOMETER STAINLESS STEEL GONIOMETER MEASURES THE AVAILABLE RANGE OF MOTION AT A JOINT, 180 DEGREE, ASSORTED SIZES" | REHABILITATION AND PHYSIOTHERAPY SUPPLIES
11940 | 4225150201700 | ASSESSMENT TOOLS, STEREOGNOSIS KIT - EVALUATION KIT INCLUDES 17 COMMON ITEMS AND MATCHING CARDS FOR EVALUATING AND DIAGNOSING STEREOGNOSIS, ALSO KNOWN AS HAPTIC PERCEPTION OR TACTILE GNOSIS, ALL ITEMS FEATURE A CORRESPONDING CARD FOR EASY IDENTIFICATION, CARDS MEASURE 3 X 5 INCH (8 X 13CM) AND ARE LAMINATED FOR INCREASED DURABILITY, INCLUDED STORAGE CASE KEEPS ALL ITEMS TOGETHER | REHABILITATION AND PHYSIOTHERAPY SUPPLIES
11941 | 4225150000500 | "ASSESSMENT TOOLS, TWO POINT, DISK, DISCRIMINATOR" | REHABILITATION AND PHYSIOTHERAPY SUPPLIES
11942 | 4111303300000 | ASSESSMENT TOOLS, VOLUMETERS - DIMENSIONS 7 W X 8 D X 30 IN H (18 X 20 X 76 CM) OPTION BASELINE ARM LATEX FREE MADE OF LUCITE WITH LEAK-PROOF JOINTS EASY-TO-READ CYLINDERS | REHABILITATION AND PHYSIOTHERAPY SUPPLIES
11943 | 4221160800000 | ASSISTIVE TOOLS, ADJUSTABLE BATHTUB GRAB, MEDICAL HEIGHT SAFETY BAR RAIL, ANTI-SLIP TOOL, DESIGNED TO FIT JUST ABOUT ANY STYLE OF BATHTUB, MATERIAL ARE IRON AND FOAM AND RUBBER AND PLASTIC, OVERALL DIMENSIONS 22 X 17 X 55 CM, WEIGHT CAPACITY 130KG APPROXIMATELY | REHABILITATION AND PHYSIOTHERAPY SUPPLIES
11944 | 4221170400100 | ASSISTIVE TOOLS, ADJUSTABLE MOUTH STICKS AID THE DISABLED AND THOSE WHO CANNOT OPERATE HANDHELD TOOLS WITHOUT ASSISTANCE THERMOPLASTIC RUBBER STAINLESS STEEL ASSISTIVE TOOL 14TO19IN POINTER OR PAGE TURNER LIGHTWEIGHT ADJUSTABLE ANGLE THAT ALLOW BETTER VISIBILITY AND A MORE NATURAL WRITING OR TYPING ANGLE LATEX FREE | REHABILITATION AND PHYSIOTHERAPY SUPPLIES
11945 | 4221160800100 | ASSISTIVE TOOLS, ADJUSTABLE SINGLE BED GRAB RAIL HELP PEOPLE WITH LIMITED BALANCE OR STRENGTH GET IN AND OUT OF BED EASILY HEAVY GAUGE METAL ASSISTIVE TOOL 85 TO 95X26CM FIX BY HAVING A SECTION WHICH SLIDES BENEATH THE BED OR MATTRESS WEIGHT CAPACITY 120KG | REHABILITATION AND PHYSIOTHERAPY SUPPLIES
11946 | 4221230400300 | ASSISTIVE TOOLS, ALUMINUM REACHER AID, EXTRA LONG FOR ADULTS, WITH SINGLE MOVING JAW, OPERATED WITH A TRIGGER ACTION FROM THE HANDLE, THE HEAD IS COMPLETE WITH A MAGNET, FOR PICKING UP SMALL METAL OBJECTS, EG., PINS AND A HOOK TO AID DRESSING, THE JAW MAY BE ROTATED 360 º, TO AVOID THE NEED TO ROTATE THE WRIST WHICH MAY BE PAINFUL TO CERTAIN USERS THE TRIGGER OPERATED BY FOUR FINGERS INSTEAD OF THE USUAL TWO IS EASY TO GRIP AND OPERATE, LENGTH ABOUT 90 CMS APPROXIMATELY | REHABILITATION AND PHYSIOTHERAPY SUPPLIES
11947 | 4221230400200 | ASSISTIVE TOOLS, ALUMINUM REACHER AID, LONG FOR ADULTS, WITH SINGLE MOVING JAW, OPERATED WITH A TRIGGER ACTION FROM THE HANDLE, THE HEAD IS COMPLETE WITH A MAGNET, FOR PICKING UP SMALL METAL OBJECTS, EG., PINS AND A HOOK TO AID DRESSING, THE JAW MAY BE ROTATED 360 º, TO AVOID THE NEED TO ROTATE THE WRIST WHICH MAY BE PAINFUL TO CERTAIN USERS THE TRIGGER OPERATED BY FOUR FINGERS INSTEAD OF THE USUAL TWO IS EASY TO GRIP AND OPERATE, LENGTH ABOUT 76 CMS APPROXIMATELY | REHABILITATION AND PHYSIOTHERAPY SUPPLIES
11948 | 4221230400100 | ASSISTIVE TOOLS, ALUMINUM REACHER AID, REGULAR FOR ADULTS, WITH SINGLE MOVING JAW, OPERATED WITH A TRIGGER ACTION FROM THE HANDLE, THE HEAD IS COMPLETE WITH A MAGNET, FOR PICKING UP SMALL METAL OBJECTS, EG., PINS AND A HOOK TO AID DRESSING, THE JAW MAY BE ROTATED 360 º, TO AVOID THE NEED TO ROTATE THE WRIST WHICH MAY BE PAINFUL TO CERTAIN USERS THE TRIGGER OPERATED BY FOUR FINGERS INSTEAD OF THE USUAL TWO IS EASY TO GRIP AND OPERATE, LENGTH ABOUT 61 CMS APPROXIMATELY | REHABILITATION AND PHYSIOTHERAPY SUPPLIES
11949 | 4221160100100 | ASSISTIVE TOOLS, BATH BOARD, FEATURES FLEXIBLE, RIBBED OVER, MOULDED PADS, FOR SUPERIOR GRIP TO THE BATH AND GREATER DURABILITY, A SWIVEL BRACKET ENABLES THE BOARD TO BE USED WITH A VARIETY OF BATH SHAPES, A UNIQUE LOCKING MECHANISM ENSURES THE BRACKETS ARE SECURELY FIXED AT ANY ANGLE, NARROW SLOTS ALLOW EASY DRAINAGE AND USE AS A SHOWER BOARD, AND AID IN THE PREVENTION OF GENITALIA ENTRAPMENT, OPTIONAL GRAB HANDLE, SMOOTH SURFACE FOR COMFORT AND EASE OF TRANSFER, LATEX FREE, STAINLESS STEEL FITTINGS, SUITABLE FOR USERS UP TO 190 KG, 66CM | REHABILITATION AND PHYSIOTHERAPY SUPPLIES
11950 | 4221160100200 | ASSISTIVE TOOLS, BATH BOARD, FEATURES FLEXIBLE, RIBBED OVER, MOULDED PADS, FOR SUPERIOR GRIP TO THE BATH AND GREATER DURABILITY, A SWIVEL BRACKET ENABLES THE BOARD TO BE USED WITH A VARIETY OF BATH SHAPES, A UNIQUE LOCKING MECHANISM ENSURES THE BRACKETS ARE SECURELY FIXED AT ANY ANGLE, NARROW SLOTS ALLOW EASY DRAINAGE AND USE AS A SHOWER BOARD, AND AID IN THE PREVENTION OF GENITALIA ENTRAPMENT, OPTIONAL GRAB HANDLE, SMOOTH SURFACE FOR COMFORT AND EASE OF TRANSFER, LATEX FREE, STAINLESS STEEL FITTINGS, SUITABLE FOR USERS UP TO 190 KG, 68 CM | REHABILITATION AND PHYSIOTHERAPY SUPPLIES
11951 | 4221180100100 | ASSISTIVE TOOLS, BUTTON HOOK AND ZIP PULLER, EXCEPTIONAL VALUE FOR MONEY, THIS USEFUL TOOL COMBINES TWO PRODUCTS FOR THE PRICE OF ONE WITH A BUTTON HOOK ON ONE END AND A ZIP PULLER ON THE OTHER END, THIS DEVICE HELPS WITH A NUMBER OF DRESSING TASKS, LENGTH 235 MM, HANDLE WIDTH 19 MM APPROXIMATELY | REHABILITATION AND PHYSIOTHERAPY SUPPLIES
11952 | 4221180100200 | ASSISTIVE TOOLS, BUTTON HOOK FOR SMALL AND LARGER BUTTONS, INDEPENDENT DRESSING AID FOR HOOKING, BUTTONING FOR GETTING DRESSED, DRESS STICK FOR ARTHRITIS, ELDERLY, LIMITED HAND MOBILITY | REHABILITATION AND PHYSIOTHERAPY SUPPLIES
11953 | 4221190300000 | ASSISTIVE TOOLS, CAN OPENER MACHINE, BATTERY POWERED WORKS ON STANDARD SMALL, MEDIUM AND LARGE CANS, | REHABILITATION AND PHYSIOTHERAPY SUPPLIES
11954 | 4224171201400 | ASSISTIVE TOOLS, CLOSED CELL FOAM TUBING: USED FOR BUILDING UP TOOL AND UTENSIL HANDLES, TUBING HAS A SLIP RESISTANT OUTER LAYER, CAN BE CUT TO THE REQUIRED LENGTH. SIZE: 22MM X 6MM X 30 CM PACK OF 6 | REHABILITATION AND PHYSIOTHERAPY SUPPLIES
11955 | 4224171201500 | ASSISTIVE TOOLS, CLOSED CELL FOAM TUBING: USED FOR BUILDING UP TOOL AND UTENSIL HANDLES, TUBING HAS A SLIP RESISTANT OUTER LAYER, CAN BE CUT TO THE REQUIRED LENGTH. SIZE: 22MM X 9MM X 30 CM PACK OF 6 | REHABILITATION AND PHYSIOTHERAPY SUPPLIES
11956 | 4224171201600 | ASSISTIVE TOOLS, CLOSED CELL FOAM TUBING: USED FOR BUILDING UP TOOL AND UTENSIL HANDLES, TUBING HAS A SLIP RESISTANT OUTER LAYER, CAN BE CUT TO THE REQUIRED LENGTH. SIZE: 28MM X 10MM X 30 CM PACK OF 6 | REHABILITATION AND PHYSIOTHERAPY SUPPLIES
11957 | 4224171201700 | ASSISTIVE TOOLS, CLOSED CELL FOAM TUBING: USED FOR BUILDING UP TOOL AND UTENSIL HANDLES, TUBING HAS A SLIP RESISTANT OUTER LAYER, CAN BE CUT TO THE REQUIRED LENGTH. SIZE: 28MM X 16MM X 30 CM PACK OF 6 | REHABILITATION AND PHYSIOTHERAPY SUPPLIES
11958 | 4221160800200 | ASSISTIVE TOOLS, DOUBLE BED GRAB RAIL HELP PEOPLE WITH LIMITED BALANCE OR STRENGTH GET IN AND OUT OF BED EASILY HEAVY GAUGE METAL ASSISTIVE TOOL 98-134 X 44-75CM BASE FITS BETWEEN BED PLATFORM AND MATTRESS WEIGHT CAPACITY 120KG | REHABILITATION AND PHYSIOTHERAPY SUPPLIES
11959 | 4221190500600 | ASSISTIVE TOOLS, ERGONOMIC NOSEY CUP PROVIDES EXTREMELY SAFE GRIP WITH ITS CONTOURED SHAPE, SLIGHTLY TEXTURED SURFACE GIVES ADDITIONAL SAFETY, CUT OUT IN THE NOSE AREA ENSURES USER CAN DRINK WITHOUT TIPPING HEAD BACK, TRANSLUCENT PLASTIC ALLOWS CARER TO SIMPLY MONITOR LIQUID INTAKE | REHABILITATION AND PHYSIOTHERAPY SUPPLIES
11960 | 4221171000000 | ASSISTIVE TOOLS, ERGOWRITER FOR RIGHT- OR LEFT-HANDED USE DESIGNED TO ALLEVIATE THE PAIN OF WRITING ASSOCIATED WITH ARTHRITIS AND OTHER AND AFFLICTIONS | REHABILITATION AND PHYSIOTHERAPY SUPPLIES
11961 | 4224180704800 | ASSISTIVE TOOLS, FINGER CONTRACTURE CUSHION, PROVIDES CUSHIONING SEPARATION, TO THE FINGERS, TERRY-CLOTH COVER, ELASTIC STRAP PRODUCT PLACEMENT IN HAND, WASHABLE, SIZE: LARGE (FIT RIGHT AND LEFT) | REHABILITATION AND PHYSIOTHERAPY SUPPLIES
11962 | 4224180707500 | ASSISTIVE TOOLS, FINGER CONTRACTURE CUSHION, PROVIDES CUSHIONING SEPARATION, TO THE FINGERS, TERRY-CLOTH COVER, ELASTIC STRAP PRODUCT PLACEMENT IN HAND, WASHABLE, SIZE: SMALL (FIT RIGHT AND LEFT) | REHABILITATION AND PHYSIOTHERAPY SUPPLIES
11963 | 4221190701400 | ASSISTIVE TOOLS, FLEXIBLE UTENSILS, FOR SELF-FEEDING WITH A FOAM HANDLE THAT CAN BE ANGLED OR POSITIONED IN A VARIETY OF DIRECTIONS FOR CUSTOMIZED USE FOAM HANDLE 1 INCH IN DIAMETER AND 14 INCHES LONG, CAN BE CUSTOMIZED TO FIT A USER’S GRIP, WEIGHS ONLY 4 OZ, INCLUDES A 10 INCHES VELCRO STRAP TO SECURE UTENSIL ON USER’S HAND AND ASSIST THOSE WITH DISABILITIES OR LIMITED HAND FUNCTION, TEASPOON | REHABILITATION AND PHYSIOTHERAPY SUPPLIES
11964 | 4221190701600 | ASSISTIVE TOOLS, FLEXIBLE UTENSILS, FOR SELF-FEEDING WITH A FOAM HANDLE THAT CAN BE ANGLED OR POSITIONED IN A VARIETY OF DIRECTIONS FOR CUSTOMIZED USE FOAM HANDLE 1 INCH IN DIAMETER AND 14 INCHES LONG, CAN BE CUSTOMIZED TO FIT A USER’S GRIP, WEIGHS ONLY 4 OZ, INCLUDES A 10 INCHES VELCRO STRAP TO SECURE UTENSIL ON USER’S HAND AND ASSIST THOSE WITH DISABILITIES OR LIMITED HAND FUNCTION, TABLESPOON | REHABILITATION AND PHYSIOTHERAPY SUPPLIES
11965 | 4221190701300 | ASSISTIVE TOOLS, FLEXIBLE UTENSILS, PLASTISOL COATED FOR SELF-FEEDING WITH A FOAM HANDLE THAT CAN BE ANGLED OR POSITIONED IN A VARIETY OF DIRECTIONS FOR CUSTOMIZED USE FOAM HANDLE 1 INCH IN DIAMETER AND 14 INCHES LONG, CAN BE CUSTOMIZED TO FIT A USER’S GRIP, WEIGHS ONLY 4 OZ, INCLUDES A 10 INCHES VELCRO STRAP TO SECURE UTENSIL ON USER’S HAND AND ASSIST THOSE WITH DISABILITIES OR LIMITED HAND FUNCTION, FORK | REHABILITATION AND PHYSIOTHERAPY SUPPLIES
11966 | 4221191100200 | ASSISTIVE TOOLS, FOOD GUARD PLATE, PREVENTS FOOD FROM BEING PUSHED OFF, THE PLATE CONCAVE WALL ASSISTS IN GUIDING FOOD ONTO THE UTENSIL, SECURED TO THE PLATE WITH AN INTERNAL GROOVE, LARGE SIZE, FITS PLATES WITH A DIAMETER OF 9 INCHES - 11 INCH | REHABILITATION AND PHYSIOTHERAPY SUPPLIES
11967 | 4221190700000 | ASSISTIVE TOOLS, GRIP UTENSILS, ERGONOMIC BENDABLE DESIGN WITH A SOFT GRIP, IS COMFORTABLE RIBBED BUILT-UP HANDLES HELP PEOPLE WITH WEAK GRASP TO HOLD UTENSILS SECURELY HANDLE MADE OF THERMOPLASTIC, RUBBER, AND POLYPROPYLENE, DISHWASHER SAFE, LATEX FREE, SET OF 4 | REHABILITATION AND PHYSIOTHERAPY SUPPLIES
11968 | 4221190700100 | ASSISTIVE TOOLS, GRIP UTENSILS, ERGONOMIC BENDABLE DESIGN WITH A SOFT GRIP, IS COMFORTABLE RIBBED BUILT-UP HANDLES HELP PEOPLE WITH WEAK GRASP TO HOLD UTENSILS SECURELY HANDLE MADE OF THERMOPLASTIC, RUBBER, AND POLYPROPYLENE, DISHWASHER SAFE, LATEX FREE, TABLESPOON | REHABILITATION AND PHYSIOTHERAPY SUPPLIES
11969 | 4221190700200 | ASSISTIVE TOOLS, GRIP UTENSILS, ERGONOMIC BENDABLE DESIGN WITH A SOFT GRIP, IS COMFORTABLE RIBBED BUILT-UP HANDLES HELP PEOPLE WITH WEAK GRASP TO HOLD UTENSILS SECURELY HANDLE MADE OF THERMOPLASTIC, RUBBER, AND POLYPROPYLENE, DISHWASHER SAFE, LATEX FREE, SERRATED ROCKER KNIFE. | REHABILITATION AND PHYSIOTHERAPY SUPPLIES
11970 | 4221190702500 | ASSISTIVE TOOLS, GRIP UTENSILS, ERGONOMIC BENDABLE DESIGN WITH A SOFT GRIP, IS COMFORTABLE RIBBED BUILT-UP HANDLES HELP PEOPLE WITH WEAK GRASP TO HOLD UTENSILS SECURELY HANDLE MADE OF THERMOPLASTIC, RUBBER, AND POLYPROPYLENE, DISHWASHER SAFE, LATEX FREE, TEASPOON | REHABILITATION AND PHYSIOTHERAPY SUPPLIES
11971 | 4221190702100 | ASSISTIVE TOOLS, GRIP UTENSILS, ERGONOMIC BENDABLE DESIGN WITH A SOFT GRIP, IS COMFORTABLE RIBBED BUILT-UP HANDLES HELP PEOPLE WITH WEAK GRASP TO HOLD UTENSILS SECURELY. HANDLE MADE OF THERMOPLASTIC, RUBBER, AND POLYPROPYLENE, DISHWASHER SAFE, LATEX FREE, FORK. | REHABILITATION AND PHYSIOTHERAPY SUPPLIES
11972 | 4221160800800 | ASSISTIVE TOOLS, HANDY BAR, PROVIDES A SOLID HANDLE WHICH ASSISTS WITH GETTING IN AND OUT OF A CAR DOOR, CAN BE USED ON THE DRIVER OR PASSENGER SIDE, PRECISELY SHAPED NOSE LOCKS SECURELY INTO POSITION, WEIGHT CAPACITY 280 KG APPROXIMATELY | REHABILITATION AND PHYSIOTHERAPY SUPPLIES
11973 | 4221230100100 | ASSISTIVE TOOLS, HOLD GRIP STRAPS ALLOW HOLDING ONTO A WIDE RANGE OF ITEMS WITH EASE, ATTACH THEM TO TOOTHBRUSH, PENS, HAIRBRUSH, CUTLERY OR ANYTHING ELSE, HOLD STRAPS ARE ANTI –SLIP, STRAPS ARE MADE OF FOOD GRADE SILICONE AND ARE HYPOALLERGENIC AND LATEX FREE, CAN BE WASHED IN THE DISHWASHER OR SANITIZED WITH DISINFECTANT WIPES, PACK INCLUDES 8 DIFFERENT COLOR WITH DIFFERENT SIZES TO FIT INFANT, CHILDREN AND ADULT | REHABILITATION AND PHYSIOTHERAPY SUPPLIES
11974 | 4225150200700 | ASSISTIVE TOOLS, ICE FINGER, FOR ORAL STIMULATION, CAN BE REFROZEN AND USED OVER AND OVER AGAIN WITH A SINGLE USER, 10 CM LONG BELOW THE HANDLE WITH 1.5 CM DIAMETER APPROXIMATELY | REHABILITATION AND PHYSIOTHERAPY SUPPLIES
11975 | 4221180500000 | ASSISTIVE TOOLS, INSPECTION MIRROR, FLEXIBLE ACRYLIC MIRROR STAYS IN POSITION WHEN BENT. ADJUSTABLE PLASTIC CUFF ACCOMMODATES FULL PALMAR GRIP OR FINGER GRASP. 15 X 10 CM MIRROR IS 55 CM LONG APPROXIMATELY | REHABILITATION AND PHYSIOTHERAPY SUPPLIES
11976 | 4221160801100 | ASSISTIVE TOOLS, INSULATED GRAB RAILS 12 INCH LONG - THIS GRAB RAIL IS MADE TO INCREASE STABILITY AND GRIP IN THE SHOWER OR BATH. IT PROVIDES A CONVENIENT BAR TO HOLD ON TO FOR EXTRA SUPPORT. THE SCREWS AND MOUNTING DEVICE ARE HIDDEN BEHIND THE ENDS OF THE RAILS FOR A SLEEK AND STYLISH DESIGN. | REHABILITATION AND PHYSIOTHERAPY SUPPLIES
11977 | 4221160801200 | ASSISTIVE TOOLS, INSULATED GRAB RAILS 16 INCH LONG - THIS GRAB RAIL IS MADE TO INCREASE STABILITY AND GRIP IN THE SHOWER OR BATH, IT PROVIDES A CONVENIENT BAR TO HOLD ON TO FOR EXTRA SUPPORT. THE SCREWS AND MOUNTING DEVICE ARE HIDDEN BEHIND THE ENDS OF THE RAILS FOR A SLEEK AND STYLISH DESIGN. | REHABILITATION AND PHYSIOTHERAPY SUPPLIES
11978 | 4229270300500 | ASSISTIVE TOOLS, LEG LIFTER, A READY MADE FOOT SUPPORT WITH A HEAVY GAUGE WIRE INSERT THAT CAN BE MODIFIED BY BENDING IT TO THE DESIRED SHAPE, WITH LOOP FITS AROUND THE HAND AND WRIST AND THE LOWER STIFFENED LOOP, SLIDES OVER THE FOOT TO GIVE CONTROL WHEN LIFTING OR REPOSITIONING THE LEG BY THE USER, 100 CM APPROXIMATELY LONG | REHABILITATION AND PHYSIOTHERAPY SUPPLIES
11979 | 4221160200200 | ASSISTIVE TOOLS, LONG HANDLE SPONGE, ROUND POLYFOAM SPONGE FOR BATHING AIDS HANDLES CAN BE BENT TO ANY DESIRED ANGLE TO CHANGE POSITION TO FORM A CUSTOMIZED HOOK OR CURVE, SPONGE IS TREATED WITH AN ANTIBACTERIAL AGENT THAT PROLONGS THE SPONGE LIFE IDEAL FOR ELDERLY, DISABLED, AND THOSE RECOVERING FROM HIP OR KNEE REPLACEMENT SURGERY WHO HAVE DIFFICULTY BENDING OR A LIMITED RANGE OF MOTION, MEASURES 57 CM APPROXIMATELY LENGTH | REHABILITATION AND PHYSIOTHERAPY SUPPLIES
11980 | 4221190100000 | ASSISTIVE TOOLS, MATS, NON-SLIP, ROLL, RUBBER-LIKE, PLASTIC MATERIAL MADE FROM NON-WOVEN FABRIC COATED ON BOTH SIDES WITH DYCEM OR EQUIVALENT, USED TO STABILIZE SURFACES, REUSABLE, CUT TO MOST ANY SIZE OR SHAPE WITH SCISSORS, CLEANS WITH SOAP AND WATER | REHABILITATION AND PHYSIOTHERAPY SUPPLIES
11981 | 4225150000900 | ASSISTIVE TOOLS, MEDICAL RUBBER MASSAGE TOOTHBRUSH SET, FOR ORAL MOTOR FACILITATION, STIMULATION AND DESENSITIZATION OF ORAL TISSUES SAFE AND NON-TOXIC. 100% SOFT SILICONE AND BPA FREE FOOD GRADE PLASTIC, SILICONE HEADS NON-SLIP HANDLES WITH SOFT GRIP | REHABILITATION AND PHYSIOTHERAPY SUPPLIES
11982 | 4221181100000 | ASSISTIVE TOOLS, METAL SHOE HORN, LIGHT WEIGHT CHROME PLATED WITH SPRING ACTION ENABLES EASY BENDING BETWEEN HORN AND HANDLE NON-SLIP HANDLE ENSURES A SMOOTH SURFACE THAT WILL NOT STICK TO CLOTHING NOR THE USER'S SKIN 60 CM APPROXIMATELY LONG | REHABILITATION AND PHYSIOTHERAPY SUPPLIES
11983 | 4214360300100 | "SPLINT, MITTS WITH FINGER SEPARATORS SECURE HAND MITTS WITH MESH BACK AND FINGER SEPARATORS WITH POSEY RESTRAINING STRAPS IDEAL FOR PATIENTS WHO DISRUPT MEDICAL TREATMENT BY PULLING AT THEIR IV LINE, CATHETER OR ARE PRONE TO SELF-INJURY, MACHINE WASHABLE, ONE SIZE THAT FITS MOST ADULTS" | REHABILITATION AND PHYSIOTHERAPY SUPPLIES
11984 | 4221190600100 | ASSISTIVE TOOLS, MULTI-UTENSIL HOLDER, DURABLE, 2.5 CM, MADE FROM A SOFT STRETCHY FABRIC WIDE NYLON WEBBING TO HELPS SUPPORT UTENSILS, THE POCKET HOLDS RANGE OF ITEMS OF UTENSILS, SECURELY SUCH AS CUTLERY, PENS, PENCILS, BRUSHES, AND COMBS, FOR LEFT OR RIGHT HANDED USE | REHABILITATION AND PHYSIOTHERAPY SUPPLIES
11985 | 4221190702300 | ASSISTIVE TOOLS, NO TIP WEIGHTED BASE CUP, TWO-HANDLED CUP WITH WEIGHTED BASE AND ROUNDED CORNERS, FOR SELF-RIGHTING EVEN WHEN RELEASED FROM LYING POSITION HANDLES FOR TWO-HANDED HOLD TO AID CONTROL COMES WITH TWO SPILL-PROOF LIDS, TO FIT THE LEVEL OF DRINKING ASSISTANCE NEEDED BY THE CHILD, ONE LID IS DISH-SHAPE, CLEAR PLASTIC WITH TWO HOLES TO LET FLUID FLOW INTO THE DISH FOR DRINKING THE OTHER LID HAS A MOLDED PLASTIC MOUTHPIECE TOP SHELF DISHWASHER SAFE | REHABILITATION AND PHYSIOTHERAPY SUPPLIES
11986 | 4221190100300 | "ASSISTIVE TOOLS, NON SLIP RUBBER MAT, LIKE PLASTIC MATERIAL USED TO STABILIZE SURFACES, REUSABLE CUT TO MOST ANY SIZE OR SHAPE WITH SCISSORS CLEANS WITH SOAP AND WATER, NON TOXIC 40 CM X 10 YARD, ROLLS COLOR RED" | REHABILITATION AND PHYSIOTHERAPY SUPPLIES
11987 | 4221190100200 | "ASSISTIVE TOOLS, NON SLIP RUBBER MAT, LIKE PLASTIC MATERIAL USED TO STABILIZE SURFACES, REUSABLE CUT TO MOST ANY SIZE OR SHAPE WITH SCISSORS CLEANS WITH SOAP AND WATER, NON TOXIC 40 CM X 10 YARD, ROLLS COLOR CLEAR OR SILVER" | REHABILITATION AND PHYSIOTHERAPY SUPPLIES
11988 | 4221190100400 | "ASSISTIVE TOOLS, NON SLIP RUBBER MAT, LIKE PLASTIC MATERIAL USED TO STABILIZE SURFACES, REUSABLE CUT TO MOST ANY SIZE OR SHAPE WITH SCISSORS CLEANS WITH SOAP AND WATER, NON TOXIC 40 CM X 10 YARD, ROLLS COLOR BLUE" | REHABILITATION AND PHYSIOTHERAPY SUPPLIES
11989 | 4221190702000 | "ASSISTIVE TOOLS, PEDIATRIC WEIGHTED UTENSILS, WITH STRAP, WITH ERGONOMIC FINGER INDENTATIONS TEASPOON" | REHABILITATION AND PHYSIOTHERAPY SUPPLIES
11990 | 4221190701900 | ASSISTIVE TOOLS, PEDIATRIC, WEIGHTED, UTENSILS, WITH ERGONOMIC FINGER INDENTATIONS, PLASTISOL COATED, YOUTH TEASPOON | REHABILITATION AND PHYSIOTHERAPY SUPPLIES
11991 | 4412171400000 | "ASSISTIVE TOOLS, PENCIL GRIP, PEAR-SHAPED, UNIVERSAL ERGONOMIC WRITING AID FOR RIGHTIES AND LEFTIES, SOFT, FLEXIBLE, INTERNAL DIAMETER 8 MM" | REHABILITATION AND PHYSIOTHERAPY SUPPLIES
11992 | 4221211100000 | ASSISTIVE TOOLS, PLASTIC CARD HOLDER FOR THOSE WITH LIMITED HAND FUNCTION, HOLDING THIN AND LIGHTWEIGHT CARDS CAN BE A CHALLENGE | REHABILITATION AND PHYSIOTHERAPY SUPPLIES
11993 | 4221190700600 | ASSISTIVE TOOLS, QUEENS ANGLED CUTLERY SET, 1 1/4 INCHES DIAMETER X 3 5/8 INCHES LENGTH, BUILT-UP HANDLES, INCREASE COMFORT FOR THOSE WITH WEAK OR PAINFUL GRASP, ENABLING THOSE WITH LIMITED WRIST MOVEMENT TO EAT MORE EASILY, LIGHTWEIGHT STAINLESS STEEL IN PLASTIC HANDLE, INSTITUTIONAL DISHWASHER SAFE, BPA, AND PHTHALATES FREE, THE KNIFE HAS A BLADE BENT AT AN ANGLE TO THE HANDLE AND CAN BE USED WITH A ROCKER ACTION, THE FORK AND SPOON ARE AVAILABLE AS RIGHT OR LEFT HANDED VERSIONS. SET OF KNIFE, RIGHT AND LEFT HANDED FORK, SPOON AND JUNIOR SPOON. | REHABILITATION AND PHYSIOTHERAPY SUPPLIES
11994 | 4221190700700 | ASSISTIVE TOOLS, QUEENS ANGLED CUTLERY, 1 1/4 INCHES DIAMETER X 3 5/8 INCHES LENGTH, BUILT-UP HANDLES, INCREASE COMFORT FOR THOSE WITH WEAK OR PAINFUL GRASP, ENABLING THOSE WITH LIMITED WRIST MOVEMENT TO EAT MORE EASILY, LIGHTWEIGHT STAINLESS STEEL IN PLASTIC HANDLE, INSTITUTIONAL DISHWASHER SAFE, BPA, AND PHTHALATES FREE, THE KNIFE HAS A BLADE BENT AT AN ANGLE TO THE HANDLE AND CAN BE USED WITH A ROCKER ACTION, KNIFE | REHABILITATION AND PHYSIOTHERAPY SUPPLIES
11995 | 4221190700800 | ASSISTIVE TOOLS, QUEENS ANGLED CUTLERY, 1 1/4 INCHES DIAMETER X 3 5/8 INCHES LENGTH, BUILT-UP HANDLES, INCREASE COMFORT FOR THOSE WITH WEAK OR PAINFUL GRASP, ENABLING THOSE WITH LIMITED WRIST MOVEMENT TO EAT MORE EASILY, LIGHTWEIGHT STAINLESS STEEL IN PLASTIC HANDLE, INSTITUTIONAL DISHWASHER SAFE, BPA, AND PHTHALATES FREE, FORK LEFT HANDED | REHABILITATION AND PHYSIOTHERAPY SUPPLIES
11996 | 4221190700900 | ASSISTIVE TOOLS, QUEENS ANGLED CUTLERY, 1 1/4 INCHES DIAMETER X 3 5/8 INCHES LENGTH, BUILT-UP HANDLES, INCREASE COMFORT FOR THOSE WITH WEAK OR PAINFUL GRASP, ENABLING THOSE WITH LIMITED WRIST MOVEMENT TO EAT MORE EASILY, LIGHTWEIGHT STAINLESS STEEL IN PLASTIC HANDLE, INSTITUTIONAL DISHWASHER SAFE, BPA, AND PHTHALATES FREE, RIGHT HANDED FORK | REHABILITATION AND PHYSIOTHERAPY SUPPLIES
11997 | 4221190701000 | ASSISTIVE TOOLS, QUEENS ANGLED CUTLERY, 1 1/4 INCHES DIAMETER X 3 5/8 INCHES LENGTH, BUILT-UP HANDLES, INCREASE COMFORT FOR THOSE WITH WEAK OR PAINFUL GRASP, ENABLING THOSE WITH LIMITED WRIST MOVEMENT TO EAT MORE EASILY, LIGHTWEIGHT STAINLESS STEEL IN PLASTIC HANDLE, INSTITUTIONAL DISHWASHER SAFE, BPA, AND PHTHALATES FREE, LEFT HANDED SPOON | REHABILITATION AND PHYSIOTHERAPY SUPPLIES
11998 | 4221190701100 | ASSISTIVE TOOLS, QUEENS ANGLED CUTLERY, 1 1/4 INCHES DIAMETER X 3 5/8 INCHES LENGTH, BUILT-UP HANDLES, INCREASE COMFORT FOR THOSE WITH WEAK OR PAINFUL GRASP, ENABLING THOSE WITH LIMITED WRIST MOVEMENT TO EAT MORE EASILY, LIGHTWEIGHT STAINLESS STEEL IN PLASTIC HANDLE, INSTITUTIONAL DISHWASHER SAFE, BPA, AND PHTHALATES FREE, RIGHT HANDED SPOON | REHABILITATION AND PHYSIOTHERAPY SUPPLIES
11999 | 4224160201200 | ASSISTIVE TOOLS, REPLACEMENT BLADES, OF UTILITY KNIVES | REHABILITATION AND PHYSIOTHERAPY SUPPLIES
12000 | 4221190700500 | ASSISTIVE TOOLS, ROUND SCOOP DISH, 23 CM, ROUND SCOOP DISH OF EXTRA-THICK WHITE MELAMINE, HEAVY-DUTY, REINFORCED RIM AND BASE, WITHSTANDS INSTITUTIONAL USAGE, THE GROOVED LIP CAN BE USED FOR RESTING AN EATING UTENSIL OR AS A LOCATION NOTCH, NONSKID BOTTOM PROVIDES STABILITY, CENTER DEPTH 4 CM, MOULDED LOW IN FRONT AND HIGH IN BACK RUBBER-PADDED BOTTOM PROVIDES CONTROL | REHABILITATION AND PHYSIOTHERAPY SUPPLIES
12001 | 4412161801200 | ASSISTIVE TOOLS, SCISSORS, FOR CHILDREN, BUT SAFETY BLADES LENGTH 17 CM APPROXIMATELY, EASY TO GRIP, RIDGED HANDLES | REHABILITATION AND PHYSIOTHERAPY SUPPLIES
12002 | 4221191700300 | ASSISTIVE TOOLS, SCOOPER BOWL WITH SUCTION CUP, FLAT BOTTOM AND HIGH RIMS WITH A REVERSE CURVE ON ONE SIDE TO REDUCE SPILLS WHILE SCOOPING WITH SUCTION CUP BASE. MADE OF DURABLE POLYESTER THAT IS LIGHTWEIGHT, BREAK RESISTANT, MOLDED OF HEAT-RESISTANT PLASTIC AND MICROWAVABLE, MEASURES ABOUT 5 1/2 INCHES X 6 1/2 INCHES | REHABILITATION AND PHYSIOTHERAPY SUPPLIES
12003 | 4221191700200 | ASSISTIVE TOOLS, SCOOPER PLATE WITH SUCTION CUP, FLAT BOTTOM AND HIGH RIMS WITH A REVERSE CURVE ON ONE SIDE TO REDUCE SPILLS WHILE SCOOPING WITH SUCTION CUP BASE. MADE OF DURABLE POLYESTER THAT IS LIGHTWEIGHT, BREAK RESISTANT, MOLDED OF HEAT-RESISTANT PLASTIC AND MICROWAVABLE, MEASURES ABOUT 6 3/4 INCHES IN DIAMETER | REHABILITATION AND PHYSIOTHERAPY SUPPLIES
12004 | 4221191700100 | ASSISTIVE TOOLS, SCOOPER PLATE WITHOUT SUCTION CUP, FLAT BOTTOM WITH NON SKID BOTTOM AND HIGH RIMS WITH A REVERSE CURVE ON ONE SIDE TO REDUCE SPILLS WHILE SCOOPING. MADE OF DURABLE POLYESTER THAT IS LIGHTWEIGHT, BREAK RESISTANT, MOLDED OF HEAT-RESISTANT PLASTIC AND MICROWAVABLE, MEASURES ABOUT 8 INCHES IN DIAMETER | REHABILITATION AND PHYSIOTHERAPY SUPPLIES
12005 | 4221160200000 | ASSISTIVE TOOLS, SENSORY BRUSH, BRUSHING THERAPY, REDUCE RESISTANCE TO TOUCH WITH THE WILBARGER THERAPY BRUSH THAT DELIVERS A DEEP PRESSURE MASSAGE, AN ESSENTIAL TOOL IN THE WILBARGER PROTOCOL, BRUSHING CAN ALSO IMPROVE ATTENTION SPAN AND ABILITY TO TRANSITION BETWEEN ACTIVITIES, INCREASES ALERTNESS, CALMNESS AND FOCUS, IDEAL FOR ANYONE WITH FEAR, SENSITIVITY OR RESISTANCE TO TOUCH, EASY-TO-GRIP BRUSH WITH FIRM BUT GENTLE PLASTIC BRISTLES. PACK OF 2 | REHABILITATION AND PHYSIOTHERAPY SUPPLIES
12006 | 4221191500000 | ASSISTIVE TOOLS, SLIDE SELF-FEEDING SUPPORT, STABLE, SMOOTHLY GUIDES THE ARM WHILE MOVING FROM PLATE TO MOUTH, SUPPORTS THE FOREARM AS THE CLIENT GATHERS FOOD ONTO THE UTENSIL, THEN WITH A SIMPLE SLIDING MOTION MOVES THE WRIST INTO THE SMALLER TOP SECTION, GIVING STABILITY AND SUPPORT WHILE BRINGING FOOD TO THE MOUTH, INCLUDES A ROOF ATTACHMENT THAT CAN BE USED TO HELP KEEP THE ARM ON THE SLIDE AND PROVIDE ADDITIONAL CONTROL AND SUPPORT, LATEX FREE | REHABILITATION AND PHYSIOTHERAPY SUPPLIES
12007 | 4214280225800 | ASSISTIVE TOOLS, SOCK AND STOCKING AID, FLEXIBLE, CAN BE USED WITH COMPRESSION STOCKINGS UP TO 18 MMHG, COMPRESSION RATING TWO CORD, LENGTH 74 CM LONG APPROXIMATELY | REHABILITATION AND PHYSIOTHERAPY SUPPLIES
12008 | 4221190703800 | ASSISTIVE TOOLS, STEADY SPOON WITH COUNTER WEIGHTS TO PREVENT SPILLAGE, KEEP THE SPOON BOWL LEVEL NO MATTER THE ARM POSITION OR TREMOR, NO NEED A STRONG GRASP ON THE SPOON, HOOK AND LOOP STRAP CONNECTED TO THE BUILT-UP HANDLE, ADULT HANDLE L: 5-1/2 INCH X D: 1-1/4 INCH, TOTAL HANDLE AND BOWL LENGTH 9 1/2 INCH, STRAP LENGTH 5 INCH, WEIGHS 225G, BPA, PHTHALATES, AND LATEX FREE | REHABILITATION AND PHYSIOTHERAPY SUPPLIES
12009 | 4221160800900 | ASSISTIVE TOOLS, SUCTION CUP GRAB BARS PROVIDES A SAFE GRIP FOR PEOPLE THAT REQUIRE ASSISTANCE IN PHYSICAL MOVEMENT ABS PLASTIC STEEL AND RUBBER ASSISTIVE TOOL ABOUT 12IN NON ADJUSTABLE SUCTION CUP GRAB BAR WEIGHT CAPACITY 130KG CAN BE FITTED TO FLAT WALL SURFACES WITHOUT THE NEED FOR TOOLS IT FEATURES A VISUAL INDICATOR THAT CHANGES FROM RED TO GREEN TO SHOW WHEN THE GRAB BAR IS SECURELY IN PLACE AND PROPERLY ADHERED. | REHABILITATION AND PHYSIOTHERAPY SUPPLIES
12010 | 4221160800400 | ASSISTIVE TOOLS, SUCTION CUP GRAB BARS PROVIDES A SAFE GRIP FOR PEOPLE THAT REQUIRE ASSISTANCE IN PHYSICAL MOVEMENT ABS PLASTIC STEEL AND RUBBER ASSISTIVE TOOL ABOUT 17 TO 22IN ADJUSTABLE SUCTION CUP GRAB BAR CORROSION RESISTANT WEIGHT CAPACITY 130KG CAN BE FITTED TO FLAT WALL SURFACES WITHOUT THE NEED FOR TOOLS | REHABILITATION AND PHYSIOTHERAPY SUPPLIES
12011 | 4221160200300 | ASSISTIVE TOOLS, TOE AND FOOT CLEANER SPONGE, LONG HANDLED BATH SHOWER HANDLE LENGTH ABOUT 650MM FIRM, SPECIALLY CONTOURED SPONGE HELPS ENSURE THOROUGH CLEANING BROAD EASY GRIP HANDLE FOR CONTROL, AID FOR PEOPLE WHO STRUGGLE TO BEND | REHABILITATION AND PHYSIOTHERAPY SUPPLIES
12012 | 4219221100600 | ASSISTIVE TOOLS, TRANSFER BOARD, CURVED TRANSFER, THE BOARD’S TAPERED DESIGN ENABLES EASY USE IN ALL TRANSFER SITUATIONS, EG. CHAIR TO WHEELCHAIR OR WHEELCHAIR TO CAR, THE ARC SHAPE NOT ONLY ENABLES A VARIETY OF POSITIONING OPTIONS BUT ALSO ALLOWS FOR THE NATURAL SWEEPING PATTERN OF AN ASSISTED TRANSFER, WEIGHT 1.95 KG, MAXIMUM USER WEIGHT 152 KG | REHABILITATION AND PHYSIOTHERAPY SUPPLIES
12013 | 4219221100700 | ASSISTIVE TOOLS, TRANSFER BOARD, EASY TRANSFER, 81 CM, S-SHAPED, WITH CHANNEL CUT, WIDTHWAYS ALONG THE CENTER AND INTEGRAL SEAT, WHICH SLIDES TO FACILITATE TRANSFERS, PLASTIC TRANSFER BOARDS, MADE FROM A PATENTED, POLYMER, TRANS BOARD, FOR MOVING AND HANDLING IDEAL FOR CAR, TO WHEELCHAIR TRANSFER, WEIGHT CAPACITY 180 KG | REHABILITATION AND PHYSIOTHERAPY SUPPLIES
12014 | 4219221100900 | ASSISTIVE TOOLS, TRANSFER BOARD, EASY TRANSFER, WITH CHANNEL CUT, WIDTHWAYS ALONG THE CENTER AND INTEGRAL SEAT, WHICH SLIDES TO FACILITATE TRANSFERS, PLASTIC TRANSFER BOARDS, MADE FROM A PATENTED POLYMER, 68 CM BOARD, IDEAL, FOR SHORT TRANSFER DISTANCE, SUCH AS BETWEEN BED, AND WHEELCHAIRS, WEIGHT CAPACITY, 180 KG | REHABILITATION AND PHYSIOTHERAPY SUPPLIES
12015 | 4219221100800 | ASSISTIVE TOOLS, TRANSFER BOARD, EASY TRANSFER, WITH CHANNEL CUT, WIDTHWAYS ALONG THE CENTER AND INTEGRAL SEAT, WHICH SLIDES TO FACILITATE TRANSFERS, PLASTIC TRANSFER BOARDS, MADE FROM A PATENTED POLYMER, 68 CM BOARD, THIS BOARD IS A GREAT SOLUTION FOR SITUATIONS, WHEN THE ARM OF THE WHEELCHAIR, IS NOT REMOVABLE OR THE WHEEL IS AN OBSTACLE, THE CRESCENT SHAPE, OF THE BOARD FACILITATES THE CAREGIVERS, NATURAL TRANSFER MOTIONS, WEIGHT CAPACITY 180 KG | REHABILITATION AND PHYSIOTHERAPY SUPPLIES
12016 | 4219221100400 | ASSISTIVE TOOLS, TRANSFER BOARD, WIDE WOODEN LAMINATED, PRODUCT WEIGHT LESS THAN 1.5 KG, MAXIMUM USER WEIGHT UPTO 280 KG . SIZE: 30 X 60 CM APPROXIMATELY | REHABILITATION AND PHYSIOTHERAPY SUPPLIES
12017 | 4219221100200 | ASSISTIVE TOOLS, TRANSFER BOARD, WOODEN, TO TRANSFER BETWEEN SURFACES, AND THE ENDS ARE THINNED TO SLIDE UNDER THE PATIENT. PRODUCT WEIGHT 1 KG APPROXIMATELY, MAXIMUM USER WEIGHT 190 KG APPROXIMATELY, SIZE: 20 CM WIDTH X 61 CM LENGTH APPROXIMATELY | REHABILITATION AND PHYSIOTHERAPY SUPPLIES
12018 | 4219221100500 | ASSISTIVE TOOLS, TRANSFER BOARD, WOODEN, WIDE, TO TRANSFER BETWEEN SURFACES, AND THE ENDS ARE THINNED TO SLIDE UNDER THE PATIENT, TRANSFER BOARD WITH HANDHOLES, WITH A HAND HOLE, CUT INTO BOTH ENDS FOR EASIER GRIP, PRODUCT WEIGHT 1 KG APPROXIMATELY, MAXIMUM USER WEIGHT 190 KG APPROXIMATELY, SIZE: 30 CM WIDTH X 76 CM LENGTH APPROXIMATELY | REHABILITATION AND PHYSIOTHERAPY SUPPLIES
12019 | 4221191700000 | ASSISTIVE TOOLS, TREMOR DINING KIT, DESIGNED FOR THOSE WITH PARKINSON’S DISEASE, OR OTHER TYPE OF TREMOR-CAUSING CONDITION, PACKAGED TOGETHER AND SPECIALLY PRICED, INCLUDES WEIGHTED UTENSILS, A WEIGHTED INSULATED CUP AND A SUCTION-CUP PLATE | REHABILITATION AND PHYSIOTHERAPY SUPPLIES
12020 | 4221190000300 | ASSISTIVE TOOLS, TWISTER JAR OPENER, RUBBER MOULDED CONE GRIPS LID SECURELY, FLUTED ON THE OUTSIDE FOR EASE OF USE, RIBBED ON THE INSIDE FOR MAXIMUM GRIP, DURABLE, NO MOVING PARTS TO BREAK, EASY TO CLEAN, EASY TO USE, SUITABLE FOR LIDS, 20 MM-85 MM DIAMETER TWISTER APPROXIMATELY | REHABILITATION AND PHYSIOTHERAPY SUPPLIES
12021 | 4221190600000 | ASSISTIVE TOOLS, U DRINK OR EQUIVALENT, ADAPTABLE HOLDER, THE IDEAL SOLUTION, FOR PEOPLE WITH LIMITED, OR NO GRIP, STRENGTH, TO HOLD AND DRINK, BEVERAGES, CANS, CUPS, AND GLASSES, OF ALL DIFFERENT SHAPES, SIZES, AND MATERIALS INDEPENDENT, MADE OF STAINLESS STEEL, WITH AN ADJUSTABLE HANDLE AND NONSLIP STRAP LINER | REHABILITATION AND PHYSIOTHERAPY SUPPLIES
12022 | 4225160006500 | ASSISTIVE TOOLS, UPPER EXTREMITY EXERCISER INCLUDES A DOUBLE REVOLVING BASE WITH 3 NONSKID FEET, PORTABLE AND MADE OF HIGH-STRENGTH, LACQUERED BIRCH PLYWOOD, CONTOURED PADDED 30 CM ARM SKATE HAS HIGH-QUALITY BALL-BEARING PIVOT HARDWARE, VELCRO FASTENING AND A REMOVABLE MOLDED HAND CONE | REHABILITATION AND PHYSIOTHERAPY SUPPLIES
12023 | 4221190702400 | ASSISTIVE TOOLS, UTILITY KNIFE, WITH KNUCKLE GUARD AND SECURE GRIP | REHABILITATION AND PHYSIOTHERAPY SUPPLIES
12024 | 4221230200000 | ASSISTIVE TOOLS, WEIGHTED UNIVERSAL HOLDER, FOR ADULTS, TO REDUCE SHAKING FROM TREMORS, ATAXIC, AND PARKINSON'S, IMPROVE WRITING WITH PEN OR PENCIL, ACCOMMODATE ANY PEN, PENCIL, OR MARKER, 3MM TO 11 MM IN DIAMETER, 2.86 CM, INCLUDES CONTOURED COVER THAT HELPS BUILD-UP THE HANDLE, MAKING IT EASIER TO GRASP, INCLUDES ALLEN WRENCH AND THREE LONG SCREWS FOR SMALLER OBJECTS | REHABILITATION AND PHYSIOTHERAPY SUPPLIES
12025 | 4221180300000 | ASSISTIVE TOOLS, WOODEN DRESSING STICK WITH RUBBER TIP AT ONE END AND SPECIAL DOUBLE WIRE HOOK AT THE OTHER, IS USED TO PULL ON OR PUSH OFF GARMENTS THAT CANNOT BE REACHED EASILY, E.G. SOCKS, LENGTH 520 MM APPROXIMATELY | REHABILITATION AND PHYSIOTHERAPY SUPPLIES
12026 | 4214170000000 | "HEEL PRESSURE RELIEF, CUSHION, HEAL PAD, FLAME RETARDANT, BLACK NEOPRENE, AIR FILLED, MULTICELL, DRY FLOATATION CUSHION, INCLUDING PUMP, AND PUNCTURE, REPAIR KIT" | REHABILITATION AND PHYSIOTHERAPY SUPPLIES
12027 | 4224180623100 | "SPLINT, FUNCTIONAL WRIST-HAND ORTHOSIS, MALLEABLE, ALUMINUM WITH SOFT LINER AND STRAPS, ALLOWS DIFFERENT POSITIONING OF FINGERS, HAND, AND WRIST, NO THUMB SUPPORT, 3 DIFFERENT STRAP FINGERS, WRIST AND FOREARM, LARGE, LEFT" | REHABILITATION AND PHYSIOTHERAPY SUPPLIES
12028 | 4224180623200 | "SPLINT, FUNCTIONAL WRIST-HAND ORTHOSIS, MALLEABLE, ALUMINUM WITH SOFT LINER AND STRAPS, ALLOWS DIFFERENT POSITIONING OF FINGERS, HAND, AND WRIST, NO THUMB SUPPORT, 3 DIFFERENT STRAP FINGERS, WRIST AND FOREARM, MEDIUM, LEFT" | REHABILITATION AND PHYSIOTHERAPY SUPPLIES
12029 | 4224180623400 | "SPLINT, FUNCTIONAL WRIST-HAND ORTHOSIS, MALLEABLE, ALUMINUM WITH SOFT LINER AND STRAPS, ALLOWS DIFFERENT POSITIONING OF FINGERS, HAND, AND WRIST, NO THUMB SUPPORT, 3 DIFFERENT STRAP FINGERS, WRIST AND FOREARM, SMALL, LEFT" | REHABILITATION AND PHYSIOTHERAPY SUPPLIES
12030 | 4225161800700 | GEL BALLS, HAND EXERCISERS, GEL BALLS COLOR CODED TO PROVIDE VARIABLE RESISTANCE TRAINING FOR HANDS, FINGERS, AND FOREARMS, RETURN BACK TO THEIR ORIGINAL SHAPE AFTER EACH SQUEEZE, HELPS STRENGTHEN SPECIFIC FINGER OR THUMB, WASHABLE, LEAVE NO MESSY RESIDUE, MEDIUM | REHABILITATION AND PHYSIOTHERAPY SUPPLIES
12031 | 4225161800800 | GEL BALLS, HAND EXERCISERS, GEL BALLS COLOR CODED TO PROVIDE VARIABLE RESISTANCE TRAINING FOR HANDS, FINGERS, AND FOREARMS, RETURN BACK TO THEIR ORIGINAL SHAPE AFTER EACH SQUEEZE, HELPS STRENGTHEN SPECIFIC FINGER OR THUMB, WASHABLE, LEAVE NO MESSY RESIDUE, FIRM | REHABILITATION AND PHYSIOTHERAPY SUPPLIES
12032 | 4225161800900 | GEL BALLS, HAND EXERCISERS, GEL BALLS COLOR CODED TO PROVIDE VARIABLE RESISTANCE TRAINING FOR HANDS, FINGERS, AND FOREARMS, RETURN BACK TO THEIR ORIGINAL SHAPE AFTER EACH SQUEEZE, HELPS STRENGTHEN SPECIFIC FINGER OR THUMB, WASHABLE, LEAVE NO MESSY RESIDUE, EXTRA-FIRM | REHABILITATION AND PHYSIOTHERAPY SUPPLIES
12033 | 4224180705800 | GEL LINED, DIGITAL CAPS, ELASTIC DIGIT SHAPED TUBE WITH SEWN TOP, ONE SIZE, PACK | REHABILITATION AND PHYSIOTHERAPY SUPPLIES
12034 | 4225160805800 | "THERAPEUTIC, PUTTY, WORKS TO STRENGTHEN HANDS AND HELP PREVENT FUTURE HAND AND WRIST PROBLEMS, AND HAND GRIP, EXERCISES, STRESS RELIEF EXERCISES, WRIST EXERCISES, AND UPPER ARM EXERCISES, IT IS FOR STRENGTHENING THE WEAKEST GRASP AND FOR DEVELOPING A STRONGER GRIP 85GM EACH, FIRM" | REHABILITATION AND PHYSIOTHERAPY SUPPLIES
12035 | 4225160805900 | "HAND EXERCISER, THERAPEUTIC PUTTY, WORKS TO STRENGTHEN HANDS AND HELP PREVENT FUTURE HAND AND WRIST PROBLEMS, AND HAND GRIP, EXERCISES, STRESS RELIEF EXERCISES, WRIST EXERCISES, AND UPPER ARM EXERCISES, IT IS FOR STRENGTHENING THE WEAKEST GRASP AND FOR DEVELOPING A STRONGER GRIP 85GM EACH, MEDIUM" | REHABILITATION AND PHYSIOTHERAPY SUPPLIES
12036 | 4225160806000 | "THERAPEUTIC, PUTTY, WORKS TO STRENGTHEN HANDS AND HELP PREVENT FUTURE HAND AND WRIST PROBLEMS, AND HAND GRIP, EXERCISES, STRESS RELIEF EXERCISES, WRIST EXERCISES, AND UPPER ARM EXERCISES, IT IS FOR STRENGTHENING THE WEAKEST GRASP AND FOR DEVELOPING A STRONGER GRIP 85GM EACH, SOFT" | REHABILITATION AND PHYSIOTHERAPY SUPPLIES
12037 | 4225160806100 | "THERAPEUTIC, PUTTY, WORKS TO STRENGTHEN HANDS AND HELP PREVENT FUTURE HAND AND WRIST PROBLEMS, AND HAND GRIP, EXERCISES, STRESS RELIEF EXERCISES, WRIST EXERCISES, AND UPPER ARM EXERCISES, IT IS FOR STRENGTHENING THE WEAKEST GRASP AND FOR DEVELOPING A STRONGER GRIP 85GM EACH, X-FIRM" | REHABILITATION AND PHYSIOTHERAPY SUPPLIES
12038 | 4225160806200 | "THERAPEUTIC, PUTTY, WORKS TO STRENGTHEN HANDS AND HELP PREVENT FUTURE HAND AND WRIST PROBLEMS, AND HAND GRIP, EXERCISES, STRESS RELIEF EXERCISES, WRIST EXERCISES, AND UPPER ARM EXERCISES, IT IS FOR STRENGTHENING THE WEAKEST GRASP AND FOR DEVELOPING A STRONGER GRIP 85GM EACH, X-SOFT" | REHABILITATION AND PHYSIOTHERAPY SUPPLIES
12039 | 4224180903200 | "ARMSLING, ADULT, IMMOBILIZES THE SHOULDER JOINT IN INTERNAL ROTATION, EASY ADJUSTMENT BY VELCRO OR EQUIVALENT, CONTROLS FLEXO-EXTENSION, ROTATION, ABDUCTION, AND SHOULDER ADDUCTION, KEEPS THE ELBOW IN 90# FLEXION AND PRONOSUPINATION INTERMEDIATE, DISTRIBUTES THE WEIGHT OF THE TREATED ARM AVOIDING OVERLOAD OF THE CERVICAL AREA, STRAPS CROSSED OVER THE BACK TO IMPROVE SUPPORT, STRAP TO CONTROL THE ARM, COMFORTABLE, BREATHABLE, ASSORTED SIZE" | REHABILITATION AND PHYSIOTHERAPY SUPPLIES
12040 | 4231250003000 | SILICONE GEL, FOR SCAR MANAGEMENT, CONTAINS NON STICKY AND QUICK DRYING WATERPROOF AND MOISTURE, FOR CHILDREN, WEIGHT: 4.25 GRAM | REHABILITATION AND PHYSIOTHERAPY SUPPLIES
12041 | 4231250003100 | SILICONE GEL, FOR SCAR MANAGEMENT, CONTAINS NON STICKY AND QUICK DRYING WATERPROOF AND MOISTURE, SUNSCREEN ACTIVE INGREDIENTS FOR SUN ULTRA-VIOLET PROTECTION, WEIGHT: 4.25 GRAM | REHABILITATION AND PHYSIOTHERAPY SUPPLIES
12042 | 4231250003200 | SILICONE GEL, FOR SCAR MANAGEMENT, CONTAINS NON STICKY AND QUICK DRYING WATERPROOF AND MOISTURE, WEIGHT: 4.25 GRAM | REHABILITATION AND PHYSIOTHERAPY SUPPLIES
12043 | 4229551400900 | SILICONE GEL, SHEETS, SELF-ADHESIVE THAT CAN BE USED MORE THAN 10 DAYS, FOR SCAR MANAGEMENT, FLEXIBLE MATERIAL, WATERPROOF, SIZE 10 X 18 CM APPROXIMATELY, | REHABILITATION AND PHYSIOTHERAPY SUPPLIES
12044 | 4229551400700 | "SILICONE GEL, SHEETS, SELF-ADHESIVE THAT CAN BE USED MORE THAN 25 DAYS, FOR SCAR MANAGEMENT, FLEXIBLE MATERIAL, WATERPROOF, 15MM THICKNESS APPROXIMATELY, SIZE 12 X 15 CM APPROXIMATELY, PACK OF 10" | REHABILITATION AND PHYSIOTHERAPY SUPPLIES
12045 | 4229551400600 | "SILICONE GEL, SHEETS, SELF-ADHESIVE THAT CAN BE USED MORE THAN 25 DAYS, FOR SCAR MANAGEMENT, FLEXIBLE MATERIAL, WATERPROOF, 15MM THICKNESS APPROXIMATELY, SIZE 7 X 10 CM APPROXIMATELY" | REHABILITATION AND PHYSIOTHERAPY SUPPLIES
12046 | 4231250003700 | SILICONE GEL, TUBE, OINTMENT, FOR SCAR MANAGEMENT, FOR SENSITIVE SKIN, WATERPROOF AND MOISTURE, TUBE WEIGHT:10 GRAM | REHABILITATION AND PHYSIOTHERAPY SUPPLIES
12047 | 4224180616000 | "SPLINT, THUMB SUPPORT, NEOPRENE, BREATHABLE, ALLOWS THUMB AND WRIST MOVEMENT, RIGHT, LARGE" | REHABILITATION AND PHYSIOTHERAPY SUPPLIES
12048 | 4224151004600 | "SPLINT, ANTISPASTICITY HAND SPLINT, THERMOPLASTIC RIGID MATERIAL, GROOVE FOR FINGERS, STRAP TO REST THE HAND ON THE SPLINT, LEFT, ASSORTED SIZES" | REHABILITATION AND PHYSIOTHERAPY SUPPLIES
12049 | 4224151005100 | "SPLINT, ANTISPASTICITY HAND SPLINT, THERMOPLASTIC RIGID MATERIAL, GROOVE FOR FINGERS, STRAP TO REST THE HAND ON THE SPLINT, RIGHT, ASSORTED SIZES" | REHABILITATION AND PHYSIOTHERAPY SUPPLIES
12050 | 4224180100100 | "ARMSLING, ADULT, IMMOBILIZES THE SHOULDER JOINT IN INTERNAL ROTATION, EASY ADJUSTMENT BY VELCRO OR EQUIVALENT, CONTROLS FLEXO-EXTENSION, ROTATION, ABDUCTION, AND SHOULDER ADDUCTION, KEEPS THE ELBOW IN 90# FLEXION AND PRONOSUPINATION INTERMEDIATE, DISTRIBUTES THE WEIGHT OF THE TREATED ARM AVOIDING OVERLOAD OF THE CERVICAL AREA, STRAPS CROSSED OVER THE BACK TO IMPROVE SUPPORT, COMFORTABLE, BREATHABLE, SIZE LARGE" | REHABILITATION AND PHYSIOTHERAPY SUPPLIES
12051 | 4224180102400 | "ARMSLING, ADULT, IMMOBILIZES THE SHOULDER JOINT IN INTERNAL ROTATION, EASY ADJUSTMENT BY VELCRO OR EQUIVALENT, CONTROLS FLEXO-EXTENSION, ROTATION, ABDUCTION, AND SHOULDER ADDUCTION, KEEPS THE ELBOW IN 90# FLEXION AND PRONOSUPINATION INTERMEDIATE, DISTRIBUTES THE WEIGHT OF THE TREATED ARM AVOIDING OVERLOAD OF THE CERVICAL AREA, STRAPS CROSSED OVER THE BACK TO IMPROVE SUPPORT, COMFORTABLE, BREATHABLE, SIZE MEDIUM" | REHABILITATION AND PHYSIOTHERAPY SUPPLIES
12052 | 4224180102500 | "ARMSLING, ADULT, IMMOBILIZES THE SHOULDER JOINT IN INTERNAL ROTATION, EASY ADJUSTMENT BY VELCRO OR EQUIVALENT, CONTROLS FLEXO-EXTENSION, ROTATION, ABDUCTION, AND SHOULDER ADDUCTION, KEEPS THE ELBOW IN 90# FLEXION AND PRONOSUPINATION INTERMEDIATE, DISTRIBUTES THE WEIGHT OF THE TREATED ARM AVOIDING OVERLOAD OF THE CERVICAL AREA, STRAPS CROSSED OVER THE BACK TO IMPROVE SUPPORT, COMFORTABLE, BREATHABLE, SIZE SMALL" | REHABILITATION AND PHYSIOTHERAPY SUPPLIES
12053 | 4224180101800 | "ARMSLING, ADULT, IMMOBILIZES THE SHOULDER JOINT IN INTERNAL ROTATION, EASY ADJUSTMENT BY VELCRO OR EQUIVALENT, CONTROLS FLEXO-EXTENSION, ROTATION, ABDUCTION, AND SHOULDER ADDUCTION, KEEPS THE ELBOW IN 90# FLEXION AND PRONOSUPINATION INTERMEDIATE, DISTRIBUTES THE WEIGHT OF THE TREATED ARM AVOIDING OVERLOAD OF THE CERVICAL AREA, STRAPS CROSSED OVER THE BACK TO IMPROVE SUPPORT, COMFORTABLE, BREATHABLE, SIZE X-LARGE" | REHABILITATION AND PHYSIOTHERAPY SUPPLIES
12054 | 4224150005200 | "SPLINT, BASEBALL FINGER SPLINT, MALLEABLE ALUMINUM SPLINT CAN BE BE ADJUSTED FOR PROPER FIT AND RESHAPED TO HOLD FINGERS AT AN EXACT DEGREE OF FLEXION OR EXTENSION, FOAM PADDING, SIZE: LARGE" | REHABILITATION AND PHYSIOTHERAPY SUPPLIES
12055 | 4224150005100 | "SPLINT, BASEBALL FINGER SPLINT, MALLEABLE ALUMINUM SPLINT CAN BE BE ADJUSTED FOR PROPER FIT AND RESHAPED TO HOLD FINGERS AT AN EXACT DEGREE OF FLEXION OR EXTENSION, FOAM PADDING, SIZE: MEDIUM" | REHABILITATION AND PHYSIOTHERAPY SUPPLIES
12056 | 4224150005000 | "SPLINT, BASEBALL FINGER SPLINT, MALLEABLE ALUMINUM SPLINT CAN BE BE ADJUSTED FOR PROPER FIT AND RESHAPED TO HOLD FINGERS AT AN EXACT DEGREE OF FLEXION OR EXTENSION, FOAM PADDING, SIZE: SMALL" | REHABILITATION AND PHYSIOTHERAPY SUPPLIES
12057 | 4224180702700 | SPLINT, CARPAL TUNNEL GLOVE, COMBINES THE SUPPORT OF AN ARTHRITIS GLOVE AND A WRIST SPLINT, LEFT, EXTRA LARGE | REHABILITATION AND PHYSIOTHERAPY SUPPLIES
12058 | 4224180702400 | SPLINT, CARPAL TUNNEL GLOVE, COMBINES THE SUPPORT OF AN ARTHRITIS GLOVE AND A WRIST SPLINT, LEFT, LARGE | REHABILITATION AND PHYSIOTHERAPY SUPPLIES
12059 | 4224180702500 | SPLINT, CARPAL TUNNEL GLOVE, COMBINES THE SUPPORT OF AN ARTHRITIS GLOVE AND A WRIST SPLINT, LEFT, MEDIUM | REHABILITATION AND PHYSIOTHERAPY SUPPLIES
12060 | 4224180702600 | SPLINT, CARPAL TUNNEL GLOVE, COMBINES THE SUPPORT OF AN ARTHRITIS GLOVE AND A WRIST SPLINT, LEFT, SMALL | REHABILITATION AND PHYSIOTHERAPY SUPPLIES
12061 | 4224180704300 | SPLINT, CARPAL TUNNEL GLOVE, COMBINES THE SUPPORT OF AN ARTHRITIS GLOVE AND A WRIST SPLINT, RIGHT, EXTRA LARGE | REHABILITATION AND PHYSIOTHERAPY SUPPLIES
12062 | 4224180702900 | SPLINT, CARPAL TUNNEL GLOVE, COMBINES THE SUPPORT OF AN ARTHRITIS GLOVE AND A WRIST SPLINT, RIGHT, LARGE | REHABILITATION AND PHYSIOTHERAPY SUPPLIES
12063 | 4224180703000 | SPLINT, CARPAL TUNNEL GLOVE, COMBINES THE SUPPORT OF AN ARTHRITIS GLOVE AND A WRIST SPLINT, RIGHT, MEDIUM | REHABILITATION AND PHYSIOTHERAPY SUPPLIES
12064 | 4224150001700 | SPLINT, CLOCKSPRING/BUNNELL EXTENSION, MADE WITH ALUMINUM AND PADDED WITH FELT, THIS SPLINT IS USED IN THE CASE OF FLEXION CONTRACTURES, LATEX FREE. SIZE: MEDIUM | REHABILITATION AND PHYSIOTHERAPY SUPPLIES
12065 | 4224150712100 | SPLINT, DYNAMIC HAND SPLINT (SAEBOSTRETCH OR EQUIVALENT) FOR INDIVIDUALS SUFFERING FROM NEUROLOGICAL INJURIES. THE SPLINT HELPS TO PREVENT JOINT DAMAGE WHILE IMPROVING AND MAINTAINING RANGE OF MOTION. IT HAS A DYNAMIC HAND PIECE THAT ALLOWS THE FINGERS TO MOVE THROUGH FLEXION CAUSED BY POSTURAL CHANGES, IT INCLUDES THREE DIFFERENT HAND PIECES THAT OFFER VARIOUS GRADES OF RESISTANCE. SIZE LARGE, LEFT | REHABILITATION AND PHYSIOTHERAPY SUPPLIES
12066 | 4224150712200 | SPLINT, DYNAMIC HAND SPLINT (SAEBOSTRETCH OR EQUIVALENT) FOR INDIVIDUALS SUFFERING FROM NEUROLOGICAL INJURIES. THE SPLINT HELPS TO PREVENT JOINT DAMAGE WHILE IMPROVING AND MAINTAINING RANGE OF MOTION. IT HAS A DYNAMIC HAND PIECE THAT ALLOWS THE FINGERS TO MOVE THROUGH FLEXION CAUSED BY POSTURAL CHANGES, IT INCLUDES THREE DIFFERENT HAND PIECES THAT OFFER VARIOUS GRADES OF RESISTANCE. SIZE LARGE, RIGHT | REHABILITATION AND PHYSIOTHERAPY SUPPLIES
12067 | 4224150712300 | SPLINT, DYNAMIC HAND SPLINT (SAEBOSTRETCH OR EQUIVALENT) FOR INDIVIDUALS SUFFERING FROM NEUROLOGICAL INJURIES. THE SPLINT HELPS TO PREVENT JOINT DAMAGE WHILE IMPROVING AND MAINTAINING RANGE OF MOTION. IT HAS A DYNAMIC HAND PIECE THAT ALLOWS THE FINGERS TO MOVE THROUGH FLEXION CAUSED BY POSTURAL CHANGES, IT INCLUDES THREE DIFFERENT HAND PIECES THAT OFFER VARIOUS GRADES OF RESISTANCE. SIZE MEDIUM, LEFT | REHABILITATION AND PHYSIOTHERAPY SUPPLIES
12068 | 4224150712400 | SPLINT, DYNAMIC HAND SPLINT (SAEBOSTRETCH OR EQUIVALENT) FOR INDIVIDUALS SUFFERING FROM NEUROLOGICAL INJURIES. THE SPLINT HELPS TO PREVENT JOINT DAMAGE WHILE IMPROVING AND MAINTAINING RANGE OF MOTION. IT HAS A DYNAMIC HAND PIECE THAT ALLOWS THE FINGERS TO MOVE THROUGH FLEXION CAUSED BY POSTURAL CHANGES, IT INCLUDES THREE DIFFERENT HAND PIECES THAT OFFER VARIOUS GRADES OF RESISTANCE. SIZE MEDIUM, RIGHT | REHABILITATION AND PHYSIOTHERAPY SUPPLIES
12069 | 4224150712500 | SPLINT, DYNAMIC HAND SPLINT (SAEBOSTRETCH OR EQUIVALENT) FOR INDIVIDUALS SUFFERING FROM NEUROLOGICAL INJURIES. THE SPLINT HELPS TO PREVENT JOINT DAMAGE WHILE IMPROVING AND MAINTAINING RANGE OF MOTION. IT HAS A DYNAMIC HAND PIECE THAT ALLOWS THE FINGERS TO MOVE THROUGH FLEXION CAUSED BY POSTURAL CHANGES, IT INCLUDES THREE DIFFERENT HAND PIECES THAT OFFER VARIOUS GRADES OF RESISTANCE. SIZE SMALL, RIGHT | REHABILITATION AND PHYSIOTHERAPY SUPPLIES
12070 | 4224150712600 | SPLINT, DYNAMIC HAND SPLINT(SAEBOSTRETCH OR EQUIVALENT) FOR INDIVIDUALS SUFFERING FROM NEUROLOGICAL INJURIES. THE SPLINT HELPS TO PREVENT JOINT DAMAGE WHILE IMPROVING AND MAINTAINING RANGE OF MOTION. IT HAS A DYNAMIC HAND PIECE THAT ALLOWS THE FINGERS TO MOVE THROUGH FLEXION CAUSED BY POSTURAL CHANGES, IT INCLUDES THREE DIFFERENT HAND PIECES THAT OFFER VARIOUS GRADES OF RESISTANCE. SIZE SMALL, LEFT | REHABILITATION AND PHYSIOTHERAPY SUPPLIES
12071 | 4224190200200 | "SPLINT, DYNAMIC SPRING FINGER EXTENSION ASSIST SPLINT LIGHTWEIGHT WIRE CONSTRUCTION FOR A LOW PROFILE, THIN DESIGN VERSATILE MODEL EXTENDS PIP JOINT WITH A SLIGHT EXTENSION EFFECT ON MP JOINT, SIZE: LARGE" | REHABILITATION AND PHYSIOTHERAPY SUPPLIES
12072 | 4224190200300 | "SPLINT, DYNAMIC SPRING FINGER EXTENSION ASSIST SPLINT LIGHTWEIGHT WIRE CONSTRUCTION FOR A LOW PROFILE, THIN DESIGN VERSATILE MODEL EXTENDS PIP JOINT WITH A SLIGHT EXTENSION EFFECT ON MP JOINT, SIZE: MEDIUM" | REHABILITATION AND PHYSIOTHERAPY SUPPLIES
12073 | 4224190200400 | "SPLINT, DYNAMIC SPRING FINGER EXTENSION ASSIST SPLINT LIGHTWEIGHT WIRE CONSTRUCTION FOR A LOW PROFILE, THIN DESIGN VERSATILE MODEL EXTENDS PIP JOINT WITH A SLIGHT EXTENSION EFFECT ON MP JOINT, SIZE: SMALL" | REHABILITATION AND PHYSIOTHERAPY SUPPLIES
12074 | 4224190200500 | "SPLINT, DYNAMIC SPRING FINGER EXTENSION ASSIST SPLINT LIGHTWEIGHT WIRE CONSTRUCTION FOR A LOW PROFILE, THIN DESIGN VERSATILE MODEL EXTENDS PIP JOINT WITH A SLIGHT EXTENSION EFFECT ON MP JOINT, SIZE: X-LARGE" | REHABILITATION AND PHYSIOTHERAPY SUPPLIES
12075 | 4224190200600 | "SPLINT, DYNAMIC SPRING FINGER EXTENSION ASSIST SPLINT LIGHTWEIGHT WIRE CONSTRUCTION FOR A LOW PROFILE, THIN DESIGN VERSATILE MODEL EXTENDS PIP JOINT WITH A SLIGHT EXTENSION EFFECT ON MP JOINT, SIZE: X-SMALL" | REHABILITATION AND PHYSIOTHERAPY SUPPLIES
12076 | 4224151006100 | SPLINT, FINGER DYNAMIC SPLINT, THERMOPLASTIC MATERIAL, SPLINT IS IN DORSAL SIDE, THE SPLINT INCLUDES FIVE RUBBER BANDS AND FIVE SPRINGS, LEFT, SIZE LARGE | REHABILITATION AND PHYSIOTHERAPY SUPPLIES
12077 | 4224151006200 | SPLINT, FINGER DYNAMIC SPLINT, THERMOPLASTIC MATERIAL, SPLINT IS IN DORSAL SIDE, THE SPLINT INCLUDES FIVE RUBBER BANDS AND FIVE SPRINGS, LEFT, SIZE MEDIUM | REHABILITATION AND PHYSIOTHERAPY SUPPLIES
12078 | 4224151006300 | SPLINT, FINGER DYNAMIC SPLINT, THERMOPLASTIC MATERIAL, SPLINT IS IN DORSAL SIDE, THE SPLINT INCLUDES FIVE RUBBER BANDS AND FIVE SPRINGS, LEFT, SIZE SMALL | REHABILITATION AND PHYSIOTHERAPY SUPPLIES
12079 | 4224151006400 | SPLINT, FINGER DYNAMIC SPLINT, THERMOPLASTIC MATERIAL, SPLINT IS IN DORSAL SIDE, THE SPLINT INCLUDES FIVE RUBBER BANDS AND FIVE SPRINGS, RIGHT, SIZE LARGE | REHABILITATION AND PHYSIOTHERAPY SUPPLIES
12080 | 4224151006500 | SPLINT, FINGER DYNAMIC SPLINT, THERMOPLASTIC MATERIAL, SPLINT IS IN DORSAL SIDE, THE SPLINT INCLUDES FIVE RUBBER BANDS AND FIVE SPRINGS, RIGHT, SIZE MEDIUM | REHABILITATION AND PHYSIOTHERAPY SUPPLIES
12081 | 4224151006600 | SPLINT, FINGER DYNAMIC SPLINT, THERMOPLASTIC MATERIAL, SPLINT IS IN DORSAL SIDE, THE SPLINT INCLUDES FIVE RUBBER BANDS AND FIVE SPRINGS, RIGHT, SIZE SMALL | REHABILITATION AND PHYSIOTHERAPY SUPPLIES
12082 | 4224150005600 | "SPLINT, FINGER GUTTER SPLINT, LIGHTWEIGHT, ALUMINUM, FOAM PADDING, FOLDS OVER THE END OF FINGER, PROVIDE PROTECTION AND STABILIZATION SIZE: LARGE" | REHABILITATION AND PHYSIOTHERAPY SUPPLIES
12083 | 4224150005500 | "SPLINT, FINGER GUTTER SPLINT, LIGHTWEIGHT, ALUMINUM, FOAM PADDING, FOLDS OVER THE END OF FINGER, PROVIDE PROTECTION AND STABILIZATION SIZE: MEDIUM" | REHABILITATION AND PHYSIOTHERAPY SUPPLIES
12084 | 4224150005400 | "SPLINT, FINGER GUTTER SPLINT, LIGHTWEIGHT, ALUMINUM, FOAM PADDING, FOLDS OVER THE END OF FINGER, PROVIDE PROTECTION AND STABILIZATION SIZE: SMALL" | REHABILITATION AND PHYSIOTHERAPY SUPPLIES
12085 | 4224180705500 | "SPLINT, FOUR-SIDED FINGER SPLINT, MALLEABLE ALUMINUM SPLINT FOR IMMOBILIZATION OF FINGER, FOAM PADDING, PROVIDE PROTECTION ON 4 SIDES, SIZE: LARGE" | REHABILITATION AND PHYSIOTHERAPY SUPPLIES
12086 | 4224180705400 | "SPLINT, FOUR-SIDED FINGER SPLINT, MALLEABLE ALUMINUM SPLINT FOR IMMOBILIZATION OF FINGER, FOAM PADDING, PROVIDE PROTECTION ON 4 SIDES, SIZE: MEDIUM" | REHABILITATION AND PHYSIOTHERAPY SUPPLIES
12087 | 4224180705300 | "SPLINT, FOUR-SIDED FINGER SPLINT, MALLEABLE ALUMINUM SPLINT FOR IMMOBILIZATION OF FINGER, FOAM PADDING, PROVIDE PROTECTION ON 4 SIDES, SIZE: SMALL" | REHABILITATION AND PHYSIOTHERAPY SUPPLIES
12088 | 4224180705600 | "SPLINT, FOUR-SIDED FINGER SPLINT, MALLEABLE ALUMINUM SPLINT FOR IMMOBILIZATION OF FINGER, FOAM PADDING, PROVIDE PROTECTION ON 4 SIDES, SIZE: X-LARGE" | REHABILITATION AND PHYSIOTHERAPY SUPPLIES
12089 | 4224150002700 | SPLINT, FINGER SPLINTS, OVAL-8 OR EQUIVALENT, STABILIZE AND ALIGN THE DIP OR PIP JOINT TO ENHANCE HAND FUNCTION. FEATURES A WIDE, FLAT BAND FOR COMFORTABLE PRESSURE DISTRIBUTION. FITS BOTH A FULL AND A HALF RING SIZE. SIZE: 10 | REHABILITATION AND PHYSIOTHERAPY SUPPLIES
12090 | 4224150002800 | SPLINT, FINGER SPLINTS, OVAL-8 OR EQUIVALENT, STABILIZE AND ALIGN THE DIP OR PIP JOINT TO ENHANCE HAND FUNCTION. FEATURES A WIDE, FLAT BAND FOR COMFORTABLE PRESSURE DISTRIBUTION. FITS BOTH A FULL AND A HALF RING SIZE. SIZE: 11 | REHABILITATION AND PHYSIOTHERAPY SUPPLIES
12091 | 4224150002900 | SPLINT, FINGER SPLINTS, OVAL-8 OR EQUIVALENT, STABILIZE AND ALIGN THE DIP OR PIP JOINT TO ENHANCE HAND FUNCTION. FEATURES A WIDE, FLAT BAND FOR COMFORTABLE PRESSURE DISTRIBUTION. FITS BOTH A FULL AND A HALF RING SIZE. SIZE: 12 | REHABILITATION AND PHYSIOTHERAPY SUPPLIES
12092 | 4224150003000 | SPLINT, FINGER SPLINTS, OVAL-8 OR EQUIVALENT, STABILIZE AND ALIGN THE DIP OR PIP JOINT TO ENHANCE HAND FUNCTION. FEATURES A WIDE, FLAT BAND FOR COMFORTABLE PRESSURE DISTRIBUTION. FITS BOTH A FULL AND A HALF RING SIZE. SIZE: 13 | REHABILITATION AND PHYSIOTHERAPY SUPPLIES
12093 | 4224150003100 | SPLINT, FINGER SPLINTS, OVAL-8 OR EQUIVALENT, STABILIZE AND ALIGN THE DIP OR PIP JOINT TO ENHANCE HAND FUNCTION. FEATURES A WIDE, FLAT BAND FOR COMFORTABLE PRESSURE DISTRIBUTION. FITS BOTH A FULL AND A HALF RING SIZE. SIZE: 14 | REHABILITATION AND PHYSIOTHERAPY SUPPLIES
12094 | 4224150003200 | SPLINT, FINGER SPLINTS, OVAL-8 OR EQUIVALENT, STABILIZE AND ALIGN THE DIP OR PIP JOINT TO ENHANCE HAND FUNCTION. FEATURES A WIDE, FLAT BAND FOR COMFORTABLE PRESSURE DISTRIBUTION. FITS BOTH A FULL AND A HALF RING SIZE. SIZE: 15 | REHABILITATION AND PHYSIOTHERAPY SUPPLIES
12095 | 4224150001900 | SPLINT, FINGER SPLINTS, OVAL-8 OR EQUIVALENT, STABILIZE AND ALIGN THE DIP OR PIP JOINT TO ENHANCE HAND FUNCTION. FEATURES A WIDE, FLAT BAND FOR COMFORTABLE PRESSURE DISTRIBUTION. FITS BOTH A FULL AND A HALF RING SIZE. SIZE: 2 | REHABILITATION AND PHYSIOTHERAPY SUPPLIES
12096 | 4224150002000 | SPLINT, FINGER SPLINTS, OVAL-8 OR EQUIVALENT, STABILIZE AND ALIGN THE DIP OR PIP JOINT TO ENHANCE HAND FUNCTION. FEATURES A WIDE, FLAT BAND FOR COMFORTABLE PRESSURE DISTRIBUTION. FITS BOTH A FULL AND A HALF RING SIZE. SIZE: 3 | REHABILITATION AND PHYSIOTHERAPY SUPPLIES
12097 | 4224150002100 | SPLINT, FINGER SPLINTS, OVAL-8 OR EQUIVALENT, STABILIZE AND ALIGN THE DIP OR PIP JOINT TO ENHANCE HAND FUNCTION. FEATURES A WIDE, FLAT BAND FOR COMFORTABLE PRESSURE DISTRIBUTION. FITS BOTH A FULL AND A HALF RING SIZE. SIZE: 4 | REHABILITATION AND PHYSIOTHERAPY SUPPLIES
12098 | 4224150002200 | SPLINT, FINGER SPLINTS, OVAL-8 OR EQUIVALENT, STABILIZE AND ALIGN THE DIP OR PIP JOINT TO ENHANCE HAND FUNCTION. FEATURES A WIDE, FLAT BAND FOR COMFORTABLE PRESSURE DISTRIBUTION. FITS BOTH A FULL AND A HALF RING SIZE. SIZE: 5 | REHABILITATION AND PHYSIOTHERAPY SUPPLIES
12099 | 4224150002300 | SPLINT, FINGER SPLINTS, OVAL-8 OR EQUIVALENT, STABILIZE AND ALIGN THE DIP OR PIP JOINT TO ENHANCE HAND FUNCTION. FEATURES A WIDE, FLAT BAND FOR COMFORTABLE PRESSURE DISTRIBUTION. FITS BOTH A FULL AND A HALF RING SIZE. SIZE: 6 | REHABILITATION AND PHYSIOTHERAPY SUPPLIES
12100 | 4224150002400 | SPLINT, FINGER SPLINTS, OVAL-8 OR EQUIVALENT, STABILIZE AND ALIGN THE DIP OR PIP JOINT TO ENHANCE HAND FUNCTION. FEATURES A WIDE, FLAT BAND FOR COMFORTABLE PRESSURE DISTRIBUTION. FITS BOTH A FULL AND A HALF RING SIZE. SIZE: 7 | REHABILITATION AND PHYSIOTHERAPY SUPPLIES
12101 | 4224150002500 | SPLINT, FINGER SPLINTS, OVAL-8 OR EQUIVALENT, STABILIZE AND ALIGN THE DIP OR PIP JOINT TO ENHANCE HAND FUNCTION. FEATURES A WIDE, FLAT BAND FOR COMFORTABLE PRESSURE DISTRIBUTION. FITS BOTH A FULL AND A HALF RING SIZE. SIZE: 8 | REHABILITATION AND PHYSIOTHERAPY SUPPLIES
12102 | 4224150002600 | SPLINT, FINGER SPLINTS, OVAL-8 OR EQUIVALENT, STABILIZE AND ALIGN THE DIP OR PIP JOINT TO ENHANCE HAND FUNCTION. FEATURES A WIDE, FLAT BAND FOR COMFORTABLE PRESSURE DISTRIBUTION. FITS BOTH A FULL AND A HALF RING SIZE. SIZE: 9 | REHABILITATION AND PHYSIOTHERAPY SUPPLIES
12103 | 4224150707500 | "SPLINT, FROG FINGER SPLINT, MALLEABLE ALUMINUM SPLINT FOR IMMOBILIZATION OF FINGER, FOAM PADDING, MAINTAIN THE DIP JOINT IN HYPEREXTENSION, ASSORTED SIZE" | REHABILITATION AND PHYSIOTHERAPY SUPPLIES
12104 | 4224150702300 | "SPLINT, FUNCTIONAL WRIST-HAND SPLINT, THERMOPLASTIC MATERIAL, POSITIONS THE WRIST AND HAND IN APPROXIMATELY 30 DEGREES OF WRIST EXTENSION, NO DEVIATION, LEFT, SIZE LARGE" | REHABILITATION AND PHYSIOTHERAPY SUPPLIES
12105 | 4224150702200 | "SPLINT, FUNCTIONAL WRIST-HAND SPLINT, THERMOPLASTIC MATERIAL, POSITIONS THE WRIST AND HAND IN APPROXIMATELY 30 DEGREES OF WRIST EXTENSION, NO DEVIATION, LEFT, SIZE MEDIUM" | REHABILITATION AND PHYSIOTHERAPY SUPPLIES
12106 | 4224150702400 | "SPLINT, FUNCTIONAL WRIST-HAND SPLINT, THERMOPLASTIC MATERIAL, POSITIONS THE WRIST AND HAND IN APPROXIMATELY 30 DEGREES OF WRIST EXTENSION, NO DEVIATION, LEFT, SIZE SMALL" | REHABILITATION AND PHYSIOTHERAPY SUPPLIES
12107 | 4224150702500 | "SPLINT, FUNCTIONAL WRIST-HAND SPLINT, THERMOPLASTIC MATERIAL, POSITIONS THE WRIST AND HAND IN APPROXIMATELY 30 DEGREES OF WRIST EXTENSION, NO DEVIATION, RIGHT, SIZE LARGE" | REHABILITATION AND PHYSIOTHERAPY SUPPLIES
12108 | 4224150702600 | "SPLINT, FUNCTIONAL WRIST-HAND SPLINT, THERMOPLASTIC MATERIAL, POSITIONS THE WRIST AND HAND IN APPROXIMATELY 30 DEGREES OF WRIST EXTENSION, NO DEVIATION, RIGHT, SIZE MEDIUM" | REHABILITATION AND PHYSIOTHERAPY SUPPLIES
12109 | 4224150702700 | "SPLINT, FUNCTIONAL WRIST-HAND SPLINT, THERMOPLASTIC MATERIAL, POSITIONS THE WRIST AND HAND IN APPROXIMATELY 30 DEGREES OF WRIST EXTENSION, NO DEVIATION, RIGHT, SIZE SMALL" | REHABILITATION AND PHYSIOTHERAPY SUPPLIES
12110 | 4224150707300 | SPLINT, FUNCTIONAL WRIST-HAND ORTHOSIS MALLEABLE, ALUMINUM WITH SOFT LINER AND STRAPS, ALLOWS DIFFERENT POSITIONING OF FINGERS, HAND, AND WRIST, LARGE, RIGHT | REHABILITATION AND PHYSIOTHERAPY SUPPLIES
12111 | 4224180607000 | SPLINT, FUNCTIONAL WRIST-HAND ORTHOSIS POLYETHYLENE WITH SOFT LINER AND STRAPS, LARGE, LEFT | REHABILITATION AND PHYSIOTHERAPY SUPPLIES
12112 | 4224180607100 | SPLINT, FUNCTIONAL WRIST-HAND ORTHOSIS POLYETHYLENE WITH SOFT LINER AND STRAPS, LARGE, RIGHT | REHABILITATION AND PHYSIOTHERAPY SUPPLIES
12113 | 4224180606800 | SPLINT, FUNCTIONAL WRIST-HAND ORTHOSIS POLYETHYLENE WITH SOFT LINER AND STRAPS, MEDIUM, LEFT | REHABILITATION AND PHYSIOTHERAPY SUPPLIES
12114 | 4224180606900 | SPLINT, FUNCTIONAL WRIST-HAND ORTHOSIS POLYETHYLENE WITH SOFT LINER AND STRAPS, MEDIUM, RIGHT | REHABILITATION AND PHYSIOTHERAPY SUPPLIES
12115 | 4224180606600 | SPLINT, FUNCTIONAL WRIST-HAND ORTHOSIS POLYETHYLENE WITH SOFT LINER AND STRAPS, SMALL, LEFT | REHABILITATION AND PHYSIOTHERAPY SUPPLIES
12116 | 4224180606700 | SPLINT, FUNCTIONAL WRIST-HAND ORTHOSIS POLYETHYLENE WITH SOFT LINER AND STRAPS, SMALL, RIGHT | REHABILITATION AND PHYSIOTHERAPY SUPPLIES
12117 | 4224150707400 | SPLINT, FUNCTIONAL WRIST-HAND ORTHOSIS, MALLEABLE, ALUMINUM WITH SOFT LINER AND STRAPS, ALLOWS DIFFERENT POSITIONING OF FINGERS, HAND, AND WRIST, NO THUMB SUPPORT, 3 DIFFERENT STRAP FINGERS, WRIST AND FOREARM, LARGE, RIGHT | REHABILITATION AND PHYSIOTHERAPY SUPPLIES
12118 | 4224150702900 | "SPLINT, KIT, OVAL-8 OR EQUIVALENT, STABILIZE AND ALIGN THE DIP OR PIP JOINT TO ENHANCE HAND FUNCTION, FITS A FULL SIZE AND WHEN ROTATED 180 DEGREE, AN ADDITIONAL HALF SIZE TO ACCOMMODATE FLUCTUATIONS IN EDEMA AND TEMPERATURE THAT CAN AFFECT FINGER SIZE, 44 SPLINTS RANGING FROM SIZE 2 THROUGH 15, CARRYING CASE, PEN LIGHT, AND INSTRUCTION BOOKLET" | REHABILITATION AND PHYSIOTHERAPY SUPPLIES
12119 | 4224150704700 | "SPLINT, ULNAR POLYCENTRIC HINGED DEVIATION, RESTORES METACARPOPHALANGEAL (MP) JOINT ALIGNMENT, PALM FREE AND THE JOINT ALLOWS FULL FLEXION AND EXTENSION, PADDED FINGER STAYS ARE MALLEABLE FOR EASE OF APPLICATION AND TO PROVIDE OPTIMAL ALIGNMENT, FIT FOR LEFT AND RIGHT, SIZE: SMALL" | REHABILITATION AND PHYSIOTHERAPY SUPPLIES
12120 | 4224150704800 | "SPLINT, ULNAR POLYCENTRIC HINGED DEVIATION, RESTORES METACARPOPHALANGEAL (MP) JOINT ALIGNMENT, PALM FREE AND THE JOINT ALLOWS FULL FLEXION AND EXTENSION, PADDED FINGER STAYS ARE MALLEABLE FOR EASE OF APPLICATION AND TO PROVIDE OPTIMAL ALIGNMENT, FIT FOR LEFT AND RIGHT, SIZE: MEDIUM" | REHABILITATION AND PHYSIOTHERAPY SUPPLIES
12121 | 4224150703200 | SPLINT, PRONATION OR SUPINATION, GLOVE UPPER EXTREMITY WITH FULL HOOK-AND-LOOP SIDE OPENING IS EASY TO PUT ON AND LEAVES THE INDEX FINGER, FREE FOR FUNCTIONAL HAND USE, POSITIONS THE THUMB IN ABDUCTION, PROVIDES CONSTANT LOW-LEVEL STRETCH IN PRONATION OR SUPINATION. NEOPRENE CAN BE TRIMMED FOR A MORE CUSTOM FIT. SIZE: RIGHT, X-SMALL | REHABILITATION AND PHYSIOTHERAPY SUPPLIES
12122 | 4224150703300 | SPLINT, PRONATION OR SUPINATION, GLOVE UPPER EXTREMITY WITH FULL HOOK-AND-LOOP SIDE OPENING IS EASY TO PUT ON AND LEAVES THE INDEX FINGER, FREE FOR FUNCTIONAL HAND USE, POSITIONS THE THUMB IN ABDUCTION, PROVIDES CONSTANT LOW-LEVEL STRETCH IN PRONATION OR SUPINATION. NEOPRENE CAN BE TRIMMED FOR A MORE CUSTOM FIT. SIZE: LEFT X-SMALL | REHABILITATION AND PHYSIOTHERAPY SUPPLIES
12123 | 4224150703400 | SPLINT, PRONATION OR SUPINATION, GLOVE UPPER EXTREMITY WITH FULL HOOK-AND-LOOP SIDE OPENING IS EASY TO PUT ON AND LEAVES THE INDEX FINGER, FREE FOR FUNCTIONAL HAND USE, POSITIONS THE THUMB IN ABDUCTION, PROVIDES CONSTANT LOW-LEVEL STRETCH IN PRONATION OR SUPINATION. NEOPRENE CAN BE TRIMMED FOR A MORE CUSTOM FIT. SIZE: RIGHT, SMALL | REHABILITATION AND PHYSIOTHERAPY SUPPLIES
12124 | 4224150703500 | SPLINT, PRONATION OR SUPINATION, GLOVE UPPER EXTREMITY WITH FULL HOOK-AND-LOOP SIDE OPENING IS EASY TO PUT ON AND LEAVES THE INDEX FINGER, FREE FOR FUNCTIONAL HAND USE, POSITIONS THE THUMB IN ABDUCTION, PROVIDES CONSTANT LOW-LEVEL STRETCH IN PRONATION OR SUPINATION. NEOPRENE CAN BE TRIMMED FOR A MORE CUSTOM FIT. SIZE: LEFT, SMALL | REHABILITATION AND PHYSIOTHERAPY SUPPLIES
12125 | 4224150703600 | SPLINT, PRONATION OR SUPINATION, GLOVE UPPER EXTREMITY WITH FULL HOOK-AND-LOOP SIDE OPENING IS EASY TO PUT ON AND LEAVES THE INDEX FINGER, FREE FOR FUNCTIONAL HAND USE, POSITIONS THE THUMB IN ABDUCTION, PROVIDES CONSTANT LOW-LEVEL STRETCH IN PRONATION OR SUPINATION. NEOPRENE CAN BE TRIMMED FOR A MORE CUSTOM FIT. SIZE: RIGHT, MEDIUM | REHABILITATION AND PHYSIOTHERAPY SUPPLIES
12126 | 4224150703700 | SPLINT, PRONATION OR SUPINATION, GLOVE UPPER EXTREMITY WITH FULL HOOK-AND-LOOP SIDE OPENING IS EASY TO PUT ON AND LEAVES THE INDEX FINGER, FREE FOR FUNCTIONAL HAND USE, POSITIONS THE THUMB IN ABDUCTION, PROVIDES CONSTANT LOW-LEVEL STRETCH IN PRONATION OR SUPINATION. NEOPRENE CAN BE TRIMMED FOR A MORE CUSTOM FIT. SIZE: LEFT, MEDIUM | REHABILITATION AND PHYSIOTHERAPY SUPPLIES
12127 | 4224150703800 | SPLINT, PRONATION OR SUPINATION, GLOVE UPPER EXTREMITY WITH FULL HOOK-AND-LOOP SIDE OPENING IS EASY TO PUT ON AND LEAVES THE INDEX FINGER, FREE FOR FUNCTIONAL HAND USE, POSITIONS THE THUMB IN ABDUCTION, PROVIDES CONSTANT LOW-LEVEL STRETCH IN PRONATION OR SUPINATION. NEOPRENE CAN BE TRIMMED FOR A MORE CUSTOM FIT. SIZE: RIGHT, LARGE | REHABILITATION AND PHYSIOTHERAPY SUPPLIES
12128 | 4224150703900 | SPLINT, PRONATION OR SUPINATION, GLOVE UPPER EXTREMITY WITH FULL HOOK-AND-LOOP SIDE OPENING IS EASY TO PUT ON AND LEAVES THE INDEX FINGER, FREE FOR FUNCTIONAL HAND USE, POSITIONS THE THUMB IN ABDUCTION, PROVIDES CONSTANT LOW-LEVEL STRETCH IN PRONATION OR SUPINATION. NEOPRENE CAN BE TRIMMED FOR A MORE CUSTOM FIT. SIZE: LEFT, LARGE | REHABILITATION AND PHYSIOTHERAPY SUPPLIES
12129 | 4224150704000 | SPLINT, PRONATION OR SUPINATION, GLOVE UPPER EXTREMITY WITH FULL HOOK-AND-LOOP SIDE OPENING IS EASY TO PUT ON AND LEAVES THE INDEX FINGER, FREE FOR FUNCTIONAL HAND USE, POSITIONS THE THUMB IN ABDUCTION, PROVIDES CONSTANT LOW-LEVEL STRETCH IN PRONATION OR SUPINATION. NEOPRENE CAN BE TRIMMED FOR A MORE CUSTOM FIT. SIZE: RIGHT, X-LARGE | REHABILITATION AND PHYSIOTHERAPY SUPPLIES
12130 | 4224150704100 | SPLINT, PRONATION OR SUPINATION, GLOVE UPPER EXTREMITY WITH FULL HOOK-AND-LOOP SIDE OPENING IS EASY TO PUT ON AND LEAVES THE INDEX FINGER, FREE FOR FUNCTIONAL HAND USE, POSITIONS THE THUMB IN ABDUCTION, PROVIDES CONSTANT LOW-LEVEL STRETCH IN PRONATION OR SUPINATION. NEOPRENE CAN BE TRIMMED FOR A MORE CUSTOM FIT. SIZE: LEFT, X-LARGE | REHABILITATION AND PHYSIOTHERAPY SUPPLIES
12131 | 4224200601200 | "SPLINT, RADIAL HINGED ULNAR DEVIATION SPLINT IMPROVES ALIGNMENT OF STRONGLY-DEVIATED FINGERS, SOFT FINGER STRAPS, PERMIT EACH FINGER TO BE CORRECTED INDIVIDUALLY FOR MAXIMUM CONTROL LINED WITH SOFT FELT, THIS DORSAL-BASED SPLINT LEAVES THE PALM FREE FOR FUNCTION, FIT FOR LEFT AND RIGHT, SIZE: SMALL" | REHABILITATION AND PHYSIOTHERAPY SUPPLIES
12132 | 4224180618100 | "SPLINT, SHORT THUMB BRACE, SUPPORTS MP AND CMC JOINTS OF THE THUMB, MALLEABLE ALUMINUM STAY, SOFT AND COMFORTABLE AND BREATHABLE FABRIC, LEFT, SIZE: MEDIUM" | REHABILITATION AND PHYSIOTHERAPY SUPPLIES
12133 | 4224180618200 | "SPLINT, SHORT THUMB BRACE, SUPPORTS MP AND CMC JOINTS OF THE THUMB, MALLEABLE ALUMINUM STAY, SOFT AND COMFORTABLE AND BREATHABLE FABRIC, LEFT, SIZE: SMALL" | REHABILITATION AND PHYSIOTHERAPY SUPPLIES
12134 | 4224180618400 | "SPLINT, SHORT THUMB BRACE, SUPPORTS MP AND CMC JOINTS OF THE THUMB, MALLEABLE ALUMINUM STAY, SOFT AND COMFORTABLE AND BREATHABLE FABRIC, RIGHT, SIZE: MEDIUM" | REHABILITATION AND PHYSIOTHERAPY SUPPLIES
12135 | 4224180618500 | "SPLINT, SHORT THUMB BRACE, SUPPORTS MP AND CMC JOINTS OF THE THUMB, MALLEABLE ALUMINUM STAY, SOFT AND COMFORTABLE AND BREATHABLE FABRIC, RIGHT, SIZE: SMALL" | REHABILITATION AND PHYSIOTHERAPY SUPPLIES
12136 | 4224180615900 | "SPLINT, THUMB SUPPORT, NEOPRENE, BREATHABLE, ALLOWS THUMB AND WRIST MOVEMENT, LEFT, LARGE" | REHABILITATION AND PHYSIOTHERAPY SUPPLIES
12137 | 4224180615700 | "SPLINT, THUMB SUPPORT, NEOPRENE, BREATHABLE, ALLOWS THUMB AND WRIST MOVEMENT, LEFT, MEDIUM" | REHABILITATION AND PHYSIOTHERAPY SUPPLIES
12138 | 4224180615500 | "SPLINT, THUMB SUPPORT, NEOPRENE, BREATHABLE, ALLOWS THUMB AND WRIST MOVEMENT, LEFT, SMALL" | REHABILITATION AND PHYSIOTHERAPY SUPPLIES
12139 | 4224180615800 | "SPLINT, THUMB SUPPORT, NEOPRENE, BREATHABLE, ALLOWS THUMB AND WRIST MOVEMENT, RIGHT, MEDIUM" | REHABILITATION AND PHYSIOTHERAPY SUPPLIES
12140 | 4224180615600 | "SPLINT, THUMB SUPPORT, NEOPRENE, BREATHABLE, ALLOWS THUMB AND WRIST MOVEMENT, RIGHT, SMALL" | REHABILITATION AND PHYSIOTHERAPY SUPPLIES
12141 | 4224180611100 | SPLINT, WRIST AND FOREARM BRACE, LONG LENGTH, WITH ALUMINUM PLATES WITH SOFT, COMFORTABLE BREATHABLE FABRIC LEFT, SIZE LARGE | REHABILITATION AND PHYSIOTHERAPY SUPPLIES
12142 | 4224180611200 | SPLINT, WRIST AND FOREARM BRACE, LONG LENGTH, WITH ALUMINUM PLATES WITH SOFT, COMFORTABLE BREATHABLE FABRIC LEFT, SIZE MEDIUM | REHABILITATION AND PHYSIOTHERAPY SUPPLIES
12143 | 4224180611300 | SPLINT, WRIST AND FOREARM BRACE, LONG LENGTH, WITH ALUMINUM PLATES WITH SOFT, COMFORTABLE BREATHABLE FABRIC LEFT, SIZE X-LARGE | REHABILITATION AND PHYSIOTHERAPY SUPPLIES
12144 | 4224180611000 | SPLINT, WRIST AND FOREARM BRACE, LONG LENGTH, WITH ALUMINUM PLATES WITH SOFT, COMFORTABLE BREATHABLE FABRIC LEFT, SIZE X-SMALL | REHABILITATION AND PHYSIOTHERAPY SUPPLIES
12145 | 4224180611400 | SPLINT, WRIST AND FOREARM BRACE, LONG LENGTH, WITH ALUMINUM PLATES WITH SOFT, COMFORTABLE BREATHABLE FABRIC RIGHT, SIZE SMALL | REHABILITATION AND PHYSIOTHERAPY SUPPLIES
12146 | 4224180605300 | SPLINT, WRIST AND THUMB BRACE, WITH ALUMINUM PLATES WITH SOFT, COMFORTABLE BREATHABLE FABRIC, SIZE LARGE, LEFT | REHABILITATION AND PHYSIOTHERAPY SUPPLIES
12147 | 4224180605400 | SPLINT, WRIST AND THUMB BRACE, WITH ALUMINUM PLATES WITH SOFT, COMFORTABLE BREATHABLE FABRIC, SIZE LARGE, RIGHT | REHABILITATION AND PHYSIOTHERAPY SUPPLIES
12148 | 4224180608700 | SPLINT, WRIST AND THUMB BRACE, WITH ALUMINUM PLATES WITH SOFT, COMFORTABLE BREATHABLE FABRIC, SIZE MEDIUM, LEFT | REHABILITATION AND PHYSIOTHERAPY SUPPLIES
12149 | 4224180605500 | SPLINT, WRIST AND THUMB BRACE, WITH ALUMINUM PLATES WITH SOFT, COMFORTABLE BREATHABLE FABRIC, SIZE MEDIUM, RIGHT | REHABILITATION AND PHYSIOTHERAPY SUPPLIES
12150 | 4224180605600 | SPLINT, WRIST AND THUMB BRACE, WITH ALUMINUM PLATES WITH SOFT, COMFORTABLE BREATHABLE FABRIC, SIZE SMALL, LEFT | REHABILITATION AND PHYSIOTHERAPY SUPPLIES
12151 | 4224180605700 | SPLINT, WRIST AND THUMB BRACE, WITH ALUMINUM PLATES WITH SOFT, COMFORTABLE BREATHABLE FABRIC, SIZE SMALL, RIGHT | REHABILITATION AND PHYSIOTHERAPY SUPPLIES
12152 | 4224180608800 | SPLINT, WRIST AND THUMB BRACE, WITH ALUMINUM PLATES WITH SOFT, COMFORTABLE BREATHABLE FABRIC, X-LARGE, LEFT | REHABILITATION AND PHYSIOTHERAPY SUPPLIES
12153 | 4224180608900 | SPLINT, WRIST AND THUMB BRACE, WITH ALUMINUM PLATES WITH SOFT, COMFORTABLE BREATHABLE FABRIC, X-LARGE, RIGHT | REHABILITATION AND PHYSIOTHERAPY SUPPLIES
12154 | 4224180612400 | "SPLINT, WRIST BRACE, PEDIATRIC, WITH ALUMINUM PLATES, WITH SOFT, COMFORTABLE BREATHABLE FABRIC LEFT, LARGE" | REHABILITATION AND PHYSIOTHERAPY SUPPLIES
12155 | 4224180612500 | "SPLINT, WRIST BRACE, PEDIATRIC, WITH ALUMINUM PLATES, WITH SOFT, COMFORTABLE BREATHABLE FABRIC LEFT, SMALL" | REHABILITATION AND PHYSIOTHERAPY SUPPLIES
12156 | 4224180612300 | "SPLINT, WRIST BRACE, PEDIATRIC, WITH ALUMINUM PLATES, WITH SOFT, COMFORTABLE BREATHABLE FABRIC LEFT, X-LARGE" | REHABILITATION AND PHYSIOTHERAPY SUPPLIES
12157 | 4224180612600 | "SPLINT, WRIST BRACE, PEDIATRIC, WITH ALUMINUM PLATES, WITH SOFT, COMFORTABLE BREATHABLE FABRIC LEFT, X-SMALL" | REHABILITATION AND PHYSIOTHERAPY SUPPLIES
12158 | 4224180612700 | "SPLINT, WRIST BRACE, PEDIATRIC, WITH ALUMINUM PLATES, WITH SOFT, COMFORTABLE BREATHABLE FABRIC LEFT, XX-SMALL" | REHABILITATION AND PHYSIOTHERAPY SUPPLIES
12159 | 4224180612800 | "SPLINT, WRIST BRACE, PEDIATRIC, WITH ALUMINUM PLATES, WITH SOFT, COMFORTABLE BREATHABLE FABRIC LEFT, XXX-SMALL" | REHABILITATION AND PHYSIOTHERAPY SUPPLIES
12160 | 4224180611800 | "SPLINT, WRIST BRACE, PEDIATRIC, WITH ALUMINUM PLATES, WITH SOFT, COMFORTABLE BREATHABLE FABRIC RIGHT, LARGE" | REHABILITATION AND PHYSIOTHERAPY SUPPLIES
12161 | 4224180612100 | "SPLINT, WRIST BRACE, PEDIATRIC, WITH ALUMINUM PLATES, WITH SOFT, COMFORTABLE BREATHABLE FABRIC RIGHT, SMALL" | REHABILITATION AND PHYSIOTHERAPY SUPPLIES
12162 | 4224180611500 | "SPLINT, WRIST BRACE, PEDIATRIC, WITH ALUMINUM PLATES, WITH SOFT, COMFORTABLE BREATHABLE FABRIC RIGHT, X-SMALL" | REHABILITATION AND PHYSIOTHERAPY SUPPLIES
12163 | 4224180611600 | "SPLINT, WRIST BRACE, PEDIATRIC, WITH ALUMINUM PLATES, WITH SOFT, COMFORTABLE BREATHABLE FABRIC RIGHT, XX-SMALL" | REHABILITATION AND PHYSIOTHERAPY SUPPLIES
12164 | 4224180611700 | "SPLINT, WRIST BRACE, PEDIATRIC, WITH ALUMINUM PLATES, WITH SOFT, COMFORTABLE BREATHABLE FABRIC RIGHT, XXX-SMALL" | REHABILITATION AND PHYSIOTHERAPY SUPPLIES
12165 | 4618220402400 | SPLINT, WRIST BRACE, NEOPRENE, WITH ALUMINUM PLATES AND BREATHABLE LEFT, LARGE | REHABILITATION AND PHYSIOTHERAPY SUPPLIES
12166 | 4618220402200 | SPLINT, WRIST BRACE, NEOPRENE, WITH ALUMINUM PLATES AND BREATHABLE LEFT, MEDIUM | REHABILITATION AND PHYSIOTHERAPY SUPPLIES
12167 | 4618220402000 | SPLINT, WRIST BRACE, NEOPRENE, WITH ALUMINUM PLATES AND BREATHABLE LEFT, SMALL | REHABILITATION AND PHYSIOTHERAPY SUPPLIES
12168 | 4618220402600 | SPLINT, WRIST BRACE, NEOPRENE, WITH ALUMINUM PLATES AND BREATHABLE LEFT, X-LARGE | REHABILITATION AND PHYSIOTHERAPY SUPPLIES
12169 | 4618220402500 | SPLINT, WRIST BRACE, NEOPRENE, WITH ALUMINUM PLATES AND BREATHABLE RIGHT, LARGE | REHABILITATION AND PHYSIOTHERAPY SUPPLIES
12170 | 4618220402300 | SPLINT, WRIST BRACE, NEOPRENE, WITH ALUMINUM PLATES AND BREATHABLE RIGHT, MEDIUM | REHABILITATION AND PHYSIOTHERAPY SUPPLIES
12171 | 4618220402100 | SPLINT, WRIST BRACE, NEOPRENE, WITH ALUMINUM PLATES AND BREATHABLE RIGHT, SMALL | REHABILITATION AND PHYSIOTHERAPY SUPPLIES
12172 | 4618220402700 | SPLINT, WRIST BRACE, NEOPRENE, WITH ALUMINUM PLATES AND BREATHABLE RIGHT, X-LARGE | REHABILITATION AND PHYSIOTHERAPY SUPPLIES
12173 | 4224180617200 | "SPLINT, WRIST BRACE, PADDED WITH SOFT, COMFORTABLE BREATHABLE FABRIC, WITH CORRECTIVE STRAPS TO CONTROL ULNAR DEVIATION OF THE FINGER, FOR RHEUMATOID WRIST-ULNAR DEVIATION, LEFT, SIZE LARGE" | REHABILITATION AND PHYSIOTHERAPY SUPPLIES
12174 | 4224180617000 | "SPLINT, WRIST BRACE, PADDED WITH SOFT, COMFORTABLE BREATHABLE FABRIC, WITH CORRECTIVE STRAPS TO CONTROL ULNAR DEVIATION OF THE FINGER, FOR RHEUMATOID WRIST-ULNAR DEVIATION, LEFT, SIZE MEDIUM" | REHABILITATION AND PHYSIOTHERAPY SUPPLIES
12175 | 4618220408300 | "SPLINT, WRIST BRACE, PADDED WITH SOFT, COMFORTABLE BREATHABLE FABRIC, WITH CORRECTIVE STRAPS TO CONTROL ULNAR DEVIATION OF THE FINGER, FOR RHEUMATOID WRIST-ULNAR DEVIATION, LEFT, SIZE SMALL" | REHABILITATION AND PHYSIOTHERAPY SUPPLIES
12176 | 4618220408400 | "SPLINT, WRIST BRACE, PADDED WITH SOFT, COMFORTABLE BREATHABLE FABRIC, WITH CORRECTIVE STRAPS TO CONTROL ULNAR DEVIATION OF THE FINGER, FOR RHEUMATOID WRIST-ULNAR DEVIATION, RIGHT, SIZE LARGE" | REHABILITATION AND PHYSIOTHERAPY SUPPLIES
12177 | 4224180617100 | "SPLINT, WRIST BRACE, PADDED WITH SOFT, COMFORTABLE BREATHABLE FABRIC, WITH CORRECTIVE STRAPS TO CONTROL ULNAR DEVIATION OF THE FINGER, FOR RHEUMATOID WRIST-ULNAR DEVIATION, RIGHT, SIZE MEDIUM" | REHABILITATION AND PHYSIOTHERAPY SUPPLIES
12178 | 4224180616900 | "SPLINT, WRIST BRACE, PADDED WITH SOFT, COMFORTABLE BREATHABLE FABRIC, WITH CORRECTIVE STRAPS TO CONTROL ULNAR DEVIATION OF THE FINGER, FOR RHEUMATOID WRIST-ULNAR DEVIATION, RIGHT, SIZE SMALL" | REHABILITATION AND PHYSIOTHERAPY SUPPLIES
12179 | 4224180614300 | "SPLINT, WRIST WRAP, WITH TENSION STRAP, WITH SOFT COMFORTABLE BREATHABLE FABRIC, ALLOWS LIMITED WRIST MOVEMENT, FIT RIGHT AND LEFT, SIZE SMALL" | REHABILITATION AND PHYSIOTHERAPY SUPPLIES
12180 | 4224180613200 | "SPLINT, WRISTLET BAND, EXTRA LARGE" | REHABILITATION AND PHYSIOTHERAPY SUPPLIES
12181 | 4224180612900 | "SPLINT, WRISTLET BAND, LARGE" | REHABILITATION AND PHYSIOTHERAPY SUPPLIES
12182 | 4224180613000 | "SPLINT, WRISTLET BAND, MEDIUM" | REHABILITATION AND PHYSIOTHERAPY SUPPLIES
12183 | 4224180613100 | "SPLINT, WRISTLET BAND, SMALL" | REHABILITATION AND PHYSIOTHERAPY SUPPLIES
12184 | 4224150010300 | SPLINTING ACCESSORIES, AIR SPLINT HAND PUMP PRESSURE GAUGE IS A COMBINATION OF GAUGE/HAND PUMP WHICH ALLOWS ONE TO INFLATE AND MONITOR THE PRESSURE OF THE SPLINT AT THE SAME TIME. THE USER IS ABLE TO ADD/RELEASE PRESSURE AND DETACH IT WITHOUT THE LOSS OF AIR FROM THE SPLINT WHEN DONE | REHABILITATION AND PHYSIOTHERAPY SUPPLIES
12185 | 4224150712000 | "AIR SPLINTS SET INCLUDING LONG ARMS, SHORT ARM, HALF ARM ELBOW HAND AND WRIST LONGER LEG AND FOOT DIFFERENT SIZES PEDIATRIC TO ADULT SIZED SPLINTS MADE FROM DOUBLE LAYER OF WASHABLE TRANSPARENT PVC SHEETING WITH PLASTIC ZIPPER CLOSURE MEASUREMENT X-RAY TRANSPARENT IS EASY TO APPLY AND REMOVE IT HAS A PUSH-PULL VALVE FOR HASSLE-FREE INFLATION 2 X INFLATION TUBES WITH INLET TAPS, HIGH-FREQUENCY HEAT WELDED SEAMS LATEX-FREEING" | REHABILITATION AND PHYSIOTHERAPY SUPPLIES
12186 | 4227200700000 | SPLINTING ACCESSORIES, BENDER, WIRE, 90 DEGREE, WITH CUSHION HAND GRIPS | REHABILITATION AND PHYSIOTHERAPY SUPPLIES
12187 | 4224200601100 | SPLINTING ACCESSORIES, COMPOSITE, FINGER, FLEXION LOOP, ATTACHMENTS, HELPS ACHIEVE END RANGES OF MCP, PIP, AND DIP JOINT FLEXION, STRAPS WRAP AROUND THE FIRST AND THIRD PHALANX TO INCREASE PIP/DIP FLEXION THEN ATTACH TO THE GAUNTLET AND WRAP AROUND THE FIRST AND THIRD PHALANX, PULLING THE MCP INTO FLEXION WHILE INCREASING PIP/DIP FLEXION, LATEX FREE. PACK OF 4/STRAPS | REHABILITATION AND PHYSIOTHERAPY SUPPLIES
12188 | 4224150004500 | SPLINTING ACCESSORIES, ECONOMY, STRAPPING, MATERIALS, A SOFT PILE LOOP FABRIC LAMINATED TO BOTH SIDES OF 1/5 INCHES, THICK FOAM PADDING, THE DOUBLE LAMINATING OVER 1, 000 CLOSURES MAKING IT AN EXCELLENT CHOICE WHEN A SOFT, NON-STRETCHING, DURABLE STRAPPING MATERIAL IS DESIRED, LATEX FREE, 1 INCH X 10 YARDS | REHABILITATION AND PHYSIOTHERAPY SUPPLIES
12189 | 4224150004600 | SPLINTING ACCESSORIES, ECONOMY, STRAPPING, MATERIALS, A SOFT PILE LOOP FABRIC LAMINATED TO BOTH SIDES OF 1/5 INCHES, THICK FOAM PADDING, THE DOUBLE LAMINATING OVER 1, 000 CLOSURES MAKING IT AN EXCELLENT CHOICE WHEN A SOFT, NON-STRETCHING, DURABLE STRAPPING MATERIAL IS DESIRED, LATEX FREE, 2 INCHES X 10 YARDS | REHABILITATION AND PHYSIOTHERAPY SUPPLIES
12190 | 4224150001400 | SPLINTING ACCESSORIES, ELASTOMER, PUTTY, USED TO BUILD UP SURFACES OF GLOVES OR SPLINTS TO PUT PRESSURE ON AND BREAK UP SCAR TISSUE, MORE THAN 800 GM, WITH MEASURING SCOOP | REHABILITATION AND PHYSIOTHERAPY SUPPLIES
12191 | 4224180704900 | SPLINTING ACCESSORIES, FINGER TRAPPER, USED IN DYNAMIC SPLINT TO PROVIDE TRACTION, CIRCUMFERENTIAL DESIGN, THIS SPLINT IS BREATHABLE, FREE SIZE, PACK OF 25 | REHABILITATION AND PHYSIOTHERAPY SUPPLIES
12192 | 4224150203500 | SPLINTING ACCESSORIES, GEL PADDING, HELP DIFFUSE AND DISTRIBUTE PRESSURE, HELPS DISPERSE ENERGY OF IMPACTS AND REDUCE SKIN SHEAR, SIZE: 3.2MM X 250MM X 340MM SHEET | REHABILITATION AND PHYSIOTHERAPY SUPPLIES
12193 | 4224150206300 | SPLINTING ACCESSORIES, GEL PADDING, HELP DIFFUSE AND DISTRIBUTE PRESSURE, HELPS DISPERSE ENERGY OF IMPACTS AND REDUCE SKIN SHEAR, SIZE: 4.8MM X 250MM X 340MM SHEET | REHABILITATION AND PHYSIOTHERAPY SUPPLIES
12194 | 4224150206400 | SPLINTING ACCESSORIES, GEL PADDING, HELP DIFFUSE AND DISTRIBUTE PRESSURE, HELPS DISPERSE ENERGY OF IMPACTS AND REDUCE SKIN SHEAR, SIZE: 6.4MM X 250MM X 340MM SHEET | REHABILITATION AND PHYSIOTHERAPY SUPPLIES
12195 | 4224150007000 | SPLINTING ACCESSORIES, LOOP, STRETCHABLE, FASTENING, COLOR BEIGE, SIZE: 2.5 CM X 9 M | REHABILITATION AND PHYSIOTHERAPY SUPPLIES
12196 | 4224150007100 | SPLINTING ACCESSORIES, LOOP, STRETCHABLE, WHITE, SIZE 2.5 CM X 9 M | REHABILITATION AND PHYSIOTHERAPY SUPPLIES
12197 | 4224150204300 | SPLINTING ACCESSORIES, LOW-TACK POLYCUSHION PADDING, WITH LESS AGGRESSIVE ADHESIVE IDEAL FOR SPLINTS THAT REQUIRE FREQUENT PADDING CHANGES, LOW TACK PADDING PEELS OFF AFTER APPLICATION TO A SPLINT WITHOUT LEAVING A STICKY RESIDUE, CLOSED CELL. SIZE: 3.2MM X 45CM X 61CM. CASE OF 4 COLOR BEIGE | REHABILITATION AND PHYSIOTHERAPY SUPPLIES
12198 | 4224150206500 | SPLINTING ACCESSORIES, NEOPRENE ROLLS, CONSISTS OF NYLON LINING ON ONE SIDE AND PILE MATERIAL ON THE OTHER OVER A RUBBER CORE, EASY HOOK ATTACHMENT, LIGHTWEIGHT AND NON BULKY, 3.2 MM THICKNESS, 3.8 CM X 3.2 MM | REHABILITATION AND PHYSIOTHERAPY SUPPLIES
12199 | 4224150206600 | SPLINTING ACCESSORIES, NEOPRENE ROLLS, CONSISTS OF NYLON LINING ON ONE SIDE AND PILE MATERIAL ON THE OTHER OVER A RUBBER CORE, EASY HOOK ATTACHMENT, LIGHTWEIGHT AND NON BULKY, 3.2 MM THICKNESS, 5 CM X 3.2 MM | REHABILITATION AND PHYSIOTHERAPY SUPPLIES
12200 | 4224150207400 | "SPLINTING ACCESSORIES, PADDING MATERIAL, SOFT, SELF-ADHESIVE, CLOSED-CELL PADDING, SIZE: APPROXIMATELY 46 CM X 61 CM" | REHABILITATION AND PHYSIOTHERAPY SUPPLIES
12201 | 4224150207300 | "SPLINTING ACCESSORIES, PADDING, OPEN CELL PADDING MATERIAL, SLOW RECOVERY SELF ADHESIVE PADDING, SOFT DENSITY, APPROXIMATELY 9.5 MM X 41 CM X 61 CM" | REHABILITATION AND PHYSIOTHERAPY SUPPLIES
12202 | 4224150208100 | "SPLINTING ACCESSORIES, PADDING, SOFT ADHESIVE, MOLESTICK OR EQUIVALENT, APPROXIMATELY 23 CM X 3.7 M (+/- 2)" | REHABILITATION AND PHYSIOTHERAPY SUPPLIES
12203 | 4224200017200 | SPLINTING ACCESSORIES, REEL WIRE SPRING 16.5 GAUGE WIRE, 18M RECOMMENDED FOR USE IN DYNAMIC SPLINTING OF PIP JOINTS THE WING NUT BRAKE ALLOWS FOR GREATER CONTROL AND EASIER HANDLING DURING FABRICATION | REHABILITATION AND PHYSIOTHERAPY SUPPLIES
12204 | 4410171600200 | SPLINTING ACCESSORIES, REVOLVING HOLE PUNCH, MADE FROM FORGED STEEL | REHABILITATION AND PHYSIOTHERAPY SUPPLIES
12205 | 4412161801500 | SPLINTING ACCESSORIES, SCISSORS, BANDAGE SCISSORS, IDEAL FOR REMOVING AND TRIMMING OF THERMOPLASTIC SPLINTING MATERIAL, STAINLESS STEEL BLADES WITH BLUNT TIPS TO PROVIDE SAFETY DURING REMOVAL | REHABILITATION AND PHYSIOTHERAPY SUPPLIES
12206 | 4412161800900 | SPLINTING ACCESSORIES, SCISSORS, BANDAGE SCISSORS, WITH 18 CM, STAINLESS STEEL BLADES WITH PLASTIC TIP | REHABILITATION AND PHYSIOTHERAPY SUPPLIES
12207 | 4224180705700 | SPLINTING ACCESSORIES, SOFT FINGER LOOP SLINGS, ULTRA SUEDE FINGER SLING WITH GROMMET, 2.2 X 10 CM, PACKAGE OF 10, BEIGE | REHABILITATION AND PHYSIOTHERAPY SUPPLIES
12208 | 4224150007200 | SPLINTING ACCESSORIES, STRAP, PERMANENTLY BONED BACK TO BACK STRAPPING OF WHITE HOOK AND BLUE LOOP, SIZE: 2.5 CM X 9 M | REHABILITATION AND PHYSIOTHERAPY SUPPLIES
12209 | 4224152008600 | "SPLINTING ACCESSORIES, STRAP, SELF ADHESIVE D-RING FASTENING SYSTEM CUSHION, 2.5X30 CM, NOT STRETCHABLE, (PER PACK)" | REHABILITATION AND PHYSIOTHERAPY SUPPLIES
12210 | 4224152008800 | "SPLINTING ACCESSORIES, STRAP, SELF ADHESIVE D-RING FASTENING SYSTEM CUSHION, 2.5X45 CM, NOT STRETCHABLE, (PER PACK)" | REHABILITATION AND PHYSIOTHERAPY SUPPLIES
12211 | 4224152009000 | "SPLINTING ACCESSORIES, STRAP, SELF ADHESIVE D-RING FASTENING SYSTEM CUSHION, 5X38 CM, NOT STRETCHABLE, (PER PACK)" | REHABILITATION AND PHYSIOTHERAPY SUPPLIES
12212 | 4224152009100 | "SPLINTING ACCESSORIES, STRAP, SELF ADHESIVE D-RING FASTENING SYSTEM CUSHION, 5X45 CM, NOT STRETCHABLE, (PER PACK)" | REHABILITATION AND PHYSIOTHERAPY SUPPLIES
12213 | 4224150007500 | "SPLINTING ACCESSORIES, STRAP, VELCRO, PERMANENTLY BONED BACK TO BACK STRAPPING, PULLS APART, EASILY FOR DONNING AND DOFFING, APPROXIMATELY 2.5 CM X 10 YARDS, ROLL, 2.5 CM X 9.14 M, BLACK" | REHABILITATION AND PHYSIOTHERAPY SUPPLIES
12214 | 4224190100400 | SPLINTING ACCESSORY, DYNAMIC SPLINT OUTRIGGER ACCESSORY KIT, (5 LINE GUIDES, 3 WING NUTS, 5 THUMB SCREWS) | REHABILITATION AND PHYSIOTHERAPY SUPPLIES
12215 | 4224152004100 | SPLINTING ACCESSORY, STRAP, SELF ADHESIVE, HOOK + LOOP, (VELCRO OR EQUIVALENT) ROLL 25M, 25 MM APPROXIMATELY, WHITE | REHABILITATION AND PHYSIOTHERAPY SUPPLIES
12216 | 4224151001500 | "SPLINTING MATERIAL, THERMOPLASTIC SHEET, MODERATE STRETCHING, LOW MEMORY, RIGID, NON STICK, 1% PERFORATED APPROXIMATELY, THICKNESS 2.4 MM SIZE 60 X 90 CM APPROXIMATELY, WHITE OR BEIGE" | REHABILITATION AND PHYSIOTHERAPY SUPPLIES
12217 | 4224151008500 | "SPLINTING MATERIAL, THERMOPLASTIC SHEET, MODERATE STRETCHING, HIGH MEMORY, NON STICK, 1% PERFORATED APPROXIMATELY, THICKNESS 3.2 MM SIZE 60 X 90 CM APPROXIMATELY, WHITE OR BEIGE" | REHABILITATION AND PHYSIOTHERAPY SUPPLIES
12218 | 4224151010800 | "SPLINTING MATERIAL, THERMOPLASTIC SHEET, MODERATE STRETCHING, MODERATE DRAPING, MODERATE MEMORY, STICK, RIGID, 1% PERFORATED APPROXIMATELY, THICKNESS 3.2 MM SIZE 60 X 90 CM APPROXIMATELY, WHITE" | REHABILITATION AND PHYSIOTHERAPY SUPPLIES
12219 | 4224151014600 | "SPLINTING MATERIAL, THERMOPLASTIC SHEET, HIGH STRETCHING, MODERATE MEMORY, NON STICK, 38% PERFORATED APPROXIMATELY, THICKNESS 2.4 MM SIZE 45 X 60 CM APPROXIMATELY" | REHABILITATION AND PHYSIOTHERAPY SUPPLIES
12220 | 4224151016100 | "SPLINTING MATERIAL, THERMOPLASTIC SHEET, MODERATE STRETCHING, HIGH MEMORY, NON STICK, 38% PERFORATED APPROXIMATELY, THICKNESS 3.2 MM SIZE 45 X 60 CM APPROXIMATELY" | REHABILITATION AND PHYSIOTHERAPY SUPPLIES
12221 | 4224151009400 | SPLINTING MATERIAL, THERMOPLASTIC SHEET, HIGH STRETCHING, HIGH MEMORY, NON STICK, NON PERFORATED, THICKNESS 3.2 MM SIZE 60 X 90 CM APPROXIMATELY, WHITE OR BEIGE | REHABILITATION AND PHYSIOTHERAPY SUPPLIES
12222 | 4224150008800 | "SPLINTING MATERIAL, THERMOPLASTIC SHEET, HIGH STRETCHING, LOW MEMORY, HIGH DRAPING, NON STICK, NON PERFORATED, THICKNESS 2.4 MM SIZE 45 X 60 CM APPROXIMATELY, WHITE OR BEIGE" | REHABILITATION AND PHYSIOTHERAPY SUPPLIES
12223 | 4224151013500 | "SPLINTING MATERIAL, THERMOPLASTIC SHEET, MODERATE DRAPING, HIGH MEMORY, STICK, RIGID, 1% PERFORATED APPROXIMATELY, THICKNESS 3.2 MM SIZE 45 X 60 CM APPROXIMATELY, WHITE" | REHABILITATION AND PHYSIOTHERAPY SUPPLIES
12224 | 4224151013400 | "SPLINTING MATERIAL, THERMOPLASTIC SHEET, LOW STRETCHING, LOW MEMORY, LOW DRAPING, RIGID, STICK, NON PERFORATED, THICKNESS 3.2 MM SIZE 45 X 60 CM APPROXIMATELY, WHITE" | REHABILITATION AND PHYSIOTHERAPY SUPPLIES
12225 | 4224150009100 | "SPLINTING MATERIAL, THERMOPLASTIC SHEET, HIGH STRETCHING, HIGH MEMORY, HIGH DRAPING, RIGID, STICK, 1% PERFORATED APPROXIMATELY, THICKNESS 4.2 MM SIZE 60 X 90 CM APPROXIMATELY" | REHABILITATION AND PHYSIOTHERAPY SUPPLIES
12226 | 4224151011900 | "SPLINTING MATERIAL, THERMOPLASTIC SHEET, MODERATE STRETCHING, HIGH MEMORY, NON STICK, 19% PERFORATED APPROXIMATELY, THICKNESS 1.6 MM SIZE 45 X 60 CM APPROXIMATELY, WHITE OR BEIGE" | REHABILITATION AND PHYSIOTHERAPY SUPPLIES
12227 | 4224151012600 | "SPLINTING MATERIAL, THERMOPLASTIC SHEET, MODERATE STRETCHING, HIGH MEMORY, NON STICK, 19% PERFORATED APPROXIMATELY, THICKNESS 2.4 MM SIZE 45 X 60 CM APPROXIMATELY, PURPLE" | REHABILITATION AND PHYSIOTHERAPY SUPPLIES
12228 | 4224151012000 | "SPLINTING MATERIAL, THERMOPLASTIC SHEET, MODERATE STRETCHING, HIGH MEMORY, NON STICK, 19% PERFORATED APPROXIMATELY, THICKNESS 2.4 MM SIZE 45 X 60 CM APPROXIMATELY, WHITE OR BEIGE" | REHABILITATION AND PHYSIOTHERAPY SUPPLIES
12229 | 4224151012300 | "SPLINTING MATERIAL, THERMOPLASTIC SHEET, MODERATE STRETCHING, HIGH MEMORY, NON STICK, 19% PERFORATED APPROXIMATELY, THICKNESS 3.2 MM SIZE 45 X 60 CM APPROXIMATELY, WHITE OR BEIGE" | REHABILITATION AND PHYSIOTHERAPY SUPPLIES
12230 | 4224151012200 | "SPLINTING MATERIAL, THERMOPLASTIC SHEET, MODERATE STRETCHING, HIGH MEMORY, NON STICK, 38% PERFORATED APPROXIMATELY, THICKNESS 2.4 MM SIZE 45 X 60 CM APPROXIMATELY, WHITE OR BEIGE" | REHABILITATION AND PHYSIOTHERAPY SUPPLIES
12231 | 4224151012100 | "SPLINTING MATERIAL, THERMOPLASTIC SHEET, MODERATE STRETCHING, HIGH MEMORY, NON STICK, NON PERFORATED, THICKNESS 2.4 MM SIZE 45 X 60 CM APPROXIMATELY, WHITE OR BEIGE" | REHABILITATION AND PHYSIOTHERAPY SUPPLIES
12232 | 4224151011800 | "SPLINTING MATERIAL, THERMOPLASTIC SHEET, LOW STRETCHING, HIGH MEMORY, NON STICK, 13% PERFORATED APPROXIMATELY, THICKNESS 1.6 MM SIZE 45 X 60 CM APPROXIMATELY, WHITE OR BEIGE" | REHABILITATION AND PHYSIOTHERAPY SUPPLIES
12233 | 4224151011700 | "SPLINTING MATERIAL, THERMOPLASTIC SHEET, LOW STRETCHING, HIGH MEMORY, NON STICK, NON PERFORATED, THICKNESS 1.6 MM SIZE 45 X 60 CM APPROXIMATELY, WHITE OR BEIGE" | REHABILITATION AND PHYSIOTHERAPY SUPPLIES
12234 | 4224151011600 | "SPLINTING MATERIAL, THERMOPLASTIC SHEET, LOW STRETCHING, HIGH MEMORY, NON STICK, NON PERFORATED, THICKNESS 3.2 MM SIZE 45 X 60 CM APPROXIMATELY, WHITE OR BEIGE" | REHABILITATION AND PHYSIOTHERAPY SUPPLIES
12235 | 4224151010700 | SPLINTING MATERIAL, THERMOPLASTIC SHEET, LOW STRETCHING, HIGH MEMORY, STICK, NON PERFORATED APPROXIMATELY, THICKNESS 1.6MM SIZE 30 X 45 CM APPROXIMATELY, WHITE OR BEIGE | REHABILITATION AND PHYSIOTHERAPY SUPPLIES
12236 | 4224151013200 | "SPLINTING MATERIAL, THERMOPLASTIC SHEET, LOW STRETCHING, LOW MEMORY, STICK, RIGID, 1% PERFORATED APPROXIMATELY, THICKNESS 1.6 MM SIZE 30 X 45 CM APPROXIMATELY, WHITE" | REHABILITATION AND PHYSIOTHERAPY SUPPLIES
12237 | 4224151010400 | "SPLINTING MATERIAL, THERMOPLASTIC SHEET, LOW STRETCHING, LOW MEMORY, STICK, RIGID, 1% PERFORATED, THICKNESS 3.2 MM SIZE 45 X 60 CM APPROXIMATELY, WHITE OR BEIGE" | REHABILITATION AND PHYSIOTHERAPY SUPPLIES
12238 | 4224151010200 | "SPLINTING MATERIAL, THERMOPLASTIC SHEET, LOW STRETCHING, LOW MEMORY, STICK, RIGID, 19% PERFORATED, THICKNESS 2.4 MM SIZE 45 X 60 CM APPROXIMATELY" | REHABILITATION AND PHYSIOTHERAPY SUPPLIES
12239 | 4224151013300 | "SPLINTING MATERIAL, THERMOPLASTIC SHEET, LOW STRETCHING, LOW MEMORY, STICK, RIGID, NON PERFORATED, THICKNESS 1.6 MM SIZE 30 X 45 CM APPROXIMATELY, WHITE OR BEIGE" | REHABILITATION AND PHYSIOTHERAPY SUPPLIES
12240 | 4224151010100 | "SPLINTING MATERIAL, THERMOPLASTIC SHEET, LOW STRETCHING, LOW MEMORY, STICK, RIGID, NON PERFORATED, THICKNESS 2.4 MM SIZE 45 X 60 CM APPROXIMATELY" | REHABILITATION AND PHYSIOTHERAPY SUPPLIES
12241 | 4224151010300 | "SPLINTING MATERIAL, THERMOPLASTIC SHEET, LOW STRETCHING, LOW MEMORY, STICK, RIGID, NON PERFORATED, THICKNESS 3.2 MM SIZE 45 X 60 CM APPROXIMATELY" | REHABILITATION AND PHYSIOTHERAPY SUPPLIES
12242 | 4224150202900 | "SPLINTING MATERIAL, THERMOPLASTIC SHEET, MODERATE STRETCHING, HIGH MEMORY, NON STICK, 13% PERFORATED APPROXIMATELY, THICKNESS 1.6 MM SIZE 45 X 60 CM APPROXIMATELY, BEIGE" | REHABILITATION AND PHYSIOTHERAPY SUPPLIES
12243 | 4224150003300 | SPLINTS, MALLET FINGER SPLINT, SUPPORTS THE DIP IN EXTENSION WHILE PERMITTING UNRESTRICTED MOVEMENT OF THE PIP JOINTS, NORMALLY USED WITHOUT PADDING, WITH A SMALL ADHESIVE STRIP OR STAX STRAPS TO ELEVATE THE DISTAL JOINT TO ITS PROPER EXTENDED POSITION. BOX OF ASSORTED SIZES | REHABILITATION AND PHYSIOTHERAPY SUPPLIES
12244 | 4224150003400 | SPLINTS, MALLET FINGER SPLINT, SUPPORTS THE DIP IN EXTENSION WHILE PERMITTING UNRESTRICTED MOVEMENT OF THE PIP JOINTS, NORMALLY USED WITHOUT PADDING, STRAP ON THE MIDDLE PHALANX, WITH A SMALL ADHESIVE STRIP OR STAX STRAPS TO ELEVATE THE DISTAL JOINT TO ITS PROPER EXTENDED POSITION. SIZE 1 | REHABILITATION AND PHYSIOTHERAPY SUPPLIES
12245 | 4224150003500 | SPLINTS, MALLET FINGER SPLINT, SUPPORTS THE DIP IN EXTENSION WHILE PERMITTING UNRESTRICTED MOVEMENT OF THE PIP JOINTS, NORMALLY USED WITHOUT PADDING, STRAP ON THE MIDDLE PHALANX, WITH A SMALL ADHESIVE STRIP OR STAX STRAPS TO ELEVATE THE DISTAL JOINT TO ITS PROPER EXTENDED POSITION. SIZE 2 | REHABILITATION AND PHYSIOTHERAPY SUPPLIES
12246 | 4224150003600 | SPLINTS, MALLET FINGER SPLINT, SUPPORTS THE DIP IN EXTENSION WHILE PERMITTING UNRESTRICTED MOVEMENT OF THE PIP JOINTS, NORMALLY USED WITHOUT PADDING, STRAP ON THE MIDDLE PHALANX, WITH A SMALL ADHESIVE STRIP OR STAX STRAPS TO ELEVATE THE DISTAL JOINT TO ITS PROPER EXTENDED POSITION. SIZE 3 | REHABILITATION AND PHYSIOTHERAPY SUPPLIES
12247 | 4224150003700 | SPLINTS, MALLET FINGER SPLINT, SUPPORTS THE DIP IN EXTENSION WHILE PERMITTING UNRESTRICTED MOVEMENT OF THE PIP JOINTS, NORMALLY USED WITHOUT PADDING, STRAP ON THE MIDDLE PHALANX, WITH A SMALL ADHESIVE STRIP OR STAX STRAPS TO ELEVATE THE DISTAL JOINT TO ITS PROPER EXTENDED POSITION. SIZE 4 | REHABILITATION AND PHYSIOTHERAPY SUPPLIES
12248 | 4224150003800 | SPLINTS, MALLET FINGER SPLINT, SUPPORTS THE DIP IN EXTENSION WHILE PERMITTING UNRESTRICTED MOVEMENT OF THE PIP JOINTS, NORMALLY USED WITHOUT PADDING, STRAP ON THE MIDDLE PHALANX, WITH A SMALL ADHESIVE STRIP OR STAX STRAPS TO ELEVATE THE DISTAL JOINT TO ITS PROPER EXTENDED POSITION. SIZE 5 | REHABILITATION AND PHYSIOTHERAPY SUPPLIES
12249 | 4224150003900 | SPLINTS, MALLET FINGER SPLINT, SUPPORTS THE DIP IN EXTENSION WHILE PERMITTING UNRESTRICTED MOVEMENT OF THE PIP JOINTS, NORMALLY USED WITHOUT PADDING, STRAP ON THE MIDDLE PHALANX, WITH A SMALL ADHESIVE STRIP OR STAX STRAPS TO ELEVATE THE DISTAL JOINT TO ITS PROPER EXTENDED POSITION. SIZE 5 1/2 | REHABILITATION AND PHYSIOTHERAPY SUPPLIES
12250 | 4224150004000 | SPLINTS, MALLET FINGER SPLINT, SUPPORTS THE DIP IN EXTENSION WHILE PERMITTING UNRESTRICTED MOVEMENT OF THE PIP JOINTS, NORMALLY USED WITHOUT PADDING, STRAP ON THE MIDDLE PHALANX, WITH A SMALL ADHESIVE STRIP OR STAX STRAPS TO ELEVATE THE DISTAL JOINT TO ITS PROPER EXTENDED POSITION. SIZE 6 | REHABILITATION AND PHYSIOTHERAPY SUPPLIES
12251 | 4224150004100 | SPLINTS, MALLET FINGER SPLINT, SUPPORTS THE DIP IN EXTENSION WHILE PERMITTING UNRESTRICTED MOVEMENT OF THE PIP JOINTS, NORMALLY USED WITHOUT PADDING, STRAP ON THE MIDDLE PHALANX, WITH A SMALL ADHESIVE STRIP OR STAX STRAPS TO ELEVATE THE DISTAL JOINT TO ITS PROPER EXTENDED POSITION. SIZE 7 | REHABILITATION AND PHYSIOTHERAPY SUPPLIES
12252 | 4225150001100 | THERAPEUTIC, "COLORCARDS: SIMPLE SEQUENCES PICTURES" - COLORFUL PHOTOGRAPHS OF SIMPLE SEQUENCES OFFER 12 DIFFERENT 2-STEP SEQUENCES AND EIGHT 3-STEP SEQUENCES, SO THAT YOU CAN BEGIN WORK WITH "BEFORE AND AFTER" AND PROGRESS TO PUTTING THE LONGER SEQUENCES IN LOGICAL ORDER. FEATURING EVERYDAY ACTIVITIES THAT CHILDREN CAN RELATE TO. THESE CARDS CAN ALSO BE USED AS REMINDERS FOR COMPLETING A TASK, LIKE BRUSHING TEETH, TAKING OUT THE TRASH, TURNING OFF THE LAMP, RIDING A BIKE, AND DECORATING A CAKE. 48 CARDS | REHABILITATION AND PHYSIOTHERAPY SUPPLIES
12253 | 4225150001200 | THERAPEUTIC, "JUST FOR ADULTS PHOTO CARDS" OR EQUIVALENT, INCREASE LEVEL OF INDEPENDENCE, IMPROVE PROBLEM-SOLVING SKILLS AND FLEXIBILITY IN THINKING, RESPOND APPROPRIATELY TO SAFETY SITUATIONS, DEVELOP ABSTRACT REASONING AND IMPROVE ORGANIZATIONAL SKILLS. | REHABILITATION AND PHYSIOTHERAPY SUPPLIES
12254 | 4225150001300 | THERAPEUTIC, BASIC SEQUENCES, COGNITIVE ASSESSMENT TOOL THAT HELPS PROMOTE AND ESTABLISH A BASIC UNDERSTANDING OF ORDER AND DIRECTION, LOGICAL THOUGHT, AND EXPRESSIVE LANGUAGE SKILLS. THIS SET INCLUDES SIXTEEN 3-STEP SEQUENCES OF | REHABILITATION AND PHYSIOTHERAPY SUPPLIES
12255 | 4225150001400 | THERAPEUTIC, BEAD SEQUENCING SET, INCLUDES 45 MULTICOLORED BEADS AND 10 SEQUENCING PATTERNS, FIVE HARDWOOD, 1 1/2 INCH DIAMETER, DOWELS COMES WITH STORAGE BOX, FOR AGES 4 YEARS AND UP, LATEX FREE | REHABILITATION AND PHYSIOTHERAPY SUPPLIES
12256 | 4225150001500 | THERAPEUTIC, CHILDREN’S MANUAL DEXTERITY VESTS - PRACTICE ADL SKILLS, FINE MOTOR COORDINATION AND PROBLEM SOLVING WITH THIS SET OF FOUR, HEAVY-DUTY, COTTON-POLYESTER VESTS. THREE VESTS ASSIST WITH SPECIFIC SKILLS—SNAPPING, BUTTONING AND ZIPPING. THE FOURTH IS A COMBINATION VEST WITH BUTTON AND ZIPPER. ELASTIC PANELS FOR ONE-SIZE-FITS-ALL CONVENIENCE. VESTS ARE 13-1/2 W X 18 L INCH. LATEX FREE | REHABILITATION AND PHYSIOTHERAPY SUPPLIES
12257 | 4225150001600 | THERAPEUTIC, COGNITIVE RETRAINING WORKBOOKS: SIMPLE COGNITIVE TASKS, SET OF 3 SIMPLE COGNITIVE TASKS, MARY EVANOFSKI. THIS WONDERFUL THREE-BOOK SET OF BEGINNING TASKS IS DESIGNED TO HELP CLIENTS GET BACK ON THE ROAD TO RECOVERY AFTER ANY NEUROLOGICAL | REHABILITATION AND PHYSIOTHERAPY SUPPLIES
12258 | 4224200017300 | THERAPEUTIC, COUNTDOWN TIMER, LONG RING WITH SPRING WOUND MOVEMENT HAS A 60-MINUTE TIMER, FREESTANDING AND PORTABLE, ONE MINUTE TO 60 MINUTE TIMING CAPACITY, ABOUT 10 SECOND LOUD LONG RING, HIGH IMPACT, DURABLE PLASTIC CASE, EASY TO READ AND OPERATE A NEUTRAL CONNECTION IS NOT REQUIRED FOR INSTALLATION, NO BATTERIES REQUIRED | REHABILITATION AND PHYSIOTHERAPY SUPPLIES
12259 | 4221150300800 | THERAPEUTIC, FUNCTIONAL GRIP PUSH-UP, COMES WITH SPACERS ADJUST HEIGHT FROM 7 INCH TO 9 INCH. UNDERSIDE FEATURES NO-SLIP PADS. SET OF TWO. LATEX-FREE | REHABILITATION AND PHYSIOTHERAPY SUPPLIES
12260 | 4221150300900 | THERAPEUTIC, HAND CONES WITH A SOFT VELCRO STRAP, CLEAR ACRYLIC AND WASHABLE TERRY CLOTH COVERS, 11CM HIGH | REHABILITATION AND PHYSIOTHERAPY SUPPLIES
12261 | 4225162701000 | THERAPEUTIC, HAND EXERCISE, DEVELOPS ISOLATED FINGER STRENGTH, FLEXIBILITY AND COORDINATION, 1.5 LBS RESISTANCE | REHABILITATION AND PHYSIOTHERAPY SUPPLIES
12262 | 4225162700900 | THERAPEUTIC, HAND EXERCISE, DEVELOPS ISOLATED FINGER STRENGTH, FLEXIBILITY AND COORDINATION, 3.0 LBS RESISTANCE | REHABILITATION AND PHYSIOTHERAPY SUPPLIES
12263 | 4225162700800 | THERAPEUTIC, HAND EXERCISE, DEVELOPS ISOLATED FINGER STRENGTH, FLEXIBILITY AND COORDINATION, 5.0 LBS RESISTANCE | REHABILITATION AND PHYSIOTHERAPY SUPPLIES
12264 | 4225162700700 | THERAPEUTIC, HAND EXERCISE, DEVELOPS ISOLATED FINGER STRENGTH, FLEXIBILITY AND COORDINATION, 7.0 LBS RESISTANCE | REHABILITATION AND PHYSIOTHERAPY SUPPLIES
12265 | 4225162701100 | THERAPEUTIC, HAND EXERCISE, DEVELOPS ISOLATED FINGER STRENGTH, FLEXIBILITY AND COORDINATION, 9.0 LBS RESISTANCE | REHABILITATION AND PHYSIOTHERAPY SUPPLIES
12266 | 4225160002600 | THERAPEUTIC, HAND EXERCISER, 30 STACKING CONES UPPER EXTREMITY THERAPY CONES HELP INDIVIDUALS INCREASE THEIR COORDINATION AND RANGE OF MOTION WASHABLE, NON-TOXIC AND IMPACT RESISTANT ACRYLIC CONES ARE 4¼ IN (11CM) HIGH WITH A 2½ IN BASE DIAMETER, SIX TRANSLUCENT COLORS EACH BLUE, GREEN, RED, AMBER, SMOKE AND CLEAR. MOLDED ABS PLASTIC BASE MEASURES L- 14-1/2IN X W- 8 IN | REHABILITATION AND PHYSIOTHERAPY SUPPLIES
12267 | 4225161200800 | THERAPEUTIC, HAND EXERCISER, FINGER WEIGHTS, HELPS STRENGTHEN AND REHABILITATE THE FINGER, MULTICOLORED, SETS OF 10 | REHABILITATION AND PHYSIOTHERAPY SUPPLIES
12268 | 4225161800500 | THERAPEUTIC, HAND EXERCISER, GEL BALL, COLOR CODED TO PROVIDE VARIABLE RESISTANCE TRAINING FOR HANDS, FINGERS, AND FOREARMS, RETURN BACK TO THEIR ORIGINAL SHAPE AFTER EACH SQUEEZE, HELPS STRENGTHEN SPECIFIC FINGER OR THUMB, WASHABLE, LEAVE NO MESSY RESIDUE, EXTRA-SOFT | REHABILITATION AND PHYSIOTHERAPY SUPPLIES
12269 | 4225161800600 | THERAPEUTIC, HAND EXERCISER, GEL BALL, COLOR CODED TO PROVIDE VARIABLE RESISTANCE TRAINING FOR HANDS, FINGERS, AND FOREARMS, RETURN BACK TO THEIR ORIGINAL SHAPE AFTER EACH SQUEEZE, HELPS STRENGTHEN SPECIFIC FINGER OR THUMB, WASHABLE, LEAVE NO MESSY RESIDUE, SOFT | REHABILITATION AND PHYSIOTHERAPY SUPPLIES
12270 | 4225161800400 | THERAPEUTIC, HAND EXERCISER, GEL BALLS, COLOR CODED TO PROVIDE VARIABLE RESISTANCE TRAINING FOR HANDS, FINGERS, AND FOREARMS, RETURN BACK TO THEIR ORIGINAL SHAPE AFTER EACH SQUEEZE, HELPS STRENGTHEN SPECIFIC FINGER OR THUMB, WASHABLE, LEAVE NO MESSY RESIDUE, (SET OF ALL RESISTANCE, SOFT, MEDIUM, FIRM, EXTRA-SOFT, EXTRA-FIRM), PACK OF 5 | REHABILITATION AND PHYSIOTHERAPY SUPPLIES
12271 | 4225162700200 | THERAPEUTIC, HAND EXERCISER, POWER WEB EXERCISER COMBO, HAND STRENGTHENING EXERCISER FEATURES TWO RESISTANCE LEVEL IN ONE OFFERING GREATER FLEXIBILITY AND VALUE, DIAMETER 35.5 CM, LIGHT/HEAVY RESISTANCE COMBINATION | REHABILITATION AND PHYSIOTHERAPY SUPPLIES
12272 | 4225162700300 | THERAPEUTIC, HAND EXERCISER, POWER WEB EXERCISER COMBO, HAND STRENGTHENING EXERCISER FEATURES TWO RESISTANCE LEVEL IN ONE OFFERING GREATER FLEXIBILITY AND VALUE, DIAMETER 35.5 CM, MEDIUM/SUPER HEAVY RESISTANCE COMBINATION | REHABILITATION AND PHYSIOTHERAPY SUPPLIES
12273 | 4225162700100 | THERAPEUTIC, HAND EXERCISER, POWER WEB EXERCISER COMBO, HAND STRENGTHENING EXERCISER FEATURES TWO RESISTANCE LEVEL IN ONE OFFERING GREATER FLEXIBILITY AND VALUE, DIAMETER 35.5 CM, ULTRALIGHT/MEDIUM RESISTANCE COMBINATION | REHABILITATION AND PHYSIOTHERAPY SUPPLIES
12274 | 4225160005700 | "THERAPEUTIC, HAND EXERCISER, PROVIDES A COMPLETE RECIPROCAL MUSCLE GROUP EXERCISE FOR THE HAND THROUGH FULL NATURAL PLANES OF MOTION, CONTAINS ONE RESISTANT BALL, TWO FLEXIBLE CORDS (FOR VARYING HAND SIZES) AND COMPLETE INSTRUCTIONS (FIRM)" | REHABILITATION AND PHYSIOTHERAPY SUPPLIES
12275 | 4225160005600 | "THERAPEUTIC, HAND EXERCISER, PROVIDES A COMPLETE RECIPROCAL MUSCLE GROUP EXERCISE FOR THE HAND THROUGH FULL NATURAL PLANES OF MOTION, CONTAINS ONE RESISTANT BALL, TWO FLEXIBLE CORDS (FOR VARYING HAND SIZES) AND COMPLETE INSTRUCTIONS (MEDIUM)" | REHABILITATION AND PHYSIOTHERAPY SUPPLIES
12276 | 4225160005500 | "THERAPEUTIC, HAND EXERCISER, PROVIDES A COMPLETE RECIPROCAL MUSCLE GROUP EXERCISE FOR THE HAND THROUGH FULL NATURAL PLANES OF MOTION, CONTAINS ONE RESISTANT BALL, TWO FLEXIBLE CORDS (FOR VARYING HAND SIZES) AND COMPLETE INSTRUCTIONS (SOFT)" | REHABILITATION AND PHYSIOTHERAPY SUPPLIES
12277 | 4225161801000 | THERAPEUTIC, HAND EXERCISER, PROVIDES A COMPLETE RECIPROCAL MUSCLE GROUP EXERCISE FOR THE HAND THROUGH FULL NATURAL PLANES OF MOTION, CONTAINS ONE RESISTANT BALL, TWO FLEXIBLE CORDS (FOR VARYING HAND SIZES) AND COMPLETE INSTRUCTIONS (3 PACK SET - ONE EACH SOFT, MEDIUM, AND FIRM) | REHABILITATION AND PHYSIOTHERAPY SUPPLIES
12278 | 4225160803700 | "THERAPEUTIC, PUTTY, EXTRA FIRM RESISTANCE, WEIGHT 2.3 KG WORKS TO STRENGTHEN HANDS AND HELP PREVENT FUTURE HAND AND WRIST PROBLEMS, AND HAND GRIP, EXERCISES, STRESS RELIEF EXERCISES, WRIST EXERCISES, AND UPPER ARM EXERCISES, IT IS FOR STRENGTHENING THE WEAKEST GRASP AND FOR DEVELOPING A STRONGER GRIP" | REHABILITATION AND PHYSIOTHERAPY SUPPLIES
12279 | 4225160803600 | "THERAPEUTIC, PUTTY, FIRM RESISTANCE, WEIGHT 2.3 KG WORKS TO STRENGTHEN HANDS AND HELP PREVENT FUTURE HAND AND WRIST PROBLEMS, AND HAND GRIP, EXERCISES, STRESS RELIEF EXERCISES, WRIST EXERCISES, AND UPPER ARM EXERCISES, IT IS FOR STRENGTHENING THE WEAKEST GRASP AND FOR DEVELOPING A STRONGER GRIP" | REHABILITATION AND PHYSIOTHERAPY SUPPLIES
12280 | 4225160803500 | "THERAPEUTIC, PUTTY, MEDIUM RESISTANCE, WEIGHT 2.3 KG WORKS TO STRENGTHEN HANDS AND HELP PREVENT FUTURE HAND AND WRIST PROBLEMS, AND HAND GRIP, EXERCISES, STRESS RELIEF EXERCISES, WRIST EXERCISES, AND UPPER ARM EXERCISES, IT IS FOR STRENGTHENING THE WEAKEST GRASP AND FOR DEVELOPING A STRONGER GRIP" | REHABILITATION AND PHYSIOTHERAPY SUPPLIES
12281 | 4225160803400 | "THERAPEUTIC, PUTTY, SOFT RESISTANCE, WEIGHT 2.3 KG WORKS TO STRENGTHEN HANDS AND HELP PREVENT FUTURE HAND AND WRIST PROBLEMS, AND HAND GRIP, EXERCISES, STRESS RELIEF EXERCISES, WRIST EXERCISES, AND UPPER ARM EXERCISES, IT IS FOR STRENGTHENING THE WEAKEST GRASP AND FOR DEVELOPING A STRONGER GRIP" | REHABILITATION AND PHYSIOTHERAPY SUPPLIES
12282 | 4225160803200 | "THERAPEUTIC, PUTTY, WORKS TO STRENGTHEN HANDS AND HELP PREVENT FUTURE HAND AND WRIST PROBLEMS, AND HAND GRIP, EXERCISES, STRESS RELIEF EXERCISES, WRIST EXERCISES, AND UPPER ARM EXERCISES, IT IS FOR STRENGTHENING THE WEAKEST GRASP AND FOR DEVELOPING A STRONGER GRIP (PACK OF FIVE DIFFERENT RESISTANCES 85GM EACH)" | REHABILITATION AND PHYSIOTHERAPY SUPPLIES
12283 | 4225160803300 | "THERAPEUTIC, PUTTY, X-SOFT RESISTANCE, WEIGHT 2.3 KG WORKS TO STRENGTHEN HANDS AND HELP PREVENT FUTURE HAND AND WRIST PROBLEMS, AND HAND GRIP, EXERCISES, STRESS RELIEF EXERCISES, WRIST EXERCISES, AND UPPER ARM EXERCISES, IT IS FOR STRENGTHENING THE WEAKEST GRASP AND FOR DEVELOPING A STRONGER GRIP" | REHABILITATION AND PHYSIOTHERAPY SUPPLIES
12284 | 4225162701300 | THERAPEUTIC, HAND EXERCISER, THUMB EXERCISER, THUMB STRENGTHENING TOOL HAS A PEN-LIKE DESIGN WITH ADJUSTABLE RESISTANCE BANDS TO PROVIDE THUMB FLEXOR EXERCISES AND THERAPY | REHABILITATION AND PHYSIOTHERAPY SUPPLIES
12285 | 4225160803900 | THERAPEUTIC, HAND EXERCISER, TWIST, BEND, BAR, RESISTANCE PORTABLE EXERCISER TO IMPROVE GRIP-STRENGTH, AND UPPER EXTREMITY FUNCTION, MADE FROM DRY NATURAL RUBBER, 30 CM LONG, EXTRA LIGHT | REHABILITATION AND PHYSIOTHERAPY SUPPLIES
12286 | 4225160804200 | THERAPEUTIC, HAND EXERCISER, TWIST, BEND, BAR, RESISTANCE PORTABLE EXERCISER TO IMPROVE GRIP-STRENGTH, AND UPPER EXTREMITY FUNCTION, MADE FROM DRY NATURAL RUBBER, 30 CM LONG, HEAVY | REHABILITATION AND PHYSIOTHERAPY SUPPLIES
12287 | 4225160804000 | THERAPEUTIC, HAND EXERCISER, TWIST, BEND, BAR, RESISTANCE PORTABLE EXERCISER TO IMPROVE GRIP-STRENGTH, AND UPPER EXTREMITY FUNCTION, MADE FROM DRY NATURAL RUBBER, 30 CM LONG, LIGHT | REHABILITATION AND PHYSIOTHERAPY SUPPLIES
12288 | 4225160804100 | THERAPEUTIC, HAND EXERCISER, TWIST, BEND, BAR, RESISTANCE PORTABLE EXERCISER TO IMPROVE GRIP-STRENGTH, AND UPPER EXTREMITY FUNCTION, MADE FROM DRY NATURAL RUBBER, 30 CM LONG, MEDIUM | REHABILITATION AND PHYSIOTHERAPY SUPPLIES
12289 | 4225160803800 | THERAPEUTIC, HAND EXERCISER, TWIST, BEND, BAR, RESISTANCE PORTABLE EXERCISER, A LIGHTWEIGHT AND PORTABLE EXERCISER, TO IMPROVE GRIP-STRENGTH, AND UPPER EXTREMITY FUNCTION, MADE FROM DRY NATURAL RUBBER, 30 CM LONG. 6-PIECE SET | REHABILITATION AND PHYSIOTHERAPY SUPPLIES
12290 | 4225150001900 | THERAPEUTIC, HAND THERAPY MANIPULATION BOARD, INCLUDES: DOORCHAIN LOCK, ELECTRIC OUTLET PLATE, PADLOCK, KEY LOCK, FAUCET, HOOK AND EYE LOCK, LUGGAGE LOCK OR EQUIVALENT, NO SHARP EDGES | REHABILITATION AND PHYSIOTHERAPY SUPPLIES
12291 | 4920160400000 | THERAPEUTIC, MOBILE ANKLE/WRIST WEIGHT - DUMBBELL AND BAND RACK - CAN HOLD UP TO 64 ANKLE/WRIST WEIGHTS AND 22 DUMBBELLS 3 INCH SWIVEL CASTERS TWO RODS HOLD 6 HOLLOW CORE 50 YARD ROLLS MEASURES 31 INCH L X 53 INCH H X 24 INCH W. WEIGHTS AND BANDS NOT INCLUDED EXERCISE SUPPLIES SOLD SEPARATELY | REHABILITATION AND PHYSIOTHERAPY SUPPLIES
12292 | 4225161801700 | THERAPEUTIC, PRONATION/SUPINATION WHEEL, CAN BE USED EFFECTIVELY TO PROMOTE PRONATION AND SUPINATION. HAND BAR CAN ACCOMMODATE ANY SIZE HAND AS WELL AS A FLEXION GLOVE IF NECESSARY. THE RUBBER SURFACE ON THE OUTSIDE PROVIDES NON-SLIP MOTION OF THE WHEEL DURING EXERCISE | REHABILITATION AND PHYSIOTHERAPY SUPPLIES
12293 | 4221170000000 | THERAPEUTIC, SAFETY IN AND AROUND THE HOME, BOXED SETS OF 48 COLOR PHOTOGRAPHS THAT ARE DESIGNED TO HELP DEVELOP LANGUAGE IN BOTH ADULTS AND CHILDREN. REAL OBJECTS, PEOPLE, SITUATIONS AND ACTIVITIES ARE DEPICTED TO PROVIDE THE THERAPIST WITH CREATIVE AND VISUALLY STIMULATING MATERIALS. ALL ARE STORED IN A STURDY BOX AND INCLUDE A MULTILINGUAL BOOKLET | REHABILITATION AND PHYSIOTHERAPY SUPPLIES
12294 | 4225150202000 | THERAPEUTIC, SENSORY MOLDED RIDGE PLASTIC SHIELD, WITH SHAPED SLEEVES TO BLOCK THE CLIENT'S VISION, SUPPORT LEGS, THE MOLDED RIDGE HOLDS CARDS FOR STEREOGNOSIS, FOR PERCEPTUAL, SENSORY INTEGRATION AND TESTING ACTIVITY ALL PARTS CAN BE CLEANED WITH A DISINFECTANT, SIZE 18-1/2 L X 5-1/4 W X 12-1/2 H INCHES (47 X 13 X 32CM) | REHABILITATION AND PHYSIOTHERAPY SUPPLIES
12295 | 4225150002100 | THERAPEUTIC, SMALL MIRROR THERAPY MIRROR SIZE OF 14 X 10 INCH APPROXIMATELY SUITABLE FOR UPPER LIMBS WIDE HAND SPACE - 8.5 INCH / 21 CM WIDE HAND SPACE FOR GREATER COMFORT, VENTILATION AND ALLOWS HAND MOVEMENT AT THE SAME TIME, EASY TO SET UP, CAN BE EASILY SET UP WITH ONE HAND. EASY TO FOLD AND KEEP AFTER USE TOO | REHABILITATION AND PHYSIOTHERAPY SUPPLIES
12296 | 4225150400800 | THERAPEUTIC, TWO-TIERED HORIZONTAL BOLT BOARD HELPS WITH FINGERS - STRENGTH, DEXTERITY, AND HAND STRENGTH. IT INCLUDES BOLTS IN VARIOUS SIZES, RANGING FROM COARSE TO FINE, AS WELL AS NUTS AND WASHERS. THE FELT-COVERED BOTTOM PREVENTS ANY DAMAGE TO THE SURFACE IT'S PLACED ON. BOLTS PROGRESS FROM 1/4 TO 1/2 PLUS ASSORTED NUTS AND WASHERS 11 1/2 L X 7 3/4 W X 4 H INCH | REHABILITATION AND PHYSIOTHERAPY SUPPLIES
12297 | 4214212800700 | THERAPEUTIC, WAX, PARAFFIN, REFILLS PREMIXED, WITH OIL ECONOMY, 454 GM BLOCK, CITRUS, (MEDICAL GRADE), PACK OF 6 | REHABILITATION AND PHYSIOTHERAPY SUPPLIES
12298 | 4214212800600 | THERAPEUTIC, WAX, PARAFFIN, REFILLS PREMIXED, WITH OIL ECONOMY, 454 GM BLOCK, GREEN, (MEDICAL GRADE), PACK OF 6 | REHABILITATION AND PHYSIOTHERAPY SUPPLIES
12299 | 4214212800800 | THERAPEUTIC, WAX, PARAFFIN, REFILLS PREMIXED, WITH OIL ECONOMY, 454 GM BLOCK, LAVENDER, (MEDICAL GRADE), PACK OF 6 | REHABILITATION AND PHYSIOTHERAPY SUPPLIES
12300 | 4214212800500 | THERAPEUTIC, WAX, PARAFFIN, REFILLS PREMIXED, WITH OIL ECONOMY, 454 GM BLOCK, UNSCENTED, (MEDICAL GRADE), PACK OF 6 | REHABILITATION AND PHYSIOTHERAPY SUPPLIES
12301 | 4214212800100 | THERAPEUTIC, WAX, PARAFFIN, UNSCENTED, THERABATH REFILL BEADS OPTIMAL BENEFITS FOR PEOPLE SUFFERING FROM ARTHRITIS, BURSITIS, SPRAINS, TENDONITIS AND JOINT STIFFNESS, HAS A SOOTHING EFFECT WHICH RELIEVES JOINT PAIN QUICKLY AND EFFECTIVELY MELTING POINT BETWEEN 48-52 C, BOX OF 6 X 0.454 KG, BLOCKS | REHABILITATION AND PHYSIOTHERAPY SUPPLIES
12302 | 4219220802000 | WHEELCHAIR ACCESSORIES, CHEST BELT, DYNAMIC CONTOUR TORSO SUPPORT, ADJUSTABLE STRETCH NEOPRENE, WHEELCHAIR POSITIONING AND SUPPORT FOR WOMEN, ADJUSTABLE, SIZE: LARGE | REHABILITATION AND PHYSIOTHERAPY SUPPLIES
12303 | 4219220803900 | WHEELCHAIR ACCESSORIES, CHEST BELT, DYNAMIC CONTOUR TORSO SUPPORT, ADJUSTABLE STRETCH NEOPRENE, WHEELCHAIR POSITIONING AND SUPPORT, ADJUSTABLE, DESIGNED FOR INCREASED RANGE OF MOTION FOR ONE ARM WHILE PROVIDING OPTIMAL SUPPORT, SIZE: LARGE | REHABILITATION AND PHYSIOTHERAPY SUPPLIES
12304 | 4219220804000 | WHEELCHAIR ACCESSORIES, CHEST BELT, DYNAMIC ZIPPER OPEN TORSO SUPPORT ADJUSTABLE STRETCH NEOPRENE, WHEELCHAIR POSITIONING AND SUPPORT, ADJUSTABLE, DESIGNED TO AID IN FREQUENT TRANSFERS AND EASE OF REMOVAL, SIZE: LARGE | REHABILITATION AND PHYSIOTHERAPY SUPPLIES
12305 | 4618150401200 | WHEELCHAIR ACCESSORIES, CUFFS, MADE FROM SOFT SUEDE, MADE WITH NON SLIP PALMS, WITH D RING FASTENING, ADJUSTABLE STRAP, ADULT, SIZE: PAIR, RIGHT AND LEFT | REHABILITATION AND PHYSIOTHERAPY SUPPLIES
12306 | 4214170000100 | WHEELCHAIR ACCESSORIES, CUSHION, AIR, DECUBITUS, FLAME RETARDANT, BLACK, NEOPRENE, AIR FILLED MULTICELL, SINGLE COMPARTMENT, DRY FLOATATION CUSHION, HIGH PROFILE, INCLUDING NON-SLIP CUSHION COVER WITH TWO WAY STRETCH TOP PUMP, PUNCTURE REPAIR KIT AND MANUAL SIZE, CELL HEIGHT 4 INCHES, CUSHION WIDTH 16 INCHES, CUSHION DEPTH 16 INCHES | REHABILITATION AND PHYSIOTHERAPY SUPPLIES
12307 | 4214170000300 | WHEELCHAIR ACCESSORIES, CUSHION, AIR, DECUBITUS, FLAME RETARDANT, BLACK, NEOPRENE, AIR FILLED MULTICELL, SINGLE COMPARTMENT, DRY FLOATATION CUSHION, HIGH PROFILE, INCLUDING NON-SLIP CUSHION COVER WITH TWO WAY STRETCH TOP PUMP, PUNCTURE REPAIR KIT AND MANUAL SIZE, CELL HEIGHT 4 INCHES, CUSHION WIDTH 18 INCHES, CUSHION DEPTH 16 INCHES | REHABILITATION AND PHYSIOTHERAPY SUPPLIES
12308 | 4214170000500 | WHEELCHAIR ACCESSORIES, CUSHION, AIR, DECUBITUS, FLAME RETARDANT, BLACK, NEOPRENE, AIR FILLED MULTICELL, SINGLE COMPARTMENT, DRY FLOATATION CUSHION, HIGH PROFILE, INCLUDING NON-SLIP CUSHION COVER WITH TWO WAY STRETCH TOP PUMP, PUNCTURE REPAIR KIT AND MANUAL SIZE, CELL HEIGHT 4 INCHES, CUSHION WIDTH 20 INCHES, CUSHION DEPTH 18 INCHES | REHABILITATION AND PHYSIOTHERAPY SUPPLIES
12309 | 4214170000700 | WHEELCHAIR ACCESSORIES, CUSHION, AIR, DECUBITUS, FLAME RETARDANT, BLACK, NEOPRENE, AIR FILLED MULTICELL, SINGLE COMPARTMENT, DRY FLOATATION CUSHION, HIGH PROFILE, INCLUDING NON-SLIP CUSHION COVER WITH TWO WAY STRETCH TOP PUMP, PUNCTURE REPAIR KIT AND MANUAL SIZE, CELL HEIGHT 4 INCHES, CUSHION WIDTH 22 INCHES, CUSHION DEPTH 18 INCHES | REHABILITATION AND PHYSIOTHERAPY SUPPLIES
12310 | 4214170000200 | WHEELCHAIR ACCESSORIES, CUSHION, AIR, DECUBITUS, FLAME RETARDANT, BLACK, NEOPRENE, AIR FILLED MULTICELL, SINGLE COMPARTMENT, DRY FLOATATION CUSHION, HIGH PROFILE, INCLUDING NON-SLIP CUSHION COVER, WITH TWO WAY STRETCH TOP, PUMP, PUNCTURE REPAIR KIT, AND MANUAL SIZE, CELL HEIGHT 2 INCHES, CUSHION WIDTH 16 INCHES, CUSHION DEPTH 16 INCHES | REHABILITATION AND PHYSIOTHERAPY SUPPLIES
12311 | 4214170000400 | WHEELCHAIR ACCESSORIES, CUSHION, AIR, DECUBITUS, FLAME RETARDANT, BLACK, NEOPRENE, AIR FILLED MULTICELL, SINGLE COMPARTMENT, DRY FLOATATION CUSHION, HIGH PROFILE, INCLUDING NON-SLIP CUSHION COVER, WITH TWO WAY STRETCH TOP, PUMP, PUNCTURE REPAIR KIT, AND MANUAL SIZE, CELL HEIGHT 2 INCHES, CUSHION WIDTH 18 INCHES, CUSHION DEPTH 16 INCHES | REHABILITATION AND PHYSIOTHERAPY SUPPLIES
12312 | 4214170000600 | WHEELCHAIR ACCESSORIES, CUSHION, AIR, DECUBITUS, FLAME RETARDANT, BLACK, NEOPRENE, AIR FILLED MULTICELL, SINGLE COMPARTMENT, DRY FLOATATION CUSHION, HIGH PROFILE, INCLUDING NON-SLIP CUSHION COVER, WITH TWO WAY STRETCH TOP, PUMP, PUNCTURE REPAIR KIT, AND MANUAL SIZE, CELL HEIGHT 2 INCHES, CUSHION WIDTH 20 INCHES, CUSHION DEPTH 18 INCHES | REHABILITATION AND PHYSIOTHERAPY SUPPLIES
12313 | 4214170505800 | WHEELCHAIR ACCESSORIES, CUSHION, FOAM, MILDLY CONTOURED DUAL LAYERED FOAM WITH FIRM BOTTOM LAYER AND SOFT TOP LAYER WITH MILD CONTOURING FOR ADDITIONAL SUPPORT. LYCRA CUSHION COVER, MOISTURE RESISTANT, ANTI-MICROBIAL, 4 WAY STRETCH WITH AQUA-GUARD ZIPPER TO PROTECT FOAM FROM LIQUIDS. THERAPEUTIC ITEM 16X16X3IN, WEIGHT CAPACITY 136KG APPROXIMATELY | REHABILITATION AND PHYSIOTHERAPY SUPPLIES
12314 | 4214170505900 | WHEELCHAIR ACCESSORIES, CUSHION, FOAM, MILDLY CONTOURED DUAL LAYERED FOAM WITH FIRM BOTTOM LAYER AND SOFT TOP LAYER WITH MILD CONTOURING FOR ADDITIONAL SUPPORT. LYCRA CUSHION COVER, MOISTURE RESISTANT, ANTI-MICROBIAL, 4 WAY STRETCH WITH AQUA-GUARD ZIPPER TO PROTECT FOAM FROM LIQUIDS. THERAPEUTIC ITEM 18X16X3IN, WEIGHT CAPACITY 136KG APPROXIMATELY | REHABILITATION AND PHYSIOTHERAPY SUPPLIES
12315 | 4214170506000 | WHEELCHAIR ACCESSORIES, CUSHION, FOAM, MILDLY CONTOURED DUAL LAYERED FOAM WITH FIRM BOTTOM LAYER AND SOFT TOP LAYER WITH MILD CONTOURING FOR ADDITIONAL SUPPORT. LYCRA CUSHION COVER, MOISTURE RESISTANT, ANTI-MICROBIAL, 4 WAY STRETCH WITH AQUA-GUARD ZIPPER TO PROTECT FOAM FROM LIQUIDS. THERAPEUTIC ITEM 18X18X3IN, WEIGHT CAPACITY 136KG APPROXIMATELY | REHABILITATION AND PHYSIOTHERAPY SUPPLIES
12316 | 4214170506100 | WHEELCHAIR ACCESSORIES, CUSHION, FOAM, MILDLY CONTOURED DUAL LAYERED FOAM WITH FIRM BOTTOM LAYER AND SOFT TOP LAYER WITH MILD CONTOURING FOR ADDITIONAL SUPPORT. LYCRA CUSHION COVER, MOISTURE RESISTANT, ANTI-MICROBIAL, 4 WAY STRETCH WITH AQUA-GUARD ZIPPER TO PROTECT FOAM FROM LIQUIDS. THERAPEUTIC ITEM 20X18X3IN, WEIGHT CAPACITY 136KG APPROXIMATELY | REHABILITATION AND PHYSIOTHERAPY SUPPLIES
12317 | 4618150402000 | WHEELCHAIR ACCESSORIES, GLOVES, HALF FINGER GLOVE WITH NYLON, LYCRA, AND TERRY CLOTH BACK, LATEX FREE, SIZE: LARGE | REHABILITATION AND PHYSIOTHERAPY SUPPLIES
12318 | 4618150401900 | WHEELCHAIR ACCESSORIES, GLOVES, HALF FINGER GLOVE WITH NYLON, LYCRA, AND TERRY CLOTH BACK, LATEX FREE, SIZE: MEDIUM | REHABILITATION AND PHYSIOTHERAPY SUPPLIES
12319 | 4618150401800 | WHEELCHAIR ACCESSORIES, GLOVES, HALF FINGER GLOVE WITH NYLON, LYCRA, AND TERRY CLOTH BACK, LATEX FREE, SIZE: SMALL | REHABILITATION AND PHYSIOTHERAPY SUPPLIES
12320 | 4618150402100 | WHEELCHAIR ACCESSORIES, GLOVES, HALF FINGER GLOVE WITH NYLON, LYCRA, AND TERRY CLOTH BACK, LATEX FREE, SIZE: X-LARGE | REHABILITATION AND PHYSIOTHERAPY SUPPLIES
12321 | 4219220821700 | WHEELCHAIR ACCESSORIES, NYLON OXYGEN TANK HOLDER FOR WHEELCHAIR TOP AND BOTTOM STRAPS WITH BUCKLES, FITS ANY WHEELCHAIR, FITS MOST OXYGEN CYLINDERS, STRONG AND LIGHT, ADJUSTABLE MOUNTING STRAPS, MOUNT THE TANK OFF-CENTER TO AVOID CONTACT WITH THE PATIENT'S HEAD, WATERPROOF, BLACK OR NAVY, OVERALL PRODUCT SIZE 25.8 INCH H X 8.5 INCH W | REHABILITATION AND PHYSIOTHERAPY SUPPLIES
12322 | 4618220408900 | "SPLINT, WRIST WRAP, WITH TENSION STRAP, WITH SOFT COMFORTABLE BREATHABLE FABRIC, ALLOWS LIMITED WRIST MOVEMENT, FIT RIGHT AND LEFT, SIZE LARGE" | REHABILITATION AND PHYSIOTHERAPY SUPPLIES
12323 | 4618220409000 | "SPLINT, WRIST WRAP, WITH TENSION STRAP, WITH SOFT COMFORTABLE BREATHABLE FABRIC, ALLOWS LIMITED WRIST MOVEMENT, FIT RIGHT AND LEFT, SIZE MEDIUM" | REHABILITATION AND PHYSIOTHERAPY SUPPLIES
12324 | 4618220409100 | "SPLINT, WRIST WRAP, WITH TENSION STRAP, WITH SOFT COMFORTABLE BREATHABLE FABRIC, ALLOWS LIMITED WRIST MOVEMENT, FIT RIGHT AND LEFT, SIZE X-LARGE" | REHABILITATION AND PHYSIOTHERAPY SUPPLIES
12325 | 4224180902800 | "SHOULDER SUPPORT, WITH ARM AND FOREARM STRAP, VELCRO CLOSURE, BREATHABLE, FOR CORRECTION OF SHOULDER DISLOCATION AND SUBLUXATION WITH NO MOVEMENT RESTRICTION, SIZE: SMALL, LEFT" | REHABILITATION AND PHYSIOTHERAPY SUPPLIES
12326 | 4224180902900 | "SHOULDER SUPPORT, WITH ARM AND FOREARM STRAP, VELCRO CLOSURE, BREATHABLE, FOR CORRECTION OF SHOULDER DISLOCATION AND SUBLUXATION WITH NO MOVEMENT RESTRICTION, SIZE: SMALL, RIGHT" | REHABILITATION AND PHYSIOTHERAPY SUPPLIES
12327 | 4224180902600 | "SHOULDER SUPPORT, WITH ARM AND FOREARM STRAP, VELCRO CLOSURE, BREATHABLE, FOR CORRECTION OF SHOULDER DISLOCATION AND SUBLUXATION WITH NO MOVEMENT RESTRICTION, SIZE: MEDIUM, LEFT" | REHABILITATION AND PHYSIOTHERAPY SUPPLIES
12328 | 4224180902700 | "SHOULDER SUPPORT, WITH ARM AND FOREARM STRAP, VELCRO CLOSURE, BREATHABLE, FOR CORRECTION OF SHOULDER DISLOCATION AND SUBLUXATION WITH NO MOVEMENT RESTRICTION, SIZE: MEDIUM, RIGHT" | REHABILITATION AND PHYSIOTHERAPY SUPPLIES
12329 | 4224180902400 | "SHOULDER SUPPORT, WITH ARM AND FOREARM STRAP, VELCRO CLOSURE, BREATHABLE, FOR CORRECTION OF SHOULDER DISLOCATION AND SUBLUXATION WITH NO MOVEMENT RESTRICTION, SIZE: LARGE, LEFT" | REHABILITATION AND PHYSIOTHERAPY SUPPLIES
12330 | 4224180902500 | "SHOULDER SUPPORT, WITH ARM AND FOREARM STRAP, VELCRO CLOSURE, BREATHABLE, FOR CORRECTION OF SHOULDER DISLOCATION AND SUBLUXATION WITH NO MOVEMENT RESTRICTION, SIZE: LARGE, RIGHT" | REHABILITATION AND PHYSIOTHERAPY SUPPLIES
12331 | 4214210100200 | "COVER, FOR MOIST HEAT PACK, VINYL, TERRY, SIZE: 20 INCHES X 24 INCHES (+/- 2 INCHES)" | REHABILITATION AND PHYSIOTHERAPY SUPPLIES
12332 | 4231220222200 | "MATERNITY BELT, ELASTIC, MADE OF AIR-PERMEABLE, MICROFIBER, FABRIC WITH MAXIMUM SUPPORT FOR BELLY AND BACK, THROUGH INCORPORATED SUPPORT STRAP AND PARTICULARLY FLAT VELCRO FASTENER FOR INDIVIDUAL SIZE ADJUSTMENTS,, SIZE: SMALL" | REHABILITATION AND PHYSIOTHERAPY SUPPLIES
12333 | 4224210600600 | "LUMBAR DECOMPRESSION BELT, AIR TRACTION, DECOMPRESSION, LIGHTWEIGHT, WORN UNDER CLOTHING, SIZE: X SMALL" | REHABILITATION AND PHYSIOTHERAPY SUPPLIES
12334 | 4214280225900 | "GLOVE, GARMENT COMPRESSION, ISOTONER OR EQUIVALENT, OPEN FINGER, PROVIDE MODERATE COMPRESSION, SIZE: LARGE" | REHABILITATION AND PHYSIOTHERAPY SUPPLIES
12335 | 4214280226000 | "GLOVE, GARMENT COMPRESSION, ISOTONER OR EQUIVALENT, OPEN FINGER, PROVIDE MODERATE COMPRESSION, SIZE: MEDIUM" | REHABILITATION AND PHYSIOTHERAPY SUPPLIES
12336 | 4214280226200 | "GLOVE, GARMENT COMPRESSION, ISOTONER OR EQUIVALENT, OPEN FINGER, PROVIDE MODERATE COMPRESSION, SIZE: SMALL" | REHABILITATION AND PHYSIOTHERAPY SUPPLIES
12337 | 4224180624200 | "SPLINT, THUMB SUPPORT, NEOPRENE, BREATHABLE, ALLOWS THUMB AND WRIST MOVEMENT, LEFT, X-LARGE" | REHABILITATION AND PHYSIOTHERAPY SUPPLIES
12338 | 4224180624300 | "SPLINT, THUMB SUPPORT, NEOPRENE, BREATHABLE, ALLOWS THUMB AND WRIST MOVEMENT, LEFT, X-SMALL" | REHABILITATION AND PHYSIOTHERAPY SUPPLIES
12339 | 4224180624400 | "SPLINT, THUMB SUPPORT, NEOPRENE, BREATHABLE, ALLOWS THUMB AND WRIST MOVEMENT, RIGHT, X-LARGE" | REHABILITATION AND PHYSIOTHERAPY SUPPLIES
12340 | 4224180624500 | "SPLINT, THUMB SUPPORT, NEOPRENE, BREATHABLE, ALLOWS THUMB AND WRIST MOVEMENT, RIGHT, X-SMALL" | REHABILITATION AND PHYSIOTHERAPY SUPPLIES
12341 | 4214180200600 | "SELF - ADHESIVE ELECTRODES USED FOR TENS AND ELECTROTHERAPY WITH SNAP (CLIP) CONNECTION, SIZE: 22 MM, PACK OF 4 EACH" | REHABILITATION AND PHYSIOTHERAPY SUPPLIES
12342 | 4214180202700 | SELF - ADHESIVE ELECTRODES USED FOR TENS AND ELECTROTHERAPY WITH SNAP (CLIP) CONNECTION SIZE: 50 X 50 MM PACK OF 4 EACH | REHABILITATION AND PHYSIOTHERAPY SUPPLIES
12343 | 4231150604300 | "BANDAGE, COMPRESSION, STRONG, MULTIDIRECTIONAL, MEDIUM STRETCH, ELASTIC, SIZE: 8 CM WIDTH, 4 METER LENGTH (LYMPHEDEMA)" | REHABILITATION AND PHYSIOTHERAPY SUPPLIES
12344 | 4231150604200 | "BANDAGE, COMPRESSION, STRONG, MULTIDIRECTIONAL, MEDIUM STRETCH, ELASTIC, SIZE: 10 CM WIDTH, 5 METER LENGTH (LYMPHEDEMA)" | REHABILITATION AND PHYSIOTHERAPY SUPPLIES
12345 | 4224170002100 | "THORA-THIGH PAD, FOR LYMPHEDEMA, SHREDDED-FOAM, FILLED LINER WITH VERTICAL CONTINUOUS FLOW STITCHING PATTERN DIRECTS LYMPH FLOW, SIZE 52 X 22 CM APPROXIMATELY (LYMPHEDEMA)" | REHABILITATION AND PHYSIOTHERAPY SUPPLIES
12346 | 4224170002300 | "BREAST PAD, FOR LYMPHEDEMA, SHREDDED-FOAM, FILLED LINER WITH VERTICAL CONTINUOUS FLOW STITCHING PATTERN DIRECTS LYMPH FLOW, SIZE 43.5 X 14 CM APPROXIMATELY (LYMPHEDEMA)" | REHABILITATION AND PHYSIOTHERAPY SUPPLIES
12347 | 4224170001900 | "FEMALE GENITAL PAD, FOR LYMPHEDEMA, SHREDDED-FOAM, FILLED LINER WITH VERTICAL CONTINUOUS FLOW STITCHING PATTERN DIRECTS LYMPH FLOW AWAY FROM THE PUBIS, SIZE 7 X 15 CM APPROXIMATELY (LYMPHEDEMA)" | REHABILITATION AND PHYSIOTHERAPY SUPPLIES
12348 | 4214280261700 | "GARMENT, ADJUSTABLE COMPRESSION, THIGH, FOR LYMPHEDEMA, VELCRO, ADJUSTABLE BUILT-IN-TENSION SYSTEM, BREATHABLE, LATEX FREE, ODOR-INHIBITING MATERIAL WITH ANTI-BACTERIAL EFFECT, SHORT WIDE, ASSORTED SIZE (LYMPHEDEMA)" | REHABILITATION AND PHYSIOTHERAPY SUPPLIES
12349 | 4618150412500 | "GLOVES, READY MADE, MEDICAL GRADUATED COMPRESSION, MADE OF FOAM CUBES, CONTAINS POLYURETHANE, FOR LYMPHEDEMA, 5 MM X 5 MM (SMALL BLOCKS), LEFT, SIZE 1 OR SMALL (LYMPHEDEMA)" | REHABILITATION AND PHYSIOTHERAPY SUPPLIES
12350 | 4618150412600 | "GLOVES, READY MADE, MEDICAL GRADUATED COMPRESSION, MADE OF FOAM CUBES, CONTAINS POLYURETHANE, FOR LYMPHEDEMA, 5 MM X 5 MM (SMALL BLOCKS), LEFT, SIZE 2 OR MEDIUM (LYMPHEDEMA)" | REHABILITATION AND PHYSIOTHERAPY SUPPLIES
12351 | 4618150412700 | "GLOVES, READY MADE, MEDICAL GRADUATED COMPRESSION, MADE OF FOAM CUBES, CONTAINS POLYURETHANE, FOR LYMPHEDEMA, 5 MM X 5 MM (SMALL BLOCKS), LEFT, SIZE 3 OR LARGE (LYMPHEDEMA)" | REHABILITATION AND PHYSIOTHERAPY SUPPLIES
12352 | 4618150413100 | "GLOVES, READY MADE, MEDICAL GRADUATED COMPRESSION, MADE OF FOAM CUBES, CONTAINS POLYURETHANE, FOR LYMPHEDEMA, 5 MM X 5 MM (SMALL BLOCKS), RIGHT, SIZE 1 OR SMALL (LYMPHEDEMA)" | REHABILITATION AND PHYSIOTHERAPY SUPPLIES
12353 | 4618150413200 | "GLOVES, READY MADE, MEDICAL GRADUATED COMPRESSION, MADE OF FOAM CUBES, CONTAINS POLYURETHANE, FOR LYMPHEDEMA, 5 MM X 5 MM (SMALL BLOCKS), RIGHT, SIZE 2 MEDIUM (LYMPHEDEMA)" | REHABILITATION AND PHYSIOTHERAPY SUPPLIES
12354 | 4618150413300 | "GLOVES, READY MADE, MEDICAL GRADUATED COMPRESSION, MADE OF FOAM CUBES, CONTAINS POLYURETHANE, FOR LYMPHEDEMA, 5 MM X 5 MM (SMALL BLOCKS), RIGHT, SIZE 3 OR LARGE (LYMPHEDEMA)" | REHABILITATION AND PHYSIOTHERAPY SUPPLIES
12355 | 4231150611300 | "PAD FOAM, FOR LYMPHEDEMA USE, RECTANGULAR SHAPE (LYMPHEDEMA)" | REHABILITATION AND PHYSIOTHERAPY SUPPLIES
12356 | 4214170508700 | "PAD FOAM, FOR LYMPHEDEMA USE, TRAPEZOID SHAPE (LYMPHEDEMA)" | REHABILITATION AND PHYSIOTHERAPY SUPPLIES
12357 | 4225150202200 | ASSESSMENT TOOL, HANDHELD TOOL (GRIPPABLE OR EQUIVALENT) USED FOR ASSESS GRIP AND RELEASE, WRIST EXTENSION / FLEXION, RADIAL / ULNAR DEVIATION AND PRONATION / SUPINATION ROM, TOGETHER WITH REPETITIONS, AND MINUTES OF TRAINING, TRACKS FOUR KEY HAND MOVEMENTS, CAN BE USED BY MOST PEOPLE EVEN THOSE WITH LIMITED GRIP OR MOVEMENT, REAL-TIME FEEDBACK TO HELP BUILD MOTIVATION AND ENGAGEMENT | REHABILITATION AND PHYSIOTHERAPY SUPPLIES
12358 | 4225150202300 | ASSESSMENT TOOLS, BEERY-BUKTENICA DEVELOPMENTAL TEST OF VISUAL-MOTOR INTEGRATION (BEERY VMI OR EQUIVALENT), NON-VERBAL ASSESSMENT IN WHICH INDIVIDUALS ARE INSTRUCTED TO COPY ARRANGED DESIGNS THAT GET HARDER AS THE TEST PROGRESSED WITHOUT USING ERASER, IT USED TO ASSESS VISUAL PERCEPTION, FINE MOTOR SKILLS, AND EYE-HAND COORDINATION | REHABILITATION AND PHYSIOTHERAPY SUPPLIES
12359 | 4224152011900 | "SPLINTING ACCESSORIES, TURNBUCKLE MADE OF HEAVY-DUTY STEEL SCREWS WITH A RUBBERIZED TURN HANDLE, HELP TO CREATE CUSTOM STATIC PROGRESSIVE WRIST AND ELBOW SPLINTS, USE FOR SOFT TISSUE JOINT CONTRACTURES TO IMPROVE RANGE OF MOTION SERIALLY BY ATTACHING THE TURNBUCKLE, SMALL APPROXIMATELY 4-1/8 INCH TO 6-1/8 INCH (10 TO 16CM)" | REHABILITATION AND PHYSIOTHERAPY SUPPLIES
12360 | 4224152011800 | "SPLINTING ACCESSORIES, TURNBUCKLE MADE OF HEAVY-DUTY STEEL SCREWS WITH A RUBBERIZED TURN HANDLE, HELP TO CREATE CUSTOM STATIC PROGRESSIVE WRIST AND ELBOW SPLINTS, USE FOR SOFT TISSUE JOINT CONTRACTURES TO IMPROVE RANGE OF MOTION SERIALLY BY ATTACHING THE TURNBUCKLE, MEDIUM APPROXIMATELY 4-3/4 INCH TO 6-3/4 INCH (12 TO 17CM)" | REHABILITATION AND PHYSIOTHERAPY SUPPLIES
12361 | 4229161432100 | SPLINTING ACCESSORIES, SCISSORS, NON-STICK, TITANIUM COATED STAINLESS STEEL CAN CUT THROUGH GLUE, TAPE, AND OTHER ADHESIVES WITHOUT DAMAGING THE BLADES, 8 INCH | REHABILITATION AND PHYSIOTHERAPY SUPPLIES
12362 | 4618220410400 | SPLINT, WRIST BRACE, WITH D-RING CLOSURE STRAPS, WITH ALUMINUM PLATES AND WITH SOFT, COMFORTABLE BREATHABLE FABRIC, PADDED, LEFT, LARGE | REHABILITATION AND PHYSIOTHERAPY SUPPLIES
12363 | 4618220410000 | SPLINT, WRIST BRACE, WITH D-RING CLOSURE STRAPS, WITH ALUMINUM PLATES AND WITH SOFT, COMFORTABLE BREATHABLE FABRIC, PADDED, LEFT, MEDIUM | REHABILITATION AND PHYSIOTHERAPY SUPPLIES
12364 | 4618220410100 | SPLINT, WRIST BRACE, WITH D-RING CLOSURE STRAPS, WITH ALUMINUM PLATES AND WITH SOFT, COMFORTABLE BREATHABLE FABRIC, PADDED, LEFT, SMALL | REHABILITATION AND PHYSIOTHERAPY SUPPLIES
12365 | 4618220410200 | SPLINT, WRIST BRACE, WITH D-RING CLOSURE STRAPS, WITH ALUMINUM PLATES AND WITH SOFT, COMFORTABLE BREATHABLE FABRIC, PADDED, LEFT, X-LARGE | REHABILITATION AND PHYSIOTHERAPY SUPPLIES
12366 | 4618220410300 | SPLINT, WRIST BRACE, WITH D-RING CLOSURE STRAPS, WITH ALUMINUM PLATES AND WITH SOFT, COMFORTABLE BREATHABLE FABRIC, PADDED, RIGHT, LARGE | REHABILITATION AND PHYSIOTHERAPY SUPPLIES
12367 | 4618220410500 | SPLINT, WRIST BRACE, WITH D-RING CLOSURE STRAPS, WITH ALUMINUM PLATES AND WITH SOFT, COMFORTABLE BREATHABLE FABRIC, PADDED, RIGHT, MEDIUM | REHABILITATION AND PHYSIOTHERAPY SUPPLIES
12368 | 4618220410600 | SPLINT, WRIST BRACE, WITH D-RING CLOSURE STRAPS, WITH ALUMINUM PLATES AND WITH SOFT, COMFORTABLE BREATHABLE FABRIC, PADDED, RIGHT, SMALL | REHABILITATION AND PHYSIOTHERAPY SUPPLIES
12369 | 4618220410700 | SPLINT, WRIST BRACE, WITH D-RING CLOSURE STRAPS, WITH ALUMINUM PLATES AND WITH SOFT, COMFORTABLE BREATHABLE FABRIC, PADDED, RIGHT, X-LARGE | REHABILITATION AND PHYSIOTHERAPY SUPPLIES
12370 | 4618220410800 | SPLINT, WRIST BRACE, WITH D-RING CLOSURE STRAPS, WITH ALUMINUM PLATES WITH SOFT, COMFORTABLE BREATHABLE FABRIC, PADDED, UNIVERSAL (FIT RIGHT AND LEFT), LARGE | REHABILITATION AND PHYSIOTHERAPY SUPPLIES
12371 | 4618220411000 | SPLINT, WRIST BRACE, WITH D-RING CLOSURE STRAPS, WITH ALUMINUM PLATES WITH SOFT, COMFORTABLE BREATHABLE FABRIC, PADDED, UNIVERSAL (FIT RIGHT AND LEFT), EXTRA LARGE | REHABILITATION AND PHYSIOTHERAPY SUPPLIES
12372 | 4224170316700 | "KNEE IMMOBILIZER, 3-PANEL, WITH RIGID STAY, WRAP AROUND DESIGN, SIZE LARGE" | REHABILITATION AND PHYSIOTHERAPY SUPPLIES
12373 | 4224180303500 | CERVICAL COLLAR, RIGID, PHILADELPHIA TYPE, ANTERIOR AND POSTERIOR RIGID PIECES, VELCRO CLOSURES, SIZE EXTRA LARGE | REHABILITATION AND PHYSIOTHERAPY SUPPLIES
12374 | 4224180310800 | CERVICAL COLLAR, RIGID, PLASTIC, WITH CHIN SUPPORT, SIZE EXTRA LARGE | REHABILITATION AND PHYSIOTHERAPY SUPPLIES
12375 | 4231250200700 | "ABDOMINAL BINDER, THREE PANEL MULTIBAND, ABDOMINAL SUPPORT MADE OF SOFT PLUSH ELASTIC FABRIC, WIDE CLOSURE AREA AND ADJUSTMENT MADE BY VELCRO OR EQUIVALENT, THREE LINKED BUT SEPARATED BANDS WHICH ENABLES THE OPTIMAL ADAPTATION TO THE PATIENT#S ANATOMY, CHEST CONTUSIONS, RIB INJURIES, RIB FRACTURES, INJURIES OF ABDOMINAL AND THORACIC MUSCLES, VENTRAL HERNIAS, ABDOMINAL EVENTRATIONS, POSTURAL AND POST-SURGICAL REHABILITATION, POST-PARTUM, SIZE: SMALL" | REHABILITATION AND PHYSIOTHERAPY SUPPLIES
12376 | 4618221107700 | LUMBOSACRAL CORSET, FOUR RIGID STAYS, PROVIDES LOWER BACK SUPPORT TO HELP REDUCE OR AVOID PAIN, VELCRO CLOSURE, SIZE: X-LARGE | REHABILITATION AND PHYSIOTHERAPY SUPPLIES
12377 | 4618221107900 | "LUMBOSACRAL CORSET, FOUR RIGID STAYS, PROVIDES LOWER BACK SUPPORT TO HELP REDUCE OR AVOID PAIN, VELCRO CLOSURE, SIZE: XX-LARGE" | REHABILITATION AND PHYSIOTHERAPY SUPPLIES
12378 | 4618221108000 | "LUMBOSACRAL CORSET, FOUR RIGID STAYS, PROVIDES LOWER BACK SUPPORT TO HELP REDUCE OR AVOID PAIN, VELCRO CLOSURE, SIZE: XXX-LARGE" | REHABILITATION AND PHYSIOTHERAPY SUPPLIES
12379 | 4224180500200 | TENNIS ELBOW BAND, DOUBLE STRAP, EPI-LOCK OR EQUIVALENT, SMALL | REHABILITATION AND PHYSIOTHERAPY SUPPLIES
12380 | 4618220711600 | ANKLE SUPPORT, CLOSED CELL NEOPRENE, OPEN HEEL AND TOES, LIGHTWEIGHT, SIZE EXTRA LARGE | REHABILITATION AND PHYSIOTHERAPY SUPPLIES
12381 | 4618220711700 | ANKLE SUPPORT, CLOSED CELL NEOPRENE, OPEN HEEL AND TOES, LIGHTWEIGHT, SIZE LARGE | REHABILITATION AND PHYSIOTHERAPY SUPPLIES
12382 | 4618220711800 | ANKLE SUPPORT, CLOSED CELL NEOPRENE, OPEN HEEL AND TOES, LIGHTWEIGHT, SIZE MEDIUM | REHABILITATION AND PHYSIOTHERAPY SUPPLIES
12383 | 4618220711900 | ANKLE SUPPORT, CLOSED CELL NEOPRENE, OPEN HEEL AND TOES, LIGHTWEIGHT, SIZE SMALL | REHABILITATION AND PHYSIOTHERAPY SUPPLIES
12384 | 4618220712000 | ANKLE SUPPORT, CLOSED CELL NEOPRENE, OPEN HEEL AND TOES, LIGHTWEIGHT, SIZE EXTRA SMALL | REHABILITATION AND PHYSIOTHERAPY SUPPLIES
12385 | 4224170101500 | ANKLE SUPPORT, MADE FROM LIGHTWEIGHT MATERIAL, FIGURE OF 8 ELASTIC STRAP, OPEN HEEL AND TOES, FITS FOR LEFT OR RIGHT, SIZE: SMALL | REHABILITATION AND PHYSIOTHERAPY SUPPLIES
12386 | 4214182000100 | ANAL PRESSURE SENSOR PROBES MEASURE THE STRENGTH OF THE PELVIC FLOOR MUSCLES BY ANAL SPHINCTER SILICON RUBBER ANAL SPHINCTER MUSCLE UNIVERSAL - PRESSURE SENSORS ANAL PROBE-LATEX FREE | REHABILITATION AND PHYSIOTHERAPY SUPPLIES
12387 | 4231155300800 | TUBULAR BANDAGE, STOCKINETTE, FOR LYMPHEDEMA, 12 CM X 20 M (LYMPHEDEMA) | REHABILITATION AND PHYSIOTHERAPY SUPPLIES
12388 | 4231155300900 | TUBULAR BANDAGE, STOCKINETTE, FOR LYMPHEDEMA, 16 CM X 20 M (LYMPHEDEMA) | REHABILITATION AND PHYSIOTHERAPY SUPPLIES
12389 | 4224180625700 | ARMSLEEVE, READY MADE, MEDICAL GRADUATED COMPRESSION, SEAMLESS, MITTEN TO AXILLA, COVERED THUMB, SEAMLESS, SILICONE TOP BAND, SKIN COLOR, CLASS 1 (18 - 21 MMHG), ASSORTED SIZES (LYMPHEDEMA) | REHABILITATION AND PHYSIOTHERAPY SUPPLIES
12390 | 4224180625800 | ARMSLEEVE, READY MADE, MEDICAL GRADUATED COMPRESSION, SEAMLESS, MITTEN TO AXILLA, COVERED THUMB, WIDE/PLUS, SEAMLESS, SILICONE TOPBAND, SKIN COLOR, CLASS 1 (18 - 21 MMHG), ASSORTED SIZES (LYMPHEDEMA) | REHABILITATION AND PHYSIOTHERAPY SUPPLIES
12391 | 4618154210800 | GAUNTLET / MITTEN, READY MADE, MEDICAL GRADUATED COMPRESSION, SEAMLESS, FINGERLESS FOR LYMPHEDEMA, CLASS 1 (18 - 21 MMHG), ASSORTED SIZES. (LYMPHEDEMA) | REHABILITATION AND PHYSIOTHERAPY SUPPLIES
12392 | 4618154210900 | GAUNTLET / MITTEN, READY MADE, MEDICAL GRADUATED COMPRESSION, SEAMLESS, FINGERLESS FOR LYMPHEDEMA, CLASS 2 (20 - 32 MMHG), ASSORTED SIZES. (LYMPHEDEMA) | REHABILITATION AND PHYSIOTHERAPY SUPPLIES
12393 | 4231155301000 | STOCKING, READY MADE, MEDICAL GRADUATED COMPRESSION, SEAMLESS, PANTY, WIDE/PLUS, WITH CLOSE TOE, POLYAMIDE, ELASTANE, LATEX FREE, SKIN COLOR, CLASS 3 (34 - 46 MMHG), ASSORTED SIZES (LYMPHEDEMA) | REHABILITATION AND PHYSIOTHERAPY SUPPLIES
12394 | 4231155301100 | STOCKING, READY MADE, MEDICAL GRADUATED COMPRESSION, SEAMLESS, PANTY, WIDE/PLUS, WITH OPEN TOE, POLYAMIDE, ELASTANE, LATEX FREE, SKIN COLOR, CLASS 1 (18 - 21 MMHG), ASSORTED SIZES (LYMPHEDEMA) | REHABILITATION AND PHYSIOTHERAPY SUPPLIES
12395 | 4231155301200 | STOCKING, READY MADE, MEDICAL GRADUATED COMPRESSION, SEAMLESS, PANTY, WIDE/PLUS, WITH OPEN TOE, POLYAMIDE, ELASTANE, LATEX FREE, SKIN COLOR, CLASS 2 (20 - 32 MMHG), ASSORTED SIZES (LYMPHEDEMA) | REHABILITATION AND PHYSIOTHERAPY SUPPLIES
12396 | 4231155301300 | STOCKING, READY MADE, MEDICAL GRADUATED COMPRESSION, SEAMLESS, PANTY, WIDE/PLUS, WITH OPEN TOE, POLYAMIDE, ELASTANE, LATEX FREE, SKIN COLOR, CLASS 3 (34 - 46 MMHG), ASSORTED SIZES (LYMPHEDEMA) | REHABILITATION AND PHYSIOTHERAPY SUPPLIES
12397 | 4231155301400 | STOCKING, READY MADE, MEDICAL GRADUATED COMPRESSION, SEAMLESS, PANTY, WITH CLOSE TOE, POLYAMIDE, ELASTANE, LATEX FREE, SKIN COLOR, CLASS 3 (34 - 46 MMHG), ASSORTED SIZES (LYMPHEDEMA) | REHABILITATION AND PHYSIOTHERAPY SUPPLIES
12398 | 4231155301500 | STOCKING, READY MADE, MEDICAL GRADUATED COMPRESSION, SEAMLESS, PANTY, WITH OPEN TOE, POLYAMIDE, ELASTANE, LATEX FREE, SKIN COLOR, CLASS 1 (18 - 21 MMHG), ASSORTED SIZES (LYMPHEDEMA) | REHABILITATION AND PHYSIOTHERAPY SUPPLIES
12399 | 4231155301700 | STOCKING, READY MADE, MEDICAL GRADUATED COMPRESSION, SEAMLESS, PANTY, WITH OPEN TOE, POLYAMIDE, ELASTANE, LATEX FREE, SKIN COLOR, CLASS 3 (34 - 46 MMHG), ASSORTED SIZES (LYMPHEDEMA) | REHABILITATION AND PHYSIOTHERAPY SUPPLIES
12400 | 4224180706600 | "SPLINT, COT FINGER SPLINT, LIGHTWEIGHT, MALLEABLE ALUMINUM, FOAM PADDING, PROVIDE PROTECTION AND STABILIZATION, FOLDED OVER THE FINGER, SIZE: LARGE" | REHABILITATION AND PHYSIOTHERAPY SUPPLIES
12401 | 4224180706700 | "SPLINT, COT FINGER SPLINT, LIGHTWEIGHT, MALLEABLE ALUMINUM, FOAM PADDING, PROVIDE PROTECTION AND STABILIZATION, FOLDED OVER THE FINGER, SIZE: MEDIUM" | REHABILITATION AND PHYSIOTHERAPY SUPPLIES
12402 | 4224180706800 | "SPLINT, COT FINGER SPLINT, LIGHTWEIGHT, MALLEABLE ALUMINUM, FOAM PADDING, PROVIDE PROTECTION AND STABILIZATION, FOLDED OVER THE FINGER, SIZE: SMALL" | REHABILITATION AND PHYSIOTHERAPY SUPPLIES
12403 | 4224210200200 | SPLINT, COT FINGER SPLINT, LIGHTWEIGHT, MALLEABLE ALUMINUM, FOAM PADDING, PROVIDE PROTECTION AND STABILIZATION, FOLDED OVER THE FINGER, SIZE: X-LARGE | REHABILITATION AND PHYSIOTHERAPY SUPPLIES
12404 | 4224180625900 | SPLINT, SHORT HAND-BASED THUMB SPICA SPLINT, SUPPORTS MP AND CMC JOINTS OF THE THUMB, MALLEABLE ALUMINUM STAY IS CONTOURED FOR AN ANATOMICALLY CORRECT FIT SELF-WICKING LINING TO CONTROL PERSPIRATION, NO CONTACT ON THE ULNAR SIDE OF THE HAND, LEFT, SIZE: MEDIUM | REHABILITATION AND PHYSIOTHERAPY SUPPLIES
12405 | 4224180626000 | SPLINT, SHORT HAND-BASED THUMBSPICA SPLINT, SUPPORTS MP AND CMC JOINTS OF THE THUMB, MALLEABLE ALUMINUM STAY IS CONTOURED FOR AN ANATOMICALLY CORRECT FIT SELF-WICKING LINING TO CONTROL PERSPIRATION, NO CONTACT ON THE ULNAR SIDE OF THE HAND, RIGHT, SIZE: MEDIUM | REHABILITATION AND PHYSIOTHERAPY SUPPLIES
12406 | 4224180626100 | SPLINT, SHORT HAND-BASED THUMB SPICA SPLINT, SUPPORTS MP AND CMC JOINTS OF THE THUMB, MALLEABLE ALUMINUM STAY IS CONTOURED FOR AN ANATOMICALLY CORRECT FIT SELF-WICKING LINING TO CONTROL PERSPIRATION, NO CONTACT ON THE ULNAR SIDE OF THE HAND, RIGHT, SIZE: SMALL | REHABILITATION AND PHYSIOTHERAPY SUPPLIES
12407 | 4618220409200 | SPLINT, WRIST AND FOREARM BRACE, LONG LENGTH, WITH ALUMINUM PLATES WITH SOFT, COMFORTABLE BREATHABLE FABRIC, LEFT, SIZE SMALL | REHABILITATION AND PHYSIOTHERAPY SUPPLIES
12408 | 4618220409300 | SPLINT, WRIST AND FOREARM BRACE, LONG LENGTH, WITH ALUMINUM PLATES WITH SOFT, COMFORTABLE BREATHABLE FABRIC, RIGHT, SIZE LARGE | REHABILITATION AND PHYSIOTHERAPY SUPPLIES
12409 | 4618220409400 | SPLINT, WRIST AND FOREARM BRACE, LONG LENGTH, WITH ALUMINUM PLATES WITH SOFT, COMFORTABLE BREATHABLE FABRIC, RIGHT, SIZE MEDIUM | REHABILITATION AND PHYSIOTHERAPY SUPPLIES
12410 | 4618220409500 | SPLINT, WRIST AND FOREARM BRACE, LONG LENGTH, WITH ALUMINUM PLATES WITH SOFT, COMFORTABLE BREATHABLE FABRIC, RIGHT, SIZE X-LARGE | REHABILITATION AND PHYSIOTHERAPY SUPPLIES
12411 | 4618220409600 | SPLINT, WRIST AND FOREARM BRACE, LONG LENGTH, WITH ALUMINUM PLATES WITH SOFT, COMFORTABLE BREATHABLE FABRIC, RIGHT, SIZE X-SMALL | REHABILITATION AND PHYSIOTHERAPY SUPPLIES
12412 | 4618220409700 | SPLINT, WRIST BRACE, WITH D-RING CLOSURE STRAPS, WITH ALUMINUM PLATES AND WITH SOFT, COMFORTABLE BREATHABLE FABRIC, PADDED, LEFT, XX-LARGE | REHABILITATION AND PHYSIOTHERAPY SUPPLIES
12413 | 4618220409800 | SPLINT, WRIST BRACE, WITH D-RING CLOSURE STRAPS, WITH ALUMINUM PLATES AND WITH SOFT, COMFORTABLE BREATHABLE FABRIC, PADDED, RIGHT, XX-LARGE | REHABILITATION AND PHYSIOTHERAPY SUPPLIES
12414 | 4618220409900 | SPLINT, WRIST BRACE, WITH D-RING CLOSURE STRAPS, WITH ALUMINUM PLATES WITH SOFT, COMFORTABLE BREATHABLE FABRIC, PADDED, UNIVERSAL (FIT RIGHT AND LEFT), XX-LARGE | REHABILITATION AND PHYSIOTHERAPY SUPPLIES
12415 | 4618220410900 | SPLINT, WRIST BRACE, WITH D-RING CLOSURE STRAPS, WITH ALUMINUM PLATES WITH SOFT, COMFORTABLE BREATHABLE FABRIC, PADDED, UNIVERSAL (FIT RIGHT AND LEFT), MEDIUM | REHABILITATION AND PHYSIOTHERAPY SUPPLIES
12416 | 4618220411100 | SPLINT, WRIST BRACE, WITH D-RING CLOSURE STRAPS, WITH ALUMINUM PLATES WITH SOFT, COMFORTABLE BREATHABLE FABRIC, PADDED, UNIVERSAL (FIT RIGHT AND LEFT), SMALL | REHABILITATION AND PHYSIOTHERAPY SUPPLIES
12417 | 4618153900400 | WHEELCHAIR ACCESSORIES, GLOVES, PADDED MESH ANTI-VIBRATION, HALF-FINGER, ELASTOMER ABSORBS SHOCK, VIBRATION, AND PRESSURE, BREATHABLE AND COMFORTABLE WITH OPEN-WEAVE KNIT ON BACK SLIPS, WITH ADJUSTABLE VELCRO CLOSURE, PAIR, SIZE: X-LARGE | REHABILITATION AND PHYSIOTHERAPY SUPPLIES
12418 | 4618153900300 | WHEELCHAIR ACCESSORIES, GLOVES, PADDED MESH ANTI-VIBRATION, HALF-FINGER, ELASTOMER ABSORBS SHOCK, VIBRATION, AND PRESSURE, BREATHABLE AND COMFORTABLE WITH OPEN-WEAVE KNIT ON BACK SLIPS, WITH ADJUSTABLE VELCRO CLOSURE, PAIR, SIZE: LARGE | REHABILITATION AND PHYSIOTHERAPY SUPPLIES
12419 | 4618153900200 | WHEELCHAIR ACCESSORIES, GLOVES, PADDED MESH ANTI-VIBRATION, HALF-FINGER, ELASTOMER ABSORBS SHOCK, VIBRATION, AND PRESSURE, BREATHABLE AND COMFORTABLE WITH OPEN-WEAVE KNIT ON BACK SLIPS, WITH ADJUSTABLE VELCRO CLOSURE, PAIR, SIZE: MEDIUM | REHABILITATION AND PHYSIOTHERAPY SUPPLIES
12420 | 4618153900100 | WHEELCHAIR ACCESSORIES, GLOVES, PADDED MESH ANTI-VIBRATION, HALF-FINGER, ELASTOMER ABSORBS SHOCK, VIBRATION, AND PRESSURE, BREATHABLE AND COMFORTABLE WITH OPEN-WEAVE KNIT ON BACK SLIPS, WITH ADJUSTABLE VELCRO CLOSURE, PAIR, SIZE: SMALL | REHABILITATION AND PHYSIOTHERAPY SUPPLIES
12421 | 4618150401700 | WHEELCHAIR ACCESSORIES, GLOVES, HALF FINGER GLOVE WITH NYLON, LYCRA, AND TERRY CLOTH BACK, LATEX FREE, SIZE: X-SMALL | REHABILITATION AND PHYSIOTHERAPY SUPPLIES
12422 | 4618150401100 | WHEELCHAIR ACCESSORIES, GLOVES, PALM GEL ADDED, HALF-FINGER, MADE OF SOFT LEATHER, NON-SLIP FABRIC ON THE PALM OF THE GLOVE, COMFORTABLE, WITH ADJUSTABLE VELCRO CLOSURE, PAIR, SIZE: X-LARGE | REHABILITATION AND PHYSIOTHERAPY SUPPLIES
12423 | 4618150401000 | WHEELCHAIR ACCESSORIES, GLOVES, PALM GEL ADDED, HALF-FINGER, MADE OF SOFT LEATHER, NON-SLIP FABRIC ON THE PALM OF THE GLOVE, COMFORTABLE, WITH ADJUSTABLE VELCRO CLOSURE, PAIR, SIZE: SMALL | REHABILITATION AND PHYSIOTHERAPY SUPPLIES
12424 | 4618150400900 | WHEELCHAIR ACCESSORIES, GLOVES, PALM GEL ADDED, HALF-FINGER, MADE OF SOFT LEATHER, NON-SLIP FABRIC ON THE PALM OF THE GLOVE, COMFORTABLE, WITH ADJUSTABLE VELCRO CLOSURE, PAIR, SIZE: MEDIUM | REHABILITATION AND PHYSIOTHERAPY SUPPLIES
12425 | 4618150400800 | WHEELCHAIR ACCESSORIES, GLOVES, PALM GEL ADDED, HALF-FINGER, MADE OF SOFT LEATHER, NON-SLIP FABRIC ON THE PALM OF THE GLOVE, COMFORTABLE, WITH ADJUSTABLE VELCRO CLOSURE, PAIR, SIZE: LARGE | REHABILITATION AND PHYSIOTHERAPY SUPPLIES
12426 | 4225170700600 | "WALKING AID ACCESSORY, SUSPENSION HARNESSES KIT, COMPATIBLE WITH SUSPENSION WALKERS AND POSTURE CONTROL WALKERS, SIZE: LARGE" | REHABILITATION AND PHYSIOTHERAPY SUPPLIES
12427 | 4225170700500 | "WALKING AID ACCESSORY, SUSPENSION HARNESSES KIT, COMPATIBLE WITH SUSPENSION WALKERS AND POSTURE CONTROL WALKERS, SIZE: MEDIUM" | REHABILITATION AND PHYSIOTHERAPY SUPPLIES
12428 | 4225170700400 | "WALKING AID ACCESSORY, SUSPENSION HARNESSES KIT, COMPATIBLE WITH SUSPENSION WALKERS AND POSTURE CONTROL WALKERS, SIZE: MEDIUM - SLIM" | REHABILITATION AND PHYSIOTHERAPY SUPPLIES
12429 | 4225170700300 | "WALKING AID ACCESSORY, SUSPENSION HARNESSES KIT, COMPATIBLE WITH SUSPENSION WALKERS AND POSTURE CONTROL WALKERS, SIZE: SMALL" | REHABILITATION AND PHYSIOTHERAPY SUPPLIES
12430 | 4225170700200 | "WALKING AID ACCESSORY, SUSPENSION CONVERSION KIT, WALKER ACCESSORY, COMPATIBLE WITH POSTURE CONTROL WALKERS, SIZE: LARGE" | REHABILITATION AND PHYSIOTHERAPY SUPPLIES
12431 | 4225170700100 | "WALKING AID ACCESSORY, SUSPENSION CONVERSION KIT, WALKER ACCESSORY, COMPATIBLE WITH POSTURE CONTROL WALKERS, SIZE: MEDIUM" | REHABILITATION AND PHYSIOTHERAPY SUPPLIES
12432 | 4225170700000 | "WALKING AID ACCESSORY, SUSPENSION CONVERSION KIT, WALKER ACCESSORY, COMPATIBLE WITH POSTURE CONTROL WALKERS, SIZE: SMALL" | REHABILITATION AND PHYSIOTHERAPY SUPPLIES
12433 | 4225161000300 | THERAPEUTIC, HAND EXERCISER, PUFFER BALLS, RESILIENT, SUPER SOFT BALLS, WITH EASY-TO-GRASP STRANDS HAVE A SOOTHING, SQUISHY TEXTURE, GREAT TACTILE HAND THERAPY, AND STRESS RELIEVER, PACK OF MORE THAN 3 COLORS | REHABILITATION AND PHYSIOTHERAPY SUPPLIES
12434 | 4224181200500 | "ELBOW HINGED BRACE, ADJUSTABLE HINGE AND ROM ROTATING AND PRESSING LOCK, SOFT COMFORTABLE BREATHABLE FABRIC, SIZE EXTRA LARGE" | REHABILITATION AND PHYSIOTHERAPY SUPPLIES
12435 | 4224181200400 | "ELBOW HINGED BRACE, ADJUSTABLE HINGE AND ROM ROTATING AND PRESSING LOCK, SOFT COMFORTABLE BREATHABLE FABRIC, SIZE SMALL" | REHABILITATION AND PHYSIOTHERAPY SUPPLIES
12436 | 4224181200300 | "ELBOW HINGED BRACE, ADJUSTABLE HINGE AND ROM ROTATING AND PRESSING LOCK, SOFT COMFORTABLE BREATHABLE FABRIC, SIZE MEDIUM" | REHABILITATION AND PHYSIOTHERAPY SUPPLIES
12437 | 4224181200200 | "ELBOW HINGED BRACE, ADJUSTABLE HINGE AND ROM ROTATING AND PRESSING LOCK, SOFT COMFORTABLE BREATHABLE FABRIC, SIZE LARGE" | REHABILITATION AND PHYSIOTHERAPY SUPPLIES
12438 | 4224180705100 | SPLINT, RADIAL HINGED ULNAR DEVIATION SPLINT IMPROVES ALIGNMENT OF STRONGLY-DEVIATED FINGERS, SOFT FINGER STRAPS, PERMIT EACH FINGER TO BE CORRECTED INDIVIDUALLY FOR MAXIMUM CONTROL LINED WITH SOFT FELT, THIS DORSAL-BASED SPLINT LEAVES THE PALM FREE FOR FUNCTION, SIZE: LARGE, ASSORTED SIDE | REHABILITATION AND PHYSIOTHERAPY SUPPLIES
12439 | 4224180705000 | SPLINT, RADIAL HINGED ULNAR DEVIATION SPLINT IMPROVES ALIGNMENT OF STRONGLY-DEVIATED FINGERS, SOFT FINGER STRAPS, PERMIT EACH FINGER TO BE CORRECTED INDIVIDUALLY FOR MAXIMUM CONTROL LINED WITH SOFT FELT, THIS DORSAL-BASED SPLINT LEAVES THE PALM FREE FOR FUNCTION, SIZE: MEDIUM, ASSORTED SIDE | REHABILITATION AND PHYSIOTHERAPY SUPPLIES
12440 | 4224180616500 | "SPLINT, LONG THUMB BRACE, COVER FOREARM, SUPPORTS WRIST AND MP AND CMC JOINTS OF THE THUMB, MADE OF THERMOPLASTIC, LEFT, SIZE: LARGE" | REHABILITATION AND PHYSIOTHERAPY SUPPLIES
12441 | 4224180613400 | "WALKING AID ACCESSORY, FOREARM SUPPORTS, COMPATIBLE WITH POSTURE CONTROL AND POSTURE REST WALKERS, SIZE 16 -25 CM (+/- 2 CM)" | REHABILITATION AND PHYSIOTHERAPY SUPPLIES
12442 | 4224180613300 | "WALKING AID ACCESSORY, FOREARM SUPPORTS, COMPATIBLE WITH POSTURE CONTROL AND POSTURE REST WALKERS, SIZE 10 -20 CM (+/- 2 CM)" | REHABILITATION AND PHYSIOTHERAPY SUPPLIES
12443 | 4224180302900 | "CERVICAL BRACE, 4 POSTER, LIGHTWEIGHT, MALLEABLE, ADJUSTABLE, CHIN AND AXILLARY AND SHOULDER STRAPS, SHOULDER STRAPS WITH PADS, VELCRO CLOSURES, SIZE LARGE" | REHABILITATION AND PHYSIOTHERAPY SUPPLIES
12444 | 4224180302800 | "CERVICAL BRACE, 4 POSTER, LIGHTWEIGHT, MALLEABLE, ADJUSTABLE, CHIN AND AXILLARY AND SHOULDER STRAPS, SHOULDER STRAPS WITH PADS, VELCRO CLOSURES, SIZE MEDIUM" | REHABILITATION AND PHYSIOTHERAPY SUPPLIES
12445 | 4224180302700 | "CERVICAL BRACE, 4 POSTER, LIGHTWEIGHT, MALLEABLE, ADJUSTABLE, CHIN AND AXILLARY AND SHOULDER STRAPS, SHOULDER STRAPS WITH PADS, VELCRO CLOSURES, SIZE SMALL" | REHABILITATION AND PHYSIOTHERAPY SUPPLIES
12446 | 4224170317100 | "KNEE IMMOBILIZER, 3-PANEL, WITH RIGID STAY, WRAP AROUND DESIGN, SIZE LARGE LONG" | REHABILITATION AND PHYSIOTHERAPY SUPPLIES
12447 | 4224151010900 | "SPLINTING MATERIAL, THERMOPLASTIC SHEET, MODERATE STRETCHING, HIGH MEMORY, STICK, RIGID, NON PERFORATED, THICKNESS 3.2 MM SIZE 45 X 60 CM APPROXIMATELY, 4 SHEETS/CASE" | REHABILITATION AND PHYSIOTHERAPY SUPPLIES
12448 | 4224151009300 | "SPLINTING MATERIAL, THERMOPLASTIC SHEET, HIGH STRETCHING, HIGH MEMORY, NON STICK, NON PERFORATED, THICKNESS 2.2 MM SIZE 45 X 60 CM APPROXIMATELY, BEIGE" | REHABILITATION AND PHYSIOTHERAPY SUPPLIES
12449 | 4224150704900 | SPLINT, ULNAR POLYCENTRIC HINGED DEVIATION, RESTORES METACARPOPHALANGEAL (MP) JOINT ALIGNMENT, PALM FREE AND THE JOINT ALLOWS FULL FLEXION AND EXTENSION, PADDED FINGER STAYS ARE MALLEABLE FOR EASE OF APPLICATION AND TO PROVIDE OPTIMAL ALIGNMENT, SIZE: LARGE, ASSORTED SIDE | REHABILITATION AND PHYSIOTHERAPY SUPPLIES
12450 | 4224150008000 | "SPLINTING ACCESSORIES, STRAP, WEBBING, WOVEN, POLYESTER, STRAPPING MATERIAL, SIZE: APPROXIMATELY 5 CM, 25 YARDS" | REHABILITATION AND PHYSIOTHERAPY SUPPLIES
12451 | 4224150007900 | "SPLINTING ACCESSORIES, STRAP, WEBBING, WOVEN, POLYESTER, STRAPPING MATERIAL, SIZE: APPROXIMATELY 2.5 CM, 25 YARDS" | REHABILITATION AND PHYSIOTHERAPY SUPPLIES
12452 | 4224150006600 | SPLINTING ACCESSORIES, LOOP, SOFT PILE, LAMINATED TO BOTH SIDES OF FOAM PACKING, NON STRETCH, PROVIDING OVER 1000 CLOSURES, WHITE, SIZE 3.8 CM X 9 M | REHABILITATION AND PHYSIOTHERAPY SUPPLIES
12453 | 4224150006300 | SPLINTING ACCESSORIES, NEOPRENE SHEET, BREATHABLE, FABRICATE SEMI-FLEXIBLE SPLINTS, COOL AND COMFORTABLE, THICKNESS 3.5 MM SIZE 45 X 60 CM APPROXIMATELY | REHABILITATION AND PHYSIOTHERAPY SUPPLIES
12454 | 4221151000000 | "WALKING AID ACCESSORY, RUBBER TIP, COMPLETE FLEXIBLE RUBBER, ASSORTED SIZE" | REHABILITATION AND PHYSIOTHERAPY SUPPLIES
12455 | 4221150604800 | "WALKING AID ACCESSORY, ADD-A-SEATS, COMPATIBLE WITH POSTURE CONTROL AND POSTURE REST WALKERS, SIZE: LARGE" | REHABILITATION AND PHYSIOTHERAPY SUPPLIES
12456 | 4221150604700 | "WALKING AID ACCESSORY, ADD-A-SEATS, COMPATIBLE WITH POSTURE CONTROL AND POSTURE REST WALKERS, SIZE: MEDIUM" | REHABILITATION AND PHYSIOTHERAPY SUPPLIES
12457 | 4221150604600 | "WALKING AID ACCESSORY, ADD-A-SEATS, COMPATIBLE WITH POSTURE CONTROL AND POSTURE REST WALKERS, SIZE SMALL" | REHABILITATION AND PHYSIOTHERAPY SUPPLIES
12458 | 4221150602700 | "WALKER, ANTERIOR SUPPORT, WITH CHEST AND ADJUSTABLE SIDE CUSHIONS, FOLDING, MADE OF ALUMINUM, WITH 2-FRONTAL SWIVEL WHEELS, AND 2-REAR WHEELS, WITH ADJUSTABLE HEIGHT, 56 # 91 CM (+/- 3 CM), WITH CHEST AND SIDE CUSHION" | REHABILITATION AND PHYSIOTHERAPY SUPPLIES
12459 | 4221150602100 | WALKER, BARIATRIC, ALUMINUM, BUTTONS FOLDING, SOFT HANDLE, NON-RECIPROCAL WALKER WITH METAL REINFORCEMENT, HEAVY DUTY, AND HEIGHT ADJUSTABLE 81 - 112 CM (+/- 10 CM), WIDTH 65 CM (+/- 4 CM), WITH WEIGHT CAPACITY UP TO 225 KG | REHABILITATION AND PHYSIOTHERAPY SUPPLIES
12460 | 4221150601800 | "WALKER, FOREARM SUPPORT, PADDED ARMRESTS, NON RECIPROCAL, ADULT, 4 - WHEELED, ADJUSTABLE HEIGHT 96 - 110 CM (+/- 4 CM), WIDTH 73 CM (+/- 4 CM), WEIGHT CAPACITY UP - TO 160 KGS" | REHABILITATION AND PHYSIOTHERAPY SUPPLIES
12461 | 4221150601700 | "WALKER, FOREARM SUPPORT, PADDED ARMRESTS, NON RECIPROCAL, ADULT, 2 FRONT LEGS WITH 3 INCHES REMOVABLE WHEEL, OTHER 2 LEGS WITH HARD RUBBER TIPS, ADJUSTABLE HEIGHT 96 - 110 CM (+/- 4 CM), WIDTH 73 CM (+/- 4 CM), WEIGHT CAPACITY UP - TO 160 KG" | REHABILITATION AND PHYSIOTHERAPY SUPPLIES
12462 | 4221150504100 | "WALKING AID ACCESSORY, EXTENSOR ASSIST CENTER PADS, COMPATIBLE WITH POSTURE CONTROL AND POSTURE REST WALKERS, SIZE 9 CM (+/- 2 CM) HEIGHT, 23 CM (+/- 2 CM) WIDTH" | REHABILITATION AND PHYSIOTHERAPY SUPPLIES
12463 | 4221150504000 | "WALKING AID ACCESSORY, EXTENSOR ASSIST CENTER PADS, COMPATIBLE WITH POSTURE CONTROL AND POSTURE REST WALKERS, SIZE 9 CM (+/- 2 CM) HEIGHT, 15 CM (+/- 2 CM) WIDTH" | REHABILITATION AND PHYSIOTHERAPY SUPPLIES
12464 | 4221150503900 | "WALKING AID ACCESSORY, EXTENSOR ASSIST BELT, MADE OF DURABLE MATERIAL, OPENED AND CLOSED WITH BUCKLES, TO BE USED WITH POSTURAL WALKERS STABILIZER/PAD" | REHABILITATION AND PHYSIOTHERAPY SUPPLIES
12465 | 4231250003400 | SILICONE GEL, TUBE, FOR SCAR MANAGEMENT, CONTAINS NON STICKY AND QUICK DRYING WATERPROOF AND MOISTURE, SIZE 30ML TUBE | REHABILITATION AND PHYSIOTHERAPY SUPPLIES
12466 | 4231250003300 | SILICONE GEL, TUBE, FOR SCAR MANAGEMENT, CONTAINS NON STICKY AND QUICK DRYING WATERPROOF AND MOISTURE, SIZE 15ML TUBE | REHABILITATION AND PHYSIOTHERAPY SUPPLIES
12467 | 4225170101600 | "PEDIATRIC GAIT BELT, MADE FROM DISINFECTANT MATERIAL, FITS CHILDREN WITH WAISTS FROM 17 INCHES TO 28 INCHES" | REHABILITATION AND PHYSIOTHERAPY SUPPLIES
12468 | 4225150201800 | ASSESSMENT TOOLS, THE BRAIN INJURY VISUAL ASSESSMENT BATTERY FOR ADULTS (BIVABA) OR EQUIVALENT, THE BIVABA PROVIDES THERAPISTS WITH A PRACTICAL TOOL FOR COMPLETING A QUICK, ACCURATE, RELIABLE, AND USEFUL ASSESSMENT OF VISUAL PROCESSING ABILITY FOLLOWING ADULT ONSET BRAIN | REHABILITATION AND PHYSIOTHERAPY SUPPLIES
12469 | 4225150200600 | THERAPEUTIC, FOUR TIER BALL ACTIVITY, DESIGNED FOR PATIENTS WITH LITTLE SHOULDER OR ELBOW MOVEMENT. USED AS A UNIT OR THE TUBES CAN BE REMOVED AND USED SEPARATELY TO FACILITATE PROGRESSION AND STRENGTHENING IN PLANES OF MOVEMENT. | REHABILITATION AND PHYSIOTHERAPY SUPPLIES
12470 | 4225150200200 | "ASSESSMENT TOOLS, SENSATION KIT, MONOFILAMENTS DISTINGUISH, DISTINGUISH BETWEEN NORMAL, DIMINISHED LIGHT TOUCH, DIMINISHED PROTECTIVE SENSATION, COMPLETE KIT" | REHABILITATION AND PHYSIOTHERAPY SUPPLIES
12471 | 4225150002000 | THERAPEUTIC, ORAL MOTOR CHEWY TUBES, DESIGNED TO PROVIDE A CHEWABLE SURFACE FOR DEVELOPING AND PRACTICING FUNDAMENTAL BITING AND CHEWING SKILLS, PROVIDING TACTILE AND ORAL STIMULATION. DIFFERENT COLOR WITH DIFFERENT SIZES, FOOD GRADE NON-TOXIC, LEAD-FREE, AND NO PVC OR PHTHALATES, INCLUDES A 50-PAGE MANUAL AND 25 ASSESSMENT FORMS | REHABILITATION AND PHYSIOTHERAPY SUPPLIES
12472 | 4225150001700 | THERAPEUTIC, CRITICAL THINKING FOR ACTIVITIES OF DAILY LIVING AND COMMUNICATION FACILITATES COMMUNITY RE-ENTRY OF ADULT CLIENTS. PICTURE CARDS HELP IMPROVE COMMUNICATION AND PERFORMANCE OF DAILY LIVING ACTIVITIES. PERFECT FOR CLIENTS WHO HAVE DECREASED COGNITIVE SKILLS PRODUCED BY STROKE, TRAUMATIC BRAIN INJURY, DEMENTIA, OR NEUROLOGICAL INVOLVEMENT | REHABILITATION AND PHYSIOTHERAPY SUPPLIES
12473 | 4224180624100 | "SPLINT, LONG THUMB BRACE, COVER FOREARM, SUPPORTS WRIST AND MP AND CMC JOINTS OF THE THUMB, MADE OF THERMOPLASTIC, RIGHT, SIZE: SMALL" | REHABILITATION AND PHYSIOTHERAPY SUPPLIES
12474 | 4224180624000 | "SPLINT, LONG THUMB BRACE, COVER FOREARM, SUPPORTS WRIST AND MP AND CMC JOINTS OF THE THUMB, MADE OF THERMOPLASTIC, LEFT, SIZE: SMALL" | REHABILITATION AND PHYSIOTHERAPY SUPPLIES
12475 | 4224180623900 | "SPLINT, LONG THUMB BRACE, COVER FOREARM, SUPPORTS WRIST AND MP AND CMC JOINTS OF THE THUMB, MADE OF THERMOPLASTIC, RIGHT, SIZE: MEDIUM" | REHABILITATION AND PHYSIOTHERAPY SUPPLIES
12476 | 4224180623800 | "SPLINT, LONG THUMB BRACE, COVER FOREARM, SUPPORTS WRIST AND MP AND CMC JOINTS OF THE THUMB, MADE OF THERMOPLASTIC, LEFT, SIZE: MEDIUM" | REHABILITATION AND PHYSIOTHERAPY SUPPLIES
12477 | 4224180623700 | "SPLINT, LONG THUMB BRACE, COVER FOREARM, SUPPORTS WRIST AND MP AND CMC JOINTS OF THE THUMB, MADE OF THERMOPLASTIC, RIGHT, SIZE: LARGE" | REHABILITATION AND PHYSIOTHERAPY SUPPLIES
12478 | 4224180623500 | "SPLINT, FUNCTIONAL WRIST-HAND ORTHOSIS, MALLEABLE, ALUMINUM WITH SOFT LINER AND STRAPS, ALLOWS DIFFERENT POSITIONING OF FINGERS, HAND, AND WRIST, NO THUMB SUPPORT, 3 DIFFERENT STRAP FINGERS, WRIST AND FOREARM, SMALL, RIGHT" | REHABILITATION AND PHYSIOTHERAPY SUPPLIES
12479 | 4224180623300 | "SPLINT, FUNCTIONAL WRIST-HAND ORTHOSIS, MALLEABLE, ALUMINUM WITH SOFT LINER AND STRAPS, ALLOWS DIFFERENT POSITIONING OF FINGERS, HAND, AND WRIST, NO THUMB SUPPORT, 3 DIFFERENT STRAP FINGERS, WRIST AND FOREARM, MEDIUM, RIGHT" | REHABILITATION AND PHYSIOTHERAPY SUPPLIES
12480 | 4224152007300 | SPLINTING ACCESSORIES, HEAT PAN LINER, PREVENTS MATERIALS FROM ADHERING TO HEAT PAN BOTTOM AND FROM STRETCHING DURING REMOVAL FROM HEAT PAN PLASTIC SPLINTING ACCESSORIES 9X15IN NON-STICK | REHABILITATION AND PHYSIOTHERAPY SUPPLIES
12481 | 4224152007200 | SPLINTING ACCESSORIES, HEAT PAN LINER, PREVENTS MATERIALS FROM ADHERING TO HEAT PAN BOTTOM AND FROM STRETCHING DURING REMOVAL FROM HEAT PAN PLASTIC SPLINTING ACCESSORIES 30X45IN NON-STICK | REHABILITATION AND PHYSIOTHERAPY SUPPLIES
12482 | 4224152007100 | SPLINTING ACCESSORIES, HEAT PAN LINER, PREVENTS MATERIALS FROM ADHERING TO HEAT PAN BOTTOM AND FROM STRETCHING DURING REMOVAL FROM HEAT PAN PLASTIC SPLINTING ACCESSORIES 15X24IN NON-STICK | REHABILITATION AND PHYSIOTHERAPY SUPPLIES
12483 | 4224150207900 | "SPLINTING ACCESSORIES, PADDING, SOFT ADHESIVE, MOLESTICK OR EQUIVALENT, APPROXIMATELY 15 CM X 5.5 M (+/- 2)" | REHABILITATION AND PHYSIOTHERAPY SUPPLIES
12484 | 4224150207500 | "SPLINTING ACCESSORIES, PADDING, FIRM, SELF-ADHESIVE, CLOSED-CELL, SIZE: APPROXIMATELY 45 CM X 61 CM" | REHABILITATION AND PHYSIOTHERAPY SUPPLIES
12485 | 4224150006000 | SPLINTING ACCESSORIES, ELASTIC CORD, WRAPPED ELASTIC CORD, 1.6 MM, DIAMETER, 132 METER ROLL | REHABILITATION AND PHYSIOTHERAPY SUPPLIES
12486 | 4219220821400 | WHEELCHAIR ACCESSORIES, FOAM ARMRESTS PADDING, ATTACH WITH HOOK AND LOOP FASTENER, COMFORT, PRESSURE RELIEF AND PROTECTION OF SENSITIVE ARM AND ELBOWS, COVERED WITH FABRIC THAT CAN EASILY BE CLEAN, LENGTH 11 INCH | REHABILITATION AND PHYSIOTHERAPY SUPPLIES
12487 | 4219220803000 | WHEELCHAIR ACCESSORIES, ELASTIC STRAP, HIGH-STRETCH NEOPRENE WITH HOOK-AND-LOOP CLOSURE, EASILY CUT-TO-LENGTH WITHOUT FRAYING, FITTINGS USE ON THE CHEST ABDOMEN THIGHS OR LOWER LEGS, LENGTH 142CM (+- 5 CM), WIDTH 15 CM (+- 1 CM) | REHABILITATION AND PHYSIOTHERAPY SUPPLIES
12488 | 4219220802900 | WHEELCHAIR ACCESSORIES, ELASTIC STRAP, HIGH-STRETCH NEOPRENE WITH HOOK-AND-LOOP CLOSURE, EASILY CUT-TO-LENGTH WITHOUT FRAYING, FITTINGS USE ON THE CHEST ABDOMEN THIGHS OR LOWER LEGS, LENGTH 142CM (+- 5 CM), WIDTH 11 CM (+- 1 CM) | REHABILITATION AND PHYSIOTHERAPY SUPPLIES
12489 | 4219220802800 | WHEELCHAIR ACCESSORIES, ELASTIC STRAP, HIGH-STRETCH NEOPRENE WITH HOOK-AND-LOOP CLOSURE, EASILY CUT-TO-LENGTH WITHOUT FRAYING, FITTINGS USE ON THE CHEST ABDOMEN THIGHS OR LOWER LEGS, LENGTH 142CM (+- 5 CM), WIDTH 7.5CM (+- 1 CM) | REHABILITATION AND PHYSIOTHERAPY SUPPLIES
12490 | 4219220801900 | WHEELCHAIR ACCESSORIES, CHEST BELT, DYNAMIC CLASSIC TORSO SUPPORT, ADJUSTABLE STRETCH NEOPRENE, WHEELCHAIR POSITIONING AND SUPPORT, ADJUSTABLE, SIZE: LARGE | REHABILITATION AND PHYSIOTHERAPY SUPPLIES
12491 | 4219220800800 | WHEELCHAIR ACCESSORIES, CHEST BELT, DYNAMIC ADJUSTABLE STRETCH CENTER OPENING WITH BUCKLE TORSO SUPPORT ANTERIOR TRUNK SUPPORT, NEOPRENE, WHEELCHAIR POSITIONING AND SUPPORT, ADJUSTABLE, SIZE: LARGE | REHABILITATION AND PHYSIOTHERAPY SUPPLIES
12492 | 4225150002300 | ASSESSMENT TOOLS, INFANT DEVELOPMENT SCALE (BAYLEY SCALES OR EQUIVALENT), USED TO IDENTIFY DEVELOPMENTAL COMPETENCIES OF VERY YOUNG CHILDREN, FROM ONE TO 42 MONTHS OF AGE, ITS PURPOSE IS TO IDENTIFY DEFICITS IN CHILDREN AS EARLY AS POSSIBLE SO THAT INTERVENTION CAN BEGIN QUICKLY, IT EVALUATES FIVE MAJOR DEVELOPMENTAL AREAS, INCLUDING LANGUAGE, MOTOR, ADAPTIVE, COGNITIVE, AND SOCIAL-EMOTIONAL DEVELOPMENT | REHABILITATION AND PHYSIOTHERAPY SUPPLIES
12493 | 4224150713000 | MOUTH SPLINT, JOUGLARD’S MOUTH SPACER OR EQUIVALENT, USED TO AVOID RETRACTION WHICH LEADS TO MICROSTOMIA IN THE LIPS AND THE AREA AROUND THE LIPS OF BURN PATIENTS, THE SCREW ON THE MOUTH SPACER CAN TIGHTEN OR LOOSEN THE DEVICE PROVIDING IDEAL TENSION | REHABILITATION AND PHYSIOTHERAPY SUPPLIES
12494 | 4224150713600 | SPLINT, FOR ELBOW OR KNEE, INFANT/PEDIATRIC, MULTIPURPOSE SOFT SPLINTS RESTRICT ELBOW AND KNEE MOVEMENT (POSEY/FREEDOM OR EQUIVALENT), ADJUSTABLE HOOK AND LOOP CLOSURE, SPLINTS ARE FILLED WITH POLYESTER BEADS FOR A SOFT WAY TO POSITION A LIMB, LENGTH 11 CM (-+ 1), LIMB CIRCUMFERENCE 4 - 10 CM (-+ 3) | REHABILITATION AND PHYSIOTHERAPY SUPPLIES
12495 | 4224150713500 | SPLINT, FOR ELBOW OR KNEE, INFANT/PEDIATRIC, MULTIPURPOSE SOFT SPLINTS RESTRICT ELBOW AND KNEE MOVEMENT (POSEY/FREEDOM OR EQUIVALENT), ADJUSTABLE HOOK AND LOOP CLOSURE, SPLINTS ARE FILLED WITH POLYESTER BEADS FOR A SOFT WAY TO POSITION A LIMB, LENGTH 8 CM (-+ 1), LIMB CIRCUMFERENCE 4 - 10 CM (-+ 3) | REHABILITATION AND PHYSIOTHERAPY SUPPLIES
12496 | 4224180205100 | LUMBOSACRAL CORSET, FOUR RIGID STAYS, PROVIDES LOWER BACK SUPPORT TO HELP REDUCE OR AVOID PAIN, VELCRO CLOSURE, SIZE: XXXX-LARGE | REHABILITATION AND PHYSIOTHERAPY SUPPLIES
12497 | 4214182000000 | ANAL ELECTRODE STIMULATION ANAL SPHINCTER MUSCLE BIOCOMPATIBLE PLASTIC AND GOLD-PLATED ELECTRODES ANAL SPHINCTER MUSCLE UNIVERSAL - CONDUCTOR FOR ELECTRICAL STIMULATION | REHABILITATION AND PHYSIOTHERAPY SUPPLIES
12498 | 4214182000200 | CONNECTION CABLE FOR ANAL PRESSURE PROBE PLASTIC CONNECTING CABLE ANAL SPHINCTER MUSCLE UNIVERSAL - | REHABILITATION AND PHYSIOTHERAPY SUPPLIES
12499 | 4214280257800 | INTERSTITIAL CYSTITIS THERAPEUTIC GLASS WAND FOR PAIN RELIEF MEDICAL GRADE GLASS INTERSTITIAL CYSTITIS AND PELVIC FLOOR DYSFUNCTION UNIVERSAL - HYPOALLERGENIC AND NON-POROUS DEVICE-CAN BE COOLED OR HEATED | REHABILITATION AND PHYSIOTHERAPY SUPPLIES
12500 | 4224180626200 | SPLINT, SHORT HAND-BASED THUMB SPICA SPLINT, SUPPORTS MP AND CMC JOINTS OF THE THUMB, MALLEABLE ALUMINUM STAY IS CONTOURED FOR AN ANATOMICALLY CORRECT FIT SELF-WICKING LINING TO CONTROL PERSPIRATION, NO CONTACT ON THE ULNAR SIDE OF THE HAND, LEFT, SIZE: SMALL | REHABILITATION AND PHYSIOTHERAPY SUPPLIES
12501 | 4221181210400 | TOE CAP, PROVIDES LIGHT TO MODERATE COMPRESSION FOR THE TOES, ASSORTED SIZES. | REHABILITATION AND PHYSIOTHERAPY SUPPLIES
12502 | 4229492404300 | BIPOLAR FORCEPS, ELECTROSURGICAL, NEURO, STRAIGHT, IRRIGATING, NON-STICK, 16-19 CM TOTAL LENGTH, ASSORTED TIP SIZES, DISPOSABLE, STERILE | NEUROSCIENCES CONSUMABLES SUPPLEMENTARY
12503 | 4229492404400 | BIPOLAR FORCEPS, ELECTROSURGICAL, NEURO, STRAIGHT, IRRIGATING, NON-STICK, 20-22 CM TOTAL LENGTH, ASSORTED TIP SIZES, DISPOSABLE, STERILE | NEUROSCIENCES CONSUMABLES SUPPLEMENTARY
12504 | 4229492404500 | BIPOLAR FORCEPS, ELECTROSURGICAL, NEURO, STRAIGHT, IRRIGATING, NON-STICK, 23-26 CM TOTAL LENGTH, ASSORTED TIP SIZES, DISPOSABLE, STERILE | NEUROSCIENCES CONSUMABLES SUPPLEMENTARY
12505 | 4229510011200 | MICRO NEEDLE HOLDER, SINGLE SHAFT, ROTATABLE, FOR NEUROSURGERY, REUSABLE, ASSORTED SIZES AND SHAPES | NEUROSCIENCES CONSUMABLES SUPPLEMENTARY
12506 | 4227200601200 | INTRODUCER SET, PEEL AWAY, FOR NEUROENDOSCOPY, DISPOSABLE, ASSORTED SIZES AS PER HOSPITAL REQUEST | NEUROSCIENCES CONSUMABLES SUPPLEMENTARY
12507 | 4218231800100 | ELECTRODES SUBDURAL GRID PLATI 8CON 2X4 | NEUROSCIENCES CONSUMABLES SUPPLEMENTARY
12508 | 4218231800200 | ELECTRODES SUBDURAL GRID PLATI 20CON 4X5 | NEUROSCIENCES CONSUMABLES SUPPLEMENTARY
12509 | 4218231900000 | ELECTRODE CUP EEG SILVR 10MM DISC 2MM HO | NEUROSCIENCES CONSUMABLES SUPPLEMENTARY
12510 | 4229610304600 | DURAL PATCH NEURO SUTURABLE BOVINE 4X7" | NEUROSCIENCES CONSUMABLES SUPPLEMENTARY
12511 | 4214150102700 | COTTON BALLS W/STRANDS XRAY LRG 23-28MM | NEUROSCIENCES CONSUMABLES SUPPLEMENTARY
12512 | 4214150102800 | COTTON BALLS W/STRANDS XRAY SMALL 5-6MM | NEUROSCIENCES CONSUMABLES SUPPLEMENTARY
12513 | 4214150102900 | COTTON BALLS W/STRANDS XRAY XS 2-3 MM | NEUROSCIENCES CONSUMABLES SUPPLEMENTARY
12514 | 4214150103000 | COTTON BALLS W/STRANDS XRAY MED 12-15MM | NEUROSCIENCES CONSUMABLES SUPPLEMENTARY
12515 | 4227191540300 | KIT LUMBAR PUNCTURE WITH 18 G X 3 - 1/2 SPINAL NEEDLE STERILE | NEUROSCIENCES CONSUMABLES SUPPLEMENTARY
12516 | 4229548017600 | PACK LUMBAR PUNCTURE NEEDLE 20 GAUGE X 3.5 INCH DISPOSABLE STERILE | NEUROSCIENCES CONSUMABLES SUPPLEMENTARY
12517 | 4229560300600 | KIT FOR LUMBAR PUNCTURE 22G X 1.5 TRAY FOR NEONATE FREE OF DEHP AND LATEX CONTENTS: (1) 22 GA X 1.5 INCH SPINAL NEEDLE (4) NUMBERED SPECIME N TUBES W/ SCREW CAP (1) 4-PLY POLY DRAPE TOWEL (2) POINT-LOK SHARPS CONTAINERS (1) 3 PK IODOPHOR SWABSTICKS (1) SPOTADHESIVE BANDAGE (1) NEO CATH DRAPE 12 INCH X 20 INCH (4) 2 INCH X2 INCH GAUZE | NEUROSCIENCES CONSUMABLES SUPPLEMENTARY
12518 | 4229560300700 | TRAY FOR LUMBER PUNCTURE ADULT CONTAINS: 25 G X 5/8 INCH NEEDLE PRE ATTACHED TO 3 ML PLASTIC LUER SLIP SYRINGE NEEDLE 18 G X 3.5 INCH NEED LE 20 G X 3.5 INCH NEEDLE 22 G X 3.5 INCH 4 WAYS STOPCOCK MANOMETER 5 INCH EXTENSION TUBING 5 ML LIDOCAINE 1% SPECIMEN VIALS WITH LABELS NEEDLE STICK PAD ADHESIVE BANDAGE SPONGE APPLICATORS TOWELS AND FENESTRATED DRAPE IODINE SOLUTION DISPOSABLE STERILE | NEUROSCIENCES CONSUMABLES SUPPLEMENTARY
12519 | 4229548018300 | PACK LUMBAR PUNCTURE PEDIATRIC/INFANT WITH MANOMETER, 21G OR 22G, DISPOSABLE, STERILE | NEUROSCIENCES CONSUMABLES SUPPLEMENTARY
12520 | 4218154200300 | ELECTRODE CONCENTRIC NEEDLE EMG 50 MMX0.4 MM 26G | NEUROSCIENCES CONSUMABLES SUPPLEMENTARY
12521 | 4218154200600 | ELECTRODE SURFACE EMG REUSABLE | NEUROSCIENCES CONSUMABLES SUPPLEMENTARY
12522 | 4218154100900 | ELECTRODE EMG PLATE GROUND DISPOSABLE | NEUROSCIENCES CONSUMABLES SUPPLEMENTARY
12523 | 4227250063800 | SPINAL CORD STIMULATOR GENERATOR NON-RECHARGEABLE IMPLANTABLE STERILE WITH ABILITY TO DELIVER MORE THAN 2 STIMULATION MODES INCLUDING ( TONIC BURST AND HIGH FREQUENCY ) | NEUROSCIENCES CONSUMABLES SUPPLEMENTARY
12524 | 4227250063900 | PERCUTANEOUS LEAD STERILE 8 CONTACTS | NEUROSCIENCES CONSUMABLES SUPPLEMENTARY
12525 | 4227250064000 | EXTENSION 8 CONTACT LEAD 30CM STERILE | NEUROSCIENCES CONSUMABLES SUPPLEMENTARY
12526 | 4227250064700 | NON IMPLANTABLE EXTERNAL PULSE GENERATOR FOR TESTING AMPLITUDE FROM 0 TO 25.5MA | NEUROSCIENCES CONSUMABLES SUPPLEMENTARY
12527 | 4227250064800 | MULTI LEAD TRIAL CABLE | NEUROSCIENCES CONSUMABLES SUPPLEMENTARY
12528 | 4218230006700 | ELECTRODES, STEREOTACTIC DEPTH ELECTRODE, WITH ANCHORS AND BOLTS, PLATINUM, 15-16 CONTACTS, ASSORTED CONFIGURATIONS, CABLES WITH UNIVERSAL CONNECTION TO FIT ALL NEUROPHYSIOLOGY MACHINES, DISPOSABLE, STERILE | NEUROSCIENCES CONSUMABLES SUPPLEMENTARY
12529 | 4110180401300 | TUBE, WASHING ADAPTER (ALL CHANNEL IRRIGATOR) TO FLUSH WATER/CHEMICALS THROUGH SCOPE CHANNELS FOR SCOPE CLEANING AND DISINFECTION, DISPOSABLE | ENDOSCOPY SUPPLIES SUPPLEMENTARY
12530 | 4219260202600 | BAG, PLASTIC BAG TRANSPARENT FOR MEDICINE, SELF SEALING OR ZIPLOCK, 50 MICRONS THICKNESS FOR ONE LAYER.SIZE: ABOUT 20 X 30 CM (+/- 5CM) | GENERAL MEDICAL SUPPLIES (NURSING AND BURN UNIT) SUPPLEMENTARY
12531 | 4222180200200 | BOARD, CUSHION PADDED, IV ARM, WITH PLASTIC COVER, WASHABLE, MRI COMPATIBILITY, SIZE: APPROX. 3CM X 7CM (+/-1CM)(NEONATE SIZE) | GENERAL MEDICAL SUPPLIES (NURSING AND BURN UNIT) SUPPLEMENTARY
12532 | 4214271700700 | CATHETER, PERIPHERALLY INSERTED, 24G LENGTH 300 MM POLYURETHANE VENOUS CATHETER, REMAINS FIRM DURING INSERTION BUT SOFTENS AT BODY TEMPERATURE, X-RAY OPAQUE FOR ACCURATE TIP LOCATION WITHOUT ADDITIONAL CONTRAST MEDIUM, CATHETER GRADUATIONS EVERY CM AID ACCURATE PLACEMENT OF CATHETER, ONE-PIECE CONSTRUCTION SIMPLIFIES INSERTION, INTEGRAL EXTENSION WITH WING PERMITS SECURE CATHETER FIXATION, SLIDE CLAMP FOR LINE MANAGEMENT AND SAFETY, MICROFLASH INTRODUCER UNIQUE SPLIT CANNULA, AND EYELET GIVES RAPID VISIBILITY OF FLASHBACK, KIT CONTENTS 1 X INTRODUCER NEEDLE, 1 X 10 ML SYRINGE, 1 X SYRINGE ADAPTER, DISPOSABLE, STERILE | GENERAL MEDICAL SUPPLIES (NURSING AND BURN UNIT) SUPPLEMENTARY
12533 | 4214390300000 | CATHETER, RECTAL, SMOOTH, THE LANGE LATERAL EYE AND ROUNDED TIP, ENSURE THE CATHETERS, AND NOT OCCLUDED, BY FECAL MATTER, WITH RADIOPAQUE LINE, FOR VISUALIZATION, SIZE: 18 TO 22, SIZE TO BE SELECTED | GENERAL MEDICAL SUPPLIES (NURSING AND BURN UNIT) SUPPLEMENTARY
12534 | 4214390300900 | CATHETER, RECTAL, SMOOTH, THE LANGE LATERAL EYE AND ROUNDED TIP, ENSURE THE CATHETERS, AND NOT OCCLUDED, BY FECAL MATTER, WITH RADIOPAQUE LINE, FOR VISUALIZATION, SIZE: 24 TO 28, SIZE TO BE SELECTED | GENERAL MEDICAL SUPPLIES (NURSING AND BURN UNIT) SUPPLEMENTARY
12535 | 4229610026700 | CONNECTOR, STAND ALONE NEEDLELESS SPLIT - SEPTUM, TRANSPARENT DEVICE SHOWING THE FLOW OF FLUID, LOW PROFILE, SIMPLE TO USE AND DISINFECT, COMPATIBLE WITH LUER SPLIT OR LUER LOCK CONNECTIONS, LOW WEIGHT MAKE FIXATION BETTER, PRIMING VOLUME 0.6 - 0.8 ML, 3 WAYS WITH EXTENSION MICROBORE, DISPOSABLE, STERILE | GENERAL MEDICAL SUPPLIES (NURSING AND BURN UNIT) SUPPLEMENTARY
12536 | 4214320300900 | BAG, FOR ENTERAL FEEDING PUMP SET WITH ENFIT CONNECTOR, FLEXIFLOW OR EQUIVALENT, TUBE LENGTH 230- 270 CM, 1000 ML | GENERAL MEDICAL SUPPLIES (NURSING AND BURN UNIT) SUPPLEMENTARY
12537 | 4227190903500 | DEVICE, SECUREMENT, LIGHTWEIGHT, FOR TRACHEOSTOMY AND ENDOTRACHEAL TUBE, KEEP THE TUBE ELEVATED, TRIANGULAR SHAPE WITH HOLE, UNIQUE OPENING THAT PROVIDES SUPPORT AND DECREASE THE RISK OF TUBE MOVEMENT, DISPOSABLE | GENERAL MEDICAL SUPPLIES (NURSING AND BURN UNIT) SUPPLEMENTARY
12538 | 4214160101800 | DIAPER, EXTRA SMALL, FROM 600 GM TO 1.2 KG, HIGHLY ABSORBENT, ASSURES DRY SURFACE, RE-ADJUSTABLE, ADHESIVE TAPE, ANTI-LEAK BARRIER, PACKING: WRAPPED IN A PLASTIC PACK | GENERAL MEDICAL SUPPLIES (NURSING AND BURN UNIT) SUPPLEMENTARY
12539 | 5310230500000 | DIAPER, PRE-MATURE INFANT, FROM 1.3 KG TO 2 KG, HIGHLY ABSORBENT, ASSURES DRY SURFACE, RE-ADJUSTABLE, ADHESIVE TAPE, ANTI-LEAK BARRIER, PACKING: WRAPPED IN A PLASTIC PACK | GENERAL MEDICAL SUPPLIES (NURSING AND BURN UNIT) SUPPLEMENTARY
12540 | 4229560108500 | DRESSING SECUREMENT, FOR LARGE NASAL GASTRIC, INDIVIDUALLY PACKAGE, DISPOSABLE, STERILE (WOUND AND OSTOMY CARE) | GENERAL MEDICAL SUPPLIES (NURSING AND BURN UNIT) SUPPLEMENTARY
12541 | 4220181001100 | FILM DRY STAR (DT2M) TO BE USED WITH DRY STAR 5500, 5503 AND AXYS LASER CAMERA SIZE: 24 X 30 CM, PACKING 100 FILM/PACK | GENERAL MEDICAL SUPPLIES (NURSING AND BURN UNIT) SUPPLEMENTARY
12542 | 4220181001200 | FILM DRY VIEW (DT2M) TO BE USED WITH DRY STAR 5500, 5503 AND AXYS LASER CAMERA SIZE: 18 X 24 CM, PACKING 100 FILM/PACK | GENERAL MEDICAL SUPPLIES (NURSING AND BURN UNIT) SUPPLEMENTARY
12543 | 4220390200900 | FILM, DRY STAR, (DT2B), TO BE USED WITH 5500 LASER CAMERA, SIZE: 8 X 10 INCH, PACKING: 100 FILMS/PKT | GENERAL MEDICAL SUPPLIES (NURSING AND BURN UNIT) SUPPLEMENTARY
12544 | 4220390201000 | FILM, DRY STAR, (DT2B), TO BE USED WITH DRY STAR 5300 AND 5500 LASER CAMERA, SIZE: 11 X 14 INCH, PACKING: 100 FILMS/PACK | GENERAL MEDICAL SUPPLIES (NURSING AND BURN UNIT) SUPPLEMENTARY
12545 | 4220390201100 | FILM, DRY STAR, (DT2B), TO BE USED WITH DRY STAR 5300 AND 5500 LASER CAMERA, SIZE: 14 X 14 INCH, PACKING: 100 FILMS/PACK | GENERAL MEDICAL SUPPLIES (NURSING AND BURN UNIT) SUPPLEMENTARY
12546 | 4220390201200 | FILM, DRY STAR, (DT2B), TO BE USED WITH DRY STAR 5300 AND 5500 LASER CAMERA, SIZE: 14 X 17 INCH, PACKING: 100 FILMS/PACK | GENERAL MEDICAL SUPPLIES (NURSING AND BURN UNIT) SUPPLEMENTARY
12547 | 4220390201300 | FILM, DRY STAR, (DT2 B), TO BE USED WITH DRY STAR 5500 LASER CAMERA, SIZE: 10 X 12 INCH | GENERAL MEDICAL SUPPLIES (NURSING AND BURN UNIT) SUPPLEMENTARY
12548 | 4220390201400 | FILM, DRY VIEW, BLUE BASE, DVB, TO BE USED WITH DRY VIEW 5800 LASER CAMERA OR EQUIVALENT, SIZE 14 INCH X 17 INCH | GENERAL MEDICAL SUPPLIES (NURSING AND BURN UNIT) SUPPLEMENTARY
12549 | 4220181003600 | FILM, DRY VIEW, BLUE BASE, DVB, TO BE USED WITH DRY VIEW 5800 LASER CAMERA, SIZE 8 INCH X 10 INCH | GENERAL MEDICAL SUPPLIES (NURSING AND BURN UNIT) SUPPLEMENTARY
12550 | 4220390201500 | FILM, DRY VIEW, BLUE BASE, DVB, TO BE USED WITH DRY VIEW 8900 AND 6800 LASER CAMERA, OR EQUIVALENT SIZE 24 X 30 CM | GENERAL MEDICAL SUPPLIES (NURSING AND BURN UNIT) SUPPLEMENTARY
12551 | 4220181003500 | FILM, DRY VIEW, BLUE BASE, TO BE USED WITH DRYVIEW 8700 AND DRYVIEW 8100 LASER CAMERA, OR EQUIVALENT SIZE: 35 X 43 CM | GENERAL MEDICAL SUPPLIES (NURSING AND BURN UNIT) SUPPLEMENTARY
12552 | 4220181003800 | FILM, DRY VIEW, DVM FOR MAMMOGRAPHY, TO BE USED WITH DRY VIEW 8900 AND 6800 LASER CAMERA, SIZE 10 X 12 INCH | GENERAL MEDICAL SUPPLIES (NURSING AND BURN UNIT) SUPPLEMENTARY
12553 | 4220181004000 | FILM, DRYPRO, BLUE BASE, TO BE USED WITH DRYPRO 832 AND DRYPRO 873 LASER CAMERA, SIZE: 14 X 17 IN (35 X 43 CM) | GENERAL MEDICAL SUPPLIES (NURSING AND BURN UNIT) SUPPLEMENTARY
12554 | 4220181004100 | FILM, DRYPRO, BLUE BASE, TO BE USED WITH DRYPRO 832, AND DRYPRO 873 LASER CAMERA OR ANY EQUIVALENT, SIZE: 11 X 14 IN (28 X 35 CM) | GENERAL MEDICAL SUPPLIES (NURSING AND BURN UNIT) SUPPLEMENTARY
12555 | 4220181004200 | FILM, DRYPRO, BLUE BASE, TO BE USED WITH DRYPRO 832, AND DRYPRO 873 LASER CAMERA, SIZE: 10 X 12 INCH | GENERAL MEDICAL SUPPLIES (NURSING AND BURN UNIT) SUPPLEMENTARY
12556 | 4213150100000 | COVER FOR HEAD, HAIR, BEARD, EARS AND NECK, SMS POLYPROPYLENE, LEVEL 2 FLUID RESISTANCE, SOFT AND BREATHABLE MATERIAL, NON- STERILE, DISPOSABLE, LARGE | GENERAL MEDICAL SUPPLIES (NURSING AND BURN UNIT) SUPPLEMENTARY
12557 | 4214160105600 | ORAL CARE KIT, KIT CONTAINS: 3 YANKAUER, 1 "Y" CONNECTOR, 1 SUCTION HANDLE, 4 SUCTION SWABS - 6 EMPTY SOLUTION CUP - 2 SUCTION TOOTHBRUSH - 6 ORAL SWABS | GENERAL MEDICAL SUPPLIES (NURSING AND BURN UNIT) SUPPLEMENTARY
12558 | 4214310600000 | PAD, MATERNITY WITH LOOP | GENERAL MEDICAL SUPPLIES (NURSING AND BURN UNIT) SUPPLEMENTARY
12559 | 4219181300900 | PAPER, FOR GE DIAGNOSIS SYSTEM HD STRESS TEST, SIZE APPROX. 210 MM X 280 MM | GENERAL MEDICAL SUPPLIES (NURSING AND BURN UNIT) SUPPLEMENTARY
12560 | 4214170502400 | PATIENT TRANSFER, FLAT SLIDE SHEET WITH HANDLES, TURNING, AND REPOSITIONING IN BED, SIZE 100 X 200 CM (+/- 20 CM), WEIGHT CAPACITY 150 KG, SINGLE PATIENT USE | GENERAL MEDICAL SUPPLIES (NURSING AND BURN UNIT) SUPPLEMENTARY
12561 | 4223150500100 | SET, Y EXTENSION, SMALL BORE, WITH TRIPLE (TRI PORT) BONDED LUER ACCESS DEVICE: SMALL BORE BIFURCATED EXT SET WITH 3 BONDED LAD, SPIN-LOCK CONNECTOR, CONTAINS PVC DEHP FREE, LATEX FREE, PRIMING VOLUME: 0.3-0.7 ML LENGTH: 4-7 INCH, ENDS MUST NOT FIT ENTERAL TUBING FOR USE WITH POWER INJECTORS, INDIVIDUALLY PACKED, DISPOSABLE, STERILE | GENERAL MEDICAL SUPPLIES (NURSING AND BURN UNIT) SUPPLEMENTARY
12562 | 4223150500200 | SET, Y EXTENSION, SMALL BORE, WITH TWO BONDED LUER ACCESS DEVICE: SMALL BORE BIFURCATED EXT SET WITH 2 BONDED LAD, SPIN-LOCK CONNECTOR, CONTAINS PVC DEHP FREE, LATEX FREE, PRIMING VOLUME: 0.3-0.5 ML LENGTH: 6-10 INCH, ENDS MUST NOT FIT ENTERAL TUBING FOR USE WITH POWER INJECTORS, INDIVIDUALLY PACKED, DISPOSABLE, STERILE | GENERAL MEDICAL SUPPLIES (NURSING AND BURN UNIT) SUPPLEMENTARY
12563 | 4214271300800 | SHEATH /CONDOM, INCONTINENCE, WITH RUBBER STRAP, LATEX FREE, (APPROXIMATELY 25 MM), INDIVIDUAL PACK, STERILE | GENERAL MEDICAL SUPPLIES (NURSING AND BURN UNIT) SUPPLEMENTARY
12564 | 4214270225400 | SHEATH /CONDOM, INCONTINENCE, WITH RUBBER STRAP, LATEX FREE, (APPROXIMATELY 30 MM), INDIVIDUAL PACK, STERILE | GENERAL MEDICAL SUPPLIES (NURSING AND BURN UNIT) SUPPLEMENTARY
12565 | 4214000065500 | SHEATH /CONDOM, INCONTINENCE, WITH RUBBER STRAP, LATEX FREE, (APPROXIMATELY 35 MM), INDIVIDUAL PACK, STERILE | GENERAL MEDICAL SUPPLIES (NURSING AND BURN UNIT) SUPPLEMENTARY
12566 | 4214270225300 | SHEATH /CONDOM, INCONTINENCE, WITH RUBBER STRAP, LATEX FREE, (APPROXIMATELY 40 MM), INDIVIDUAL PACK, STERILE | GENERAL MEDICAL SUPPLIES (NURSING AND BURN UNIT) SUPPLEMENTARY
12567 | 4412200200000 | SHEET, DRAW, PLASTIC, 80 CM X 190 CM (+/- 10 CM) WITH ABSORBENT TISSUE TYPE PAD, 45 CM X 70 CM (+/- 5 CM) | GENERAL MEDICAL SUPPLIES (NURSING AND BURN UNIT) SUPPLEMENTARY
12568 | 4229451000700 | SPONGE, SYNTHETIC WITH X-RAY DETECTABLE, VERY SOFT AND HIGHLY ABSORBENT (NOT LESS THAN 5 TIMES ITS WEIGHT) OR NEUROSURGERY, DISPOSABLE, STERILE, SIZE: 1/4 X 1.5 INCH | GENERAL MEDICAL SUPPLIES (NURSING AND BURN UNIT) SUPPLEMENTARY
12569 | 4231250002900 | STICK / PROBE, WOUND, FOR MEASURING AND ASSESSMENT THE WOUND, GRADUATED, 15-20 CM, STERILE, (WOUND AND OSTOMY CARE) | GENERAL MEDICAL SUPPLIES (NURSING AND BURN UNIT) SUPPLEMENTARY
12570 | 4229551315800 | SYSTEM, POSITIONING, 40 INCH X 60 INCH (+/- 2 INCH), INCLUDES 1 FLUIDIZED POSITIONER (15 INCH X 30 INCH- +/- 2 INCH), REDUCES PRESSURE AND FRICTION AND SHEAR, SLIDE SHEET WITH STRAPS, HELP IN MAINTAINING MICROCLIMATE (WOUND AND OSTOMY CARE) | GENERAL MEDICAL SUPPLIES (NURSING AND BURN UNIT) SUPPLEMENTARY
12571 | 4223150201100 | TUBE, FEEDING, POLYURETHANE, RADIOPAQUE, SIZE: 10 FRENCH, 80-90 CM, DISPOSABLE, STERILE | GENERAL MEDICAL SUPPLIES (NURSING AND BURN UNIT) SUPPLEMENTARY
12572 | 4222170700000 | SET, Y EXTENSION, PRIMING VOLUME: 1-2 ML, TUBE LENGTH: 150-200 CM, WITH SLID CLAMP, DISPOSABLE, STERILE | GENERAL MEDICAL SUPPLIES (NURSING AND BURN UNIT) SUPPLEMENTARY
12573 | 4219260300000 | VIAL, PLASTIC, WITH PUSH AND TURN TYPE, SAFE FITTED CAPS, WIDE MOUTH, AMBER COLOR, POLYSTYRENE MATERIAL, CAPACITY 110-140 ML | GENERAL MEDICAL SUPPLIES (NURSING AND BURN UNIT) SUPPLEMENTARY
12574 | 4231210404900 | BAG, OSTOMY, ONE PIECE, TRANSPARENT, SOFT FABRIC LOW FRICTION, CONVEX, OPEN WITH INTEGRATED CLOSING MECHANISM, WITH FILTER, ADULT SIZE 55 (+/- 5 MM), (WOUND AND OSTOMY CARE) | GENERAL MEDICAL SUPPLIES (NURSING AND BURN UNIT) SUPPLEMENTARY
12575 | 4231210404700 | BAG, OSTOMY, ONE PIECE, OPAQUE, SOFT FABRIC LOW FRICTION, OPEN WITH INTEGRATED CLOSING MECHANISM, WITH FILTER, SIZE 50-55 MM, (WOUND AND OSTOMY CARE) | GENERAL MEDICAL SUPPLIES (NURSING AND BURN UNIT) SUPPLEMENTARY
12576 | 4231210405000 | BAG, OSTOMY, ONE PIECE, TRANSPARENT, SOFT FABRIC LOW FRICTION, OPEN, WITHOUT FILTER, ADULT SIZE 75 MM (+/- 10 MM), (WOUND AND OSTOMY CARE) | GENERAL MEDICAL SUPPLIES (NURSING AND BURN UNIT) SUPPLEMENTARY
12577 | 4231210407200 | BAG, UROSTOMY, ONE PIECE, TRANSPARENT, CONVEX, OPEN, SOFT FABRIC LOW FRICTION, SIZE 40 MM (+/- 5 MM), (WOUND AND OSTOMY CARE) | GENERAL MEDICAL SUPPLIES (NURSING AND BURN UNIT) SUPPLEMENTARY
12578 | 4231210201800 | BASE PLATE, OSTOMY, RIGID CONVEX, CLICKING SYSTEM, 55-60 MM, DISPOSABLE, (WOUND AND OSTOMY CARE) | GENERAL MEDICAL SUPPLIES (NURSING AND BURN UNIT) SUPPLEMENTARY
12579 | 4231152400600 | DRESSING, NON-ADHERENT TULLE, IMPREGNATED WITH PARAFFIN OR PETROLATUM, KNITTED CELLULOSE ACETATE FABRIC, 12 X 23 (+/- 2CM), DISPOSABLE, STERILE, (WOUND AND OSTOMY CARE) | GENERAL MEDICAL SUPPLIES (NURSING AND BURN UNIT) SUPPLEMENTARY
12580 | 4231151010600 | DRESSING, MULTILAYERS, WITH SOFT SILICONE FOAM, ADHESIVE BORDER, ABSORBENT FIBER LAYER, HEEL SHAPE, FOAM SHOULD COVER HEEL AND MALLEOLUS, SIZE 16 X 16 (+/- 2 CM) FOR PEDIATRIC, STERILE, (WOUND AND OSTOMY CARE) | GENERAL MEDICAL SUPPLIES (NURSING AND BURN UNIT) SUPPLEMENTARY
12581 | 4231151402500 | DRESSING, ODOR CONTROL ACTIVATED CHARCOAL, WITH SILVER, COVERED WITH SLEEVE, SIZE 5 X 10 CM (+/-2 CM), STERILE, (WOUND AND OSTOMY CARE) | GENERAL MEDICAL SUPPLIES (NURSING AND BURN UNIT) SUPPLEMENTARY
12582 | 4231151008600 | DRESSING, SOFT SILICON, REGULAR FOAM, WITH SILVER, SELF ADHESIVE, NO BORDER, 6 X 8.5 CM (+/- 1), DISPOSABLE, STERILE, (WOUND AND OSTOMY CARE) | GENERAL MEDICAL SUPPLIES (NURSING AND BURN UNIT) SUPPLEMENTARY
12583 | 4231151700400 | SPRAY, SILICONE BASED, PAINLESS, SKIN, ADHESIVE REMOVER, STING FREE, 100-120 ML, (WOUND AND OSTOMY CARE) | GENERAL MEDICAL SUPPLIES (NURSING AND BURN UNIT) SUPPLEMENTARY
12584 | 4231155208800 | TAPE, SILICONE, ADHESIVE, 4 CM X 150-200 CM, ROLL, (WOUND AND OSTOMY CARE) | GENERAL MEDICAL SUPPLIES (NURSING AND BURN UNIT) SUPPLEMENTARY
12585 | 4227190904700 | CATHETER, SUCTION CATHETER, STRAIGHT, FINGER CONTROL VALVE, ROUND SOFT TIP, WITH TWO LATERAL EYES, AND ONE TERMINAL EYE, GRADUATION, LENGTH 30-50 CM, FG 07, DISPOSABLE, STERILE | GENERAL MEDICAL SUPPLIES (NURSING AND BURN UNIT) SUPPLEMENTARY
12586 | 4112180600600 | BOTTLE DROPPING POLYETHYLENE 15ML, STERILE | GENERAL MEDICAL SUPPLIES (NURSING AND BURN UNIT) SUPPLEMENTARY
12587 | 4214390200300 | FECAL INCONTINENCE SYSTEM, WITH SILICONE CATHETER AND DRAINAGE BAG, MEDICATION AND SAMPLING AND IRRIGATION PORTS, ODOR CONTROL, FOR LIQUID AND SEMI LIQUID STOOL | GENERAL MEDICAL SUPPLIES (NURSING AND BURN UNIT) SUPPLEMENTARY
12588 | 4410311200400 | LABEL, RIBBON PRINTER, THERMAL ZEBRA, 100 MM X 50 MM | GENERAL MEDICAL SUPPLIES (NURSING AND BURN UNIT) SUPPLEMENTARY
12589 | 4214312704200 | PAPER, CTG, FOR MEDGAN MACHINE NST FHR 240, SIZE APPROX. 152 MM X 90MM | GENERAL MEDICAL SUPPLIES (NURSING AND BURN UNIT) SUPPLEMENTARY
12590 | 4229540607600 | DRESSING, TRACHEOSTOMY, POLYURETHANE ABSORBENT FOAM, HOLE WITH CUT, SIZE 10 X 10 CM (+/- 1 CM), DISPOSABLE, STERILE, (WOUND AND OSTOMY CARE) | GENERAL MEDICAL SUPPLIES (NURSING AND BURN UNIT) SUPPLEMENTARY
12591 | 4214270227000 | CATHETER, SPIGOT, PLASTIC, FOR CLOSURE OF CATHETERS AND TUBES, APPROX. 6 MM X 56 MM, DISPOSABLE, STERILE | GENERAL MEDICAL SUPPLIES (NURSING AND BURN UNIT) SUPPLEMENTARY
12592 | 4214273304400 | CATHETER, SPIGOT, PLASTIC, FOR CLOSURE OF CATHETERS AND TUBES, APPROX. 11 MM X 78 MM, DISPOSABLE, STERILE | GENERAL MEDICAL SUPPLIES (NURSING AND BURN UNIT) SUPPLEMENTARY
12593 | 4214273304500 | CATHETER, SPIGOT, PLASTIC, FOR CLOSURE OF CATHETERS AND TUBES, APPROX. 9 MM X 68 MM, DISPOSABLE, STERILE | GENERAL MEDICAL SUPPLIES (NURSING AND BURN UNIT) SUPPLEMENTARY
12594 | 4213211401100 | CLOTH, ROLL, MACKINTOSH, DOUBLE FACED, RUBBER IMPREGNATED, AT LEAST 40 - 60 METER LONG AND 90 CM WIDE | GENERAL MEDICAL SUPPLIES (NURSING AND BURN UNIT) SUPPLEMENTARY
12595 | 4320180800000 | COMPACT DISC, READ-ONLY MEMORY (CD-R), FALCON SMART WHITE MEDICAL GRADE CD-R 52X, 700 MB, AAA, TO BE USED WITH CODONICS VIRTUA CD/DVD MEDICAL DISC PUBLISHER, PACKING 50 PIECES/ PACK | GENERAL MEDICAL SUPPLIES (NURSING AND BURN UNIT) SUPPLEMENTARY
12596 | 4320182500000 | DIGITAL VIDEO DISC (DVD-R), FALCON SMART WHITE MEDICAL GRADE DVD-R 16X, 4.5 GB, AAA, TO BE USED WITH CODONICS VIRTUA CD/DVD MEDICAL DISC PUBLISHER, PACKING 50 PIECES/ PACK | GENERAL MEDICAL SUPPLIES (NURSING AND BURN UNIT) SUPPLEMENTARY
12597 | 4214160105500 | GENERAL PATIENT CARE KIT 2, LEATHER BAG WITH THE LOGO ON THE SIDE. IT CONTAINS: A LOOFAH WITH A BACK STRAP OF RUBBER, SHAMPOO AND CONDITIONER 20 ML CONTAINS SODIUM CHLORIDE AND COCONUT DIETHANOL, SHOWER GEL 20 ML CONTAINS GLYCERIN AND SODIUM CHLORIDE AND CITRIC ACID, BODY CREAM 20 ML CONTAINS LIQUID PARAFFIN AND GLYCERIN AND TRIETHANOLAMINE, ROUND AND WRAPPED SOAP 30 GM CONTAINING SODIUM PALM AND GLYCERIN AND SODIUM CHLORIDE, DENTAL CARE SUPPLIES (A SOFT BRUSH AND TOOTHPASTE 10 GM), WIDE BRUSH COMB WITH HANDLE, ALL COVERED WITH SNOW COVER, VANITY KIT (EARBUDS, ROUND COTTON BALLS, AND A SMALL WOODEN NAIL FILE). SOFT TOWEL, COMFORTABLE NON-SLIP SLIPPERS. ALL ITEMS CONTAIN THE ORGANIZATION'S LOGO | GENERAL MEDICAL SUPPLIES (NURSING AND BURN UNIT) SUPPLEMENTARY
12598 | 4410310500000 | INK BLACK CARTRIDGE, TO BE USED WITH CODONICS VIRTUA CD/DVD MEDICAL DISC PUBLISHER, PACKING 4 PIECES/ PACK | GENERAL MEDICAL SUPPLIES (NURSING AND BURN UNIT) SUPPLEMENTARY
12599 | 4410310500100 | INK COLOR CARTRIDGE, TO BE USED WITH CODONICS VIRTUA CD/DVD MEDICAL DISC PUBLISHER, PACKING 4 PIECES/ PACK | GENERAL MEDICAL SUPPLIES (NURSING AND BURN UNIT) SUPPLEMENTARY
12600 | 4112270200000 | LABEL, WATER RESISTANCE, WHITE, WIDTH 50 MM, HEIGHT 25 MM, 5000 LABLE/ROLL, GLOSS POLYESTER, OR POLYVINYL CHLORIDE | GENERAL MEDICAL SUPPLIES (NURSING AND BURN UNIT) SUPPLEMENTARY
12601 | 4214160105700 | PATIENT CARE KIT FOR KIDS, TRANSPARENT BAG FOR CHILDREN WITH THE LOGO ON THE SIDE, IT CONTAINS: A LOOFAH WITH A BACK STRAP OF RUBBER, SHAMPOO AND CONDITIONER 20 ML CONTAINS SODIUM CHLORIDE AND COCONUT DIETHANOL, SHOWER GEL 20 ML CONTAINS GLYCERIN AND SODIUM CHLORIDE AND CITRIC ACID, BODY CREAM 20 ML CONTAINS LIQUID PARAFFIN AND GLYCERIN AND TRIETHANOLAMINE, ROUND AND WRAPPED SOAP 30 GM CONTAINING SODIUM PALM AND GLYCERIN AND SODIUM CHLORIDE, DENTAL CARE SUPPLIES (A SOFT BRUSH AND TOOTHPASTE 10 GM), WIDE BRUSH COMB WITH HANDLE, ALL COVERED WITH SNOW COVER, COLORING PENS AND BOOKLET FOR CHILDREN. ALL ITEMS CONTAIN THE ORGANIZATION'S LOGO | GENERAL MEDICAL SUPPLIES (NURSING AND BURN UNIT) SUPPLEMENTARY
12602 | 4220370600000 | SOLUTION, CONCENTRATED DEVELOPING, FOR AUTOMATIC PROCESSING, TO PREPARE 10 GALLONS OR EQUIVALENT OF DILUTED SOLUTION | GENERAL MEDICAL SUPPLIES (NURSING AND BURN UNIT) SUPPLEMENTARY
12603 | 4215163210000 | SOLUTION, CONCENTRATED FIXER, FOR AUTOMATIC PROCESSING, TO PREPARE 10 GALLONS OR EQUIVALENT OF DILUTED SOLUTION | GENERAL MEDICAL SUPPLIES (NURSING AND BURN UNIT) SUPPLEMENTARY
12604 | 4111612642500 | TEST, FETAL MEMBRANES RUPTURE, ELISA BASED OR ANY OTHER EQUIVALENT, TO TEST FOR AMNIOTIC FLUID SPECIFIC PROTEINS PAMG - 1 OR IGFBP - 1 AND AFP, KI T CONTAIN : TEST STRIP, POLYESTERILE VAG SWAB PLASTIC VIAL WITH WATER SOLVENT POSITIVE AND NEGATIVE CONTROLS, STERILE | GENERAL MEDICAL SUPPLIES (NURSING AND BURN UNIT) SUPPLEMENTARY
12605 | 4214150500000 | APPLICATOR, WOODEN, 6 INCH, WITH COTTON TIP, PK/100, STERILE | GENERAL MEDICAL SUPPLIES (NURSING AND BURN UNIT) SUPPLEMENTARY
12606 | 4219280100600 | BAG, FOR MEDICAL WASTE, PVC, WITH BIOHAZARD LOGO, NOT LESS THAN 150 MICRON THICKNESS, RED, 100-130 LITER | GENERAL MEDICAL SUPPLIES (NURSING AND BURN UNIT) SUPPLEMENTARY
12607 | 4219280100700 | BAG, FOR MEDICAL WASTE, PVC, WITH BIOHAZARD LOGO, NOT LESS THAN 150 MICRON THICKNESS, RED, 180-200 LITER | GENERAL MEDICAL SUPPLIES (NURSING AND BURN UNIT) SUPPLEMENTARY
12608 | 4219280100800 | BAG, FOR MEDICAL WASTE, PVC, WITH BIOHAZARD LOGO, NOT LESS THAN 150 MICRON THICKNESS, RED, 250-275 LITER | GENERAL MEDICAL SUPPLIES (NURSING AND BURN UNIT) SUPPLEMENTARY
12609 | 4219280100900 | BAG, FOR MEDICAL WASTE, PVC, WITH BIOHAZARD LOGO, NOT LESS THAN 150 MICRON THICKNESS, YELLOW, 100-130 LITER | GENERAL MEDICAL SUPPLIES (NURSING AND BURN UNIT) SUPPLEMENTARY
12610 | 4219280101000 | BAG, FOR MEDICAL WASTE, PVC, WITH BIOHAZARD LOGO, NOT LESS THAN 150 MICRON THICKNESS, YELLOW, 180-200 LITER | GENERAL MEDICAL SUPPLIES (NURSING AND BURN UNIT) SUPPLEMENTARY
12611 | 4219280101100 | BAG, FOR MEDICAL WASTE, PVC, WITH BIOHAZARD LOGO, NOT LESS THAN 150 MICRON THICKNESS, YELLOW, 250-275 LITER | GENERAL MEDICAL SUPPLIES (NURSING AND BURN UNIT) SUPPLEMENTARY
12612 | 4214160601400 | BASIN SET, PLASTIC, GRADUATED, CONTAINS 1 BASIN 6000 CC, 1 PITCHER 1200 CC, 1 BOWL 500 CC, 4 KIDNEY BASIN, 2 STERILE SUD | GENERAL MEDICAL SUPPLIES (NURSING AND BURN UNIT) SUPPLEMENTARY
12613 | 4214160200400 | BEDPAN, PULP, 1500-2000 ML, DISPOSABLE | GENERAL MEDICAL SUPPLIES (NURSING AND BURN UNIT) SUPPLEMENTARY
12614 | 4112181900300 | BOTTLE DROPPING POLYETHYLENE 3ML, STERILE | GENERAL MEDICAL SUPPLIES (NURSING AND BURN UNIT) SUPPLEMENTARY
12615 | 4112181900400 | BOTTLE, DROPPING POLYETHYLENE 30ML, STERILE | GENERAL MEDICAL SUPPLIES (NURSING AND BURN UNIT) SUPPLEMENTARY
12616 | 4112181900500 | BOTTLE, GLASS, WITH DROPPER AMBER 10ML, STERILE | GENERAL MEDICAL SUPPLIES (NURSING AND BURN UNIT) SUPPLEMENTARY
12617 | 4222150405800 | CATHETER, PICC, DOUBLE LUMEN, POLYURETHANE, PERIPHERALLY INSERTED VENOUS ACCESS, FOR PREMATURE BABY AND NEONATE, 2 FR, G 24, LENGTH 30-35 CM, PEEL PACK, DISPOSABLE, STERILE | GENERAL MEDICAL SUPPLIES (NURSING AND BURN UNIT) SUPPLEMENTARY
12618 | 4214253100500 | CONTAINER, SAFETY, PLASTIC, FOR DISPOSAL SHARP, STABLE, EASY HANDLING, PUNCTURE AND LEAK PROOF, WITH WARNING LABEL, RED COLOR, FINAL CLOSURE MUST BE IRREVERSIBLE, 4-5 LITERS CAPACITY, DISPOSABLE | GENERAL MEDICAL SUPPLIES (NURSING AND BURN UNIT) SUPPLEMENTARY
12619 | 4219280202100 | CONTAINER, SAFETY, PLASTIC, FOR DISPOSAL SHARP, DURABLE, STABLE, EASY HANDLING, PUNCTURE AND LEAK PROOF, WITH WARNING LABEL, RED COLOR, FINAL CLOSURE MUST BE IRREVERSIBLE, 12-13 LITERS CAPACITY, DISPOSABLE | GENERAL MEDICAL SUPPLIES (NURSING AND BURN UNIT) SUPPLEMENTARY
12620 | 4219280202200 | CONTAINER, SAFETY, PLASTIC, FOR DISPOSAL SHARP, DURABLE, STABLE, EASY HANDLING, PUNCTURE AND LEAK PROOF, WITH WARNING LABEL, RED COLOR, FINAL CLOSURE MUST BE IRREVERSIBLE, 30-35 LITERS CAPACITY, DISPOSABLE | GENERAL MEDICAL SUPPLIES (NURSING AND BURN UNIT) SUPPLEMENTARY
12621 | 4219280202300 | CONTAINER, SAFETY, PLASTIC, FOR DISPOSAL SHARP, DURABLE, STABLE, EASY HANDLING, PUNCTURE AND LEAK PROOF, WITH WARNING LABEL, RED COLOR, FINAL CLOSURE MUST BE IRREVERSIBLE, 40-45 LITERS CAPACITY, DISPOSABLE | GENERAL MEDICAL SUPPLIES (NURSING AND BURN UNIT) SUPPLEMENTARY
12622 | 4219280202400 | CONTAINER, SAFETY, PLASTIC, FOR DISPOSAL SHARP, DURABLE, STABLE, EASY HANDLING, PUNCTURE AND LEAK PROOF, WITH WARNING LABEL, YELLOW COLOR, FINAL CLOSURE MUST BE IRREVERSIBLE, 40-45 LITERS CAPACITY, DISPOSABLE | GENERAL MEDICAL SUPPLIES (NURSING AND BURN UNIT) SUPPLEMENTARY
12623 | 4219280202500 | CONTAINER, SAFETY, PLASTIC, FOR DISPOSAL SHARP, DURABLE, STABLE, EASY HANDLING, PUNCTURE AND LEAK PROOF, WITH WARNING LABEL, YELLOW COLOR, FINAL CLOSURE MUST BE IRREVERSIBLE, 60-67 LITERS CAPACITY, DISPOSABLE | GENERAL MEDICAL SUPPLIES (NURSING AND BURN UNIT) SUPPLEMENTARY
12624 | 4219280202600 | CONTAINER, WASTE DISPOSAL UNIT, SHARPS/NEEDLE/SYRINGE WALL MOUNTED 11-13 LITER, RIGID, PLASTIC, TRANSPARENT, LEAK PROOF, PUNCTURE RESISTANT, WITH HERMETICAL SEAL, POLYPROPYLENE 2 PART LID AND BASE, WITH LOGO "BIOHAZARDOUS WASTE" | GENERAL MEDICAL SUPPLIES (NURSING AND BURN UNIT) SUPPLEMENTARY
12625 | 4110411803600 | CONTAINER, SPECIMEN, PLASTIC, TRANSPARENT, WITH SCREW CAP, 120-150 ML, STERILE | GENERAL MEDICAL SUPPLIES (NURSING AND BURN UNIT) SUPPLEMENTARY
12626 | 4219250101200 | COVER, PLASTIC, TO PROTECT MEDICAL PRODUCTS FROM DUST AND DAMAGE, 100 CM X 35-40 M, PERFORATED EACH 200CM | GENERAL MEDICAL SUPPLIES (NURSING AND BURN UNIT) SUPPLEMENTARY
12627 | 4231150201700 | CUSTOM DRESSING KIT, FOR LEFT VENTRICULAR ASSIST DEVICE, THE KIT CONTAINS (CSR OUTER WRAP 25 X25 INCH, GAUZE SWABS 4 X 4 16 PLY, 5/BUNDLE, FOLEY CATHETER SECUREMENT DEVICE, DRAIN SPONGE 4X4 INCH, (COMPRESSES ABSORBENTS DRESSING 15X8 CM, FILM DRESSING 10X12CM, DISINFECTANT APPLICATOR 1ML, SMALL FENESTRATED DRAPE 18 X 26 INCH, SURGICAL MASK, ALCOHOL PADS 70% ISOPROPYL ALCOHOL, SURGICAL GLOVES 7.5 (PAIR), PREFILLED NORMAL SALINE 10ML SYRINGE | GENERAL MEDICAL SUPPLIES (NURSING AND BURN UNIT) SUPPLEMENTARY
12628 | 4231150201500 | DRESSING CVC ADULT WITH 13-CONTENTS STERILE, THE KIT SHOULD CONTAINS, CSR OUTER WRAP, 17 X 17 INCH, SURGICAL DRAPE 18 X 25 INCH (PLAIN), DISINFECTANT APPLICATOR 1ML, STERI STRIP 1.27X10CM (12MMX100MM), DRESSING FILM 6X7CM, NITRILE EXAMINATION GLOVES MEDIUM SIZE, NON-WOVEN GAUZE 4 X 4 4PLY, PLASTIC TWEEZER, 3 LAYERS FACE MASK EARLOOP | GENERAL MEDICAL SUPPLIES (NURSING AND BURN UNIT) SUPPLEMENTARY
12629 | 4231150201600 | DRESSING KIT 2, INCLUDES 1 STERILE FIELD (WRAPPER), 1 STERILE DRAPE 50 X 50 CM (+/- 5 CM), 1 TOWEL 40 X 40 CM (+/- 5 CM), GAUZE SWABS 4 PLY 10 X 10 CM (5 PCS), 3 FORCEPS (EACH FORCEPS HAS UNIQUE COLOR), 1 TRAY MEDIUM SIZE, 1 TIE WRAP 10CM, 1 SELF ADHESIVE PE BAG 35 X 35 CM (+/- 5 CM), | GENERAL MEDICAL SUPPLIES (NURSING AND BURN UNIT) SUPPLEMENTARY
12630 | 4111620003300 | CUTTER, TABLET/PILL CUTTER, WITH DISPENSER, STAINLESS STEEL BLADE, TRAVEL SIZED | GENERAL MEDICAL SUPPLIES (NURSING AND BURN UNIT) SUPPLEMENTARY
12631 | 4214160106100 | DIAPER, UNDERWEAR STYLE, WITH STRETCHABLE WAIST BAND, HIGH ABSORPTION, SOFT BREATHABLE, LATEX FREE, FOR ADULT, SIZE SMALL | GENERAL MEDICAL SUPPLIES (NURSING AND BURN UNIT) SUPPLEMENTARY
12632 | 4214160106000 | DIAPER, UNDERWEAR STYLE, WITH STRETCHABLE WAIST BAND, HIGH ABSORPTION, SOFT BREATHABLE, LATEX FREE, FOR ADULT, SIZE MEDIUM | GENERAL MEDICAL SUPPLIES (NURSING AND BURN UNIT) SUPPLEMENTARY
12633 | 4214160105900 | DIAPER, UNDERWEAR STYLE, WITH STRETCHABLE WAIST BAND, HIGH ABSORPTION, SOFT BREATHABLE, LATEX FREE, FOR ADULT, SIZE LARGE | GENERAL MEDICAL SUPPLIES (NURSING AND BURN UNIT) SUPPLEMENTARY
12634 | 4214160106200 | DIAPER, UNDERWEAR STYLE, WITH STRETCHABLE WAIST BAND, HIGH ABSORPTION, SOFT BREATHABLE, LATEX FREE, FOR ADULT, SIZE X-LARGE | GENERAL MEDICAL SUPPLIES (NURSING AND BURN UNIT) SUPPLEMENTARY
12635 | 4214160106300 | DIAPER, WRAP AROUND, WAIST SIZE: 32 INCH X 40 INCH (+/-3 INCH), ADULT, MEDIUM, HIGHLY ABSORBENT ASSURES DRY SURFACE, READJUSTABLE ADHESIVE TAPE, ANTI LEAK BARRIER, PACKING, WRAPPED IN A PLASTIC PACK | GENERAL MEDICAL SUPPLIES (NURSING AND BURN UNIT) SUPPLEMENTARY
12636 | 4223150204600 | FEEDING SET WITH SPIKE, ENFIT MEDICATION PORT WITH TUBE CONNECTOR, IT SHOULD BE COMPATIBLE WITH HOSPITAL MACHINE, STERILE | GENERAL MEDICAL SUPPLIES (NURSING AND BURN UNIT) SUPPLEMENTARY
12637 | 4223150204800 | FEEDING SET, WITH INTEGRATED BAGS, 1000 ML FEED BAG WITH 1000 ML WATER BAG, CONTAINS ENFIT MEDICATION PORT, IT SHOULD BE COMPATIBLE WITH HOSPITAL MACHINE, NON-STERILE | GENERAL MEDICAL SUPPLIES (NURSING AND BURN UNIT) SUPPLEMENTARY
12638 | 4223150204900 | FEEDING SET, WITH INTEGRATED BAGS, 1000 ML FEED BAG WITH 1000 ML WATER BAG, IT SHOULD BE COMPATIBLE WITH HOSPITAL MACHINE, NON-STERILE | GENERAL MEDICAL SUPPLIES (NURSING AND BURN UNIT) SUPPLEMENTARY
12639 | 4223151100100 | TUBE, FEEDING, POLYURETHANE, RADIOPAQUE, SIZE: 05 FRENCH, 90-110 CM, DISPOSABLE, STERILE | GENERAL MEDICAL SUPPLIES (NURSING AND BURN UNIT) SUPPLEMENTARY
12640 | 4214271502500 | FOLEY CATHETER TRAY, CONSISTENT OF: FOLEY CATHETER 2-WAYS PURE SILICON 6FR, URINE METER, WITH DOUBLE PLASTIC HANGER AND ABOUT ONE METER LONG TUBE (CLEAR AND FIXED NUMERICAL GRADUATION WITH ANTI-REFLUX VALVE), PACKET POVIDONE-IODINE SWABSTICKS, 2 DRY SWABS, 10CC SYRINGE (PRE-FILLED WITH STERILE WATER), LATEX-FREE AND POWDER-FREE GLOVES REGULAR SIZE, LUBE JELLY, SECUREMENT DEVICE, UNDERPAD, STERILE | GENERAL MEDICAL SUPPLIES (NURSING AND BURN UNIT) SUPPLEMENTARY
12641 | 4214271502600 | FOLEY CATHETER TRAY, CONSISTENT OF: FOLEY CATHETER 2-WAYS PURE SILICON 8FR, URINE METER, WITH DOUBLE PLASTIC HANGER AND ABOUT ONE METER LONG TUBE (CLEAR AND FIXED NUMERICAL GRADUATION WITH ANTI-REFLUX VALVE), PACKET POVIDONE-IODINE SWABSTICKS, 2 DRY SWABS, 10CC SYRINGE (PRE-FILLED WITH STERILE WATER), LATEX-FREE AND POWDER-FREE GLOVES REGULAR SIZE, LUBE JELLY, SECUREMENT DEVICE, UNDERPAD, STERILE | GENERAL MEDICAL SUPPLIES (NURSING AND BURN UNIT) SUPPLEMENTARY
12642 | 4214271502000 | FOLEY CATHETER TRAY, CONSISTENT OF: FOLEY CATHETER 2-WAYS PURE SILICON 10FR, URINE METER, WITH DOUBLE PLASTIC HANGER AND ABOUT ONE METER LONG TUBE (CLEAR AND FIXED NUMERICAL GRADUATION WITH ANTI-REFLUX VALVE), PACKET POVIDONE-IODINE SWABSTICKS, 2 DRY SWABS, 10CC SYRINGE (PRE-FILLED WITH STERILE WATER), LATEX-FREE AND POWDER-FREE GLOVES REGULAR SIZE, LUBE JELLY, SECUREMENT DEVICE, UNDERPAD, STERILE | GENERAL MEDICAL SUPPLIES (NURSING AND BURN UNIT) SUPPLEMENTARY
12643 | 4214271502100 | FOLEY CATHETER TRAY, CONSISTENT OF: FOLEY CATHETER 2-WAYS PURE SILICON 12FR, URINE METER, WITH DOUBLE PLASTIC HANGER AND ABOUT ONE METER LONG TUBE (CLEAR AND FIXED NUMERICAL GRADUATION WITH ANTI-REFLUX VALVE), PACKET POVIDONE-IODINE SWABSTICKS, 2 DRY SWABS, 10CC SYRINGE (PRE-FILLED WITH STERILE WATER), LATEX-FREE AND POWDER-FREE GLOVES REGULAR SIZE, LUBE JELLY, SECUREMENT DEVICE, UNDERPAD, STERILE | GENERAL MEDICAL SUPPLIES (NURSING AND BURN UNIT) SUPPLEMENTARY
12644 | 4214271502400 | FOLEY CATHETER TRAY, CONSISTENT OF: FOLEY CATHETER 2-WAYS PURE SILICON 18FR, URINE METER, WITH DOUBLE PLASTIC HANGER AND ABOUT ONE METER LONG TUBE (CLEAR AND FIXED NUMERICAL GRADUATION WITH ANTI-REFLUX VALVE), PACKET POVIDONE-IODINE SWABSTICKS, 2 DRY SWABS, 10CC SYRINGE (PRE-FILLED WITH STERILE WATER), LATEX-FREE AND POWDER-FREE GLOVES REGULAR SIZE, LUBE JELLY, SECUREMENT DEVICE, UNDERPAD, STERILE | GENERAL MEDICAL SUPPLIES (NURSING AND BURN UNIT) SUPPLEMENTARY
12645 | 4214270239400 | CATHETER, INTERMITTENT, PURE SILICONE (MEDICAL GRADE SILICONE), HYDROPHILIC COATED, SELF LUBRICATED, READY TO USE, FREE OF PVC AND LATEX, CH 06, 25-30 CM, DISPOSABLE, STERILE | GENERAL MEDICAL SUPPLIES (NURSING AND BURN UNIT) SUPPLEMENTARY
12646 | 4214270239500 | CATHETER, INTERMITTENT, PURE SILICONE (MEDICAL GRADE SILICONE), HYDROPHILIC COATED, SELF LUBRICATED, READY TO USE, FREE OF PVC AND LATEX, CH 08, 25-30 CM, DISPOSABLE, STERILE | GENERAL MEDICAL SUPPLIES (NURSING AND BURN UNIT) SUPPLEMENTARY
12647 | 4214270239700 | CATHETER, INTERMITTENT, PURE SILICONE (MEDICAL GRADE SILICONE), HYDROPHILIC COATED, SELF LUBRICATED, READY TO USE, FREE OF PVC AND LATEX, CH 12, 35-40 CM, DISPOSABLE, STERILE | GENERAL MEDICAL SUPPLIES (NURSING AND BURN UNIT) SUPPLEMENTARY
12648 | 4214270239800 | CATHETER, INTERMITTENT, PURE SILICONE (MEDICAL GRADE SILICONE), HYDROPHILIC COATED, SELF LUBRICATED, READY TO USE, FREE OF PVC AND LATEX, CH 14, 35-40 CM, DISPOSABLE, STERILE | GENERAL MEDICAL SUPPLIES (NURSING AND BURN UNIT) SUPPLEMENTARY
12649 | 4231151207800 | GAUZE, SWAB, SIZE: 10 X 10 CM (4 X 4 INCH), X - RAY DETECTABLE, 8 PLY BULK, FOLDED EDGES, STERILE | GENERAL MEDICAL SUPPLIES (NURSING AND BURN UNIT) SUPPLEMENTARY
12650 | 4213220307700 | GLOVES, EXAMINATION, NITRILE, NON-POWDERED, SIZE SMALL, 100 / PACK | GENERAL MEDICAL SUPPLIES (NURSING AND BURN UNIT) SUPPLEMENTARY
12651 | 4213220307600 | GLOVES, EXAMINATION, NITRILE, NON-POWDERED, SIZE MEDIUM, 100 / PACK | GENERAL MEDICAL SUPPLIES (NURSING AND BURN UNIT) SUPPLEMENTARY
12652 | 4213220307500 | GLOVES, EXAMINATION, NITRILE, NON-POWDERED, SIZE LARGE, 100 / PACK | GENERAL MEDICAL SUPPLIES (NURSING AND BURN UNIT) SUPPLEMENTARY
12653 | 4618200901100 | SOLUTION, FOR N95 FIT TEST, RESPIRATOR MASK TESTING | GENERAL MEDICAL SUPPLIES (NURSING AND BURN UNIT) SUPPLEMENTARY
12654 | 4229540700400 | MASK, N95, CUP SHAPE, MEDIUM / SMALL SIZE | GENERAL MEDICAL SUPPLIES (NURSING AND BURN UNIT) SUPPLEMENTARY
12655 | 4229540700500 | MASK, N95, CUP SHAPE, REGULAR / LARGE SIZE | GENERAL MEDICAL SUPPLIES (NURSING AND BURN UNIT) SUPPLEMENTARY
12656 | 4229540700200 | MASK, N95, FLAT FOLD (MOLDED) SHAPE, MEDIUM / SMALL SIZE | GENERAL MEDICAL SUPPLIES (NURSING AND BURN UNIT) SUPPLEMENTARY
12657 | 4229540700000 | MASK, N95, FLAT FOLD (MOLDED) SHAPE, REGULAR / LARGE SIZE | GENERAL MEDICAL SUPPLIES (NURSING AND BURN UNIT) SUPPLEMENTARY
12658 | 4215246500700 | LUBRICANT, GEL, SOLUBLE, 110-150 GM, TUBE, STERILE | GENERAL MEDICAL SUPPLIES (NURSING AND BURN UNIT) SUPPLEMENTARY
12659 | 4219181001000 | MATTRESS, EGG CRATE (CONVOLUTED FOAM PAD), 36-40 X 73-77 X 3 INCH | GENERAL MEDICAL SUPPLIES (NURSING AND BURN UNIT) SUPPLEMENTARY
12660 | 4214330600700 | INFUSION PUMP ELASTOMERIC CALIBRATED AMBULATORY, FLOW RATE 5ML/ HOURS, VOLUME 240-350ML, DISPOSABLE | GENERAL MEDICAL SUPPLIES (NURSING AND BURN UNIT) SUPPLEMENTARY
12661 | 4214330600500 | INFUSION PUMP ELASTOMERIC CALIBRATED AMBULATORY, FLOW RATE 10ML/ HOURS, VOLUME 240-350ML, DISPOSABLE | GENERAL MEDICAL SUPPLIES (NURSING AND BURN UNIT) SUPPLEMENTARY
12662 | 4214330601100 | PUMP, ELASTOMERIC, SOFT, 60ML/HR (TOTAL VOLUME 60ML), INTEGRATED WITH FILTER, WITH TUBE NOT LESS THAN 120 CM LENGTH OF INFUSION LINE, COLOR CODED, LIGHT RESISTANT, TRANSPARENT, DEHP AND LATEX FREE, PROVIDED WITH COMPATIBLE HARD CASE TO PROTECT THE ELASTOMERIC PUMP FROM ANY INJURY OR EXTERNAL PRESSURE, DISPOSABLE | GENERAL MEDICAL SUPPLIES (NURSING AND BURN UNIT) SUPPLEMENTARY
12663 | 4214330600800 | PUMP, ELASTOMERIC, SOFT, 100ML/HR (TOTAL VOLUME 100ML), INTEGRATED WITH FILTER, WITH TUBE NOT LESS THAN 120 CM LENGTH OF INFUSION LINE, COLOR CODED, LIGHT RESISTANT, TRANSPARENT, DEHP AND LATEX FREE, PROVIDED WITH COMPATIBLE HARD CASE TO PROTECT THE ELASTOMERIC PUMP FROM ANY INJURY OR EXTERNAL PRESSURE, DISPOSABLE | GENERAL MEDICAL SUPPLIES (NURSING AND BURN UNIT) SUPPLEMENTARY
12664 | 4214330600900 | PUMP, ELASTOMERIC, SOFT, 150ML/HR (TOTAL VOLUME 300ML), INTEGRATED WITH FILTER, WITH TUBE NOT LESS THAN 120 CM LENGTH OF INFUSION LINE, COLOR CODED, LIGHT RESISTANT, TRANSPARENT, DEHP AND LATEX FREE, PROVIDED WITH COMPATIBLE HARD CASE TO PROTECT THE ELASTOMERIC PUMP FROM ANY INJURY OR EXTERNAL PRESSURE, DISPOSABLE | GENERAL MEDICAL SUPPLIES (NURSING AND BURN UNIT) SUPPLEMENTARY
12665 | 4214330601000 | PUMP, ELASTOMERIC, SOFT, 15ML/HR (TOTAL VOLUME 300ML), INTEGRATED WITH FILTER, WITH TUBE NOT LESS THAN 120 CM LENGTH OF INFUSION LINE, COLOR CODED, LIGHT RESISTANT, TRANSPARENT, DEHP AND LATEX FREE, PROVIDED WITH COMPATIBLE HARD CASE TO PROTECT THE ELASTOMERIC PUMP FROM ANY INJURY OR EXTERNAL PRESSURE, DISPOSABLE | GENERAL MEDICAL SUPPLIES (NURSING AND BURN UNIT) SUPPLEMENTARY
12666 | 4214330601200 | PUMP, DEFEROXAMINE ELASTOMERIC, SOFT, 60ML OVER 12 HRS (5ML/HR), INTEGRATED WITH FILTER, WITH TUBE NOT LESS THAN 120 CM LENGTH OF INFUSION LINE, COLOR CODED, LIGHT RESISTANT, TRANSPARENT, DEHP AND LATEX FREE, WITH PROVEN STABILITY TEST WITH DEFEROXAMINE, PROVIDED WITH COMPATIBLE HARD CASE TO PROTECT THE ELASTOMERIC PUMP FROM ANY INJURY OR EXTERNAL PRESSURE, DISPOSABLE | GENERAL MEDICAL SUPPLIES (NURSING AND BURN UNIT) SUPPLEMENTARY
12667 | 4214260802300 | SYRINGE, HYPODERMIC, 10 ML, WITHOUT NEEDLE, ECCENTRIC SLIP LOCK, DISPOSABLE, STERILE | GENERAL MEDICAL SUPPLIES (NURSING AND BURN UNIT) SUPPLEMENTARY
12668 | 4214252103400 | NEEDLE, BUTTERFLY, SIZE 19G X 3/4 INCH, WITH TUBE 10-14 INCH, RETRACTABLE NEEDLE, DISPOSABLE, STERILE | GENERAL MEDICAL SUPPLIES (NURSING AND BURN UNIT) SUPPLEMENTARY
12669 | 4214252305500 | NEEDLE, HYPODERMIC, SIZE: G24 X 1.5 INCH, PACKING: INDIVIDUALLY WRAPPED, DISPOSABLE, STERILE | GENERAL MEDICAL SUPPLIES (NURSING AND BURN UNIT) SUPPLEMENTARY
12670 | 4214253605700 | NEEDLE, HYPODERMIC, SIZE: G30 X 5/32 INCH (4MM), PACKING: INDIVIDUALLY WRAPPED, DISPOSABLE, STERILE | GENERAL MEDICAL SUPPLIES (NURSING AND BURN UNIT) SUPPLEMENTARY
12671 | 4214253605800 | NEEDLE, HYPODERMIC, SIZE: G31 X 0.5 INCH, PACKING: INDIVIDUALLY WRAPPED, DISPOSABLE, STERILE | GENERAL MEDICAL SUPPLIES (NURSING AND BURN UNIT) SUPPLEMENTARY
12672 | 4214253605900 | NEEDLE, HYPODERMIC, SIZE: G33 X 0.5 INCH, PACKING: INDIVIDUALLY WRAPPED, DISPOSABLE, STERILE | GENERAL MEDICAL SUPPLIES (NURSING AND BURN UNIT) SUPPLEMENTARY
12673 | 4214252303800 | NEEDLE, SAFETY, LUER LOCK, SIZE: G27 X 0.5 INCH, PACKING: INDIVIDUALLY WRAPPED, DISPOSABLE, STERILE | GENERAL MEDICAL SUPPLIES (NURSING AND BURN UNIT) SUPPLEMENTARY
12674 | 4229610020800 | NEUROMUSCULAR ELECTROSTIMULATION DEVICE, BATTERY POWERED, 11 IMPULSE INTENSITY LEVELS, DESIGNED TO STIMULATE COMMON PERONEAL NERVE WITH LOW-FREQUENCY IMPULSES 27 TO 54 MAMP TO INCREASE BLOOD FLOW IN THE VEINS, ARTERIES, AND MICROCIRCULATION OF THE LOWER LIMBS, FOR DEEP VEINS THROMBOSIS, PREVENTION, PREVENTION AND MANAGEMENT OF EDEMA, AND PROMOTE WOUND HEALING, DISPOSABLE | GENERAL MEDICAL SUPPLIES (NURSING AND BURN UNIT) SUPPLEMENTARY
12675 | 4214230103700 | LABEL, ZEBRA, CRYO/PVC, 5 CM X 2.5 CM | GENERAL MEDICAL SUPPLIES (NURSING AND BURN UNIT) SUPPLEMENTARY
12676 | 4218172305000 | PAPER CHART, ECG, FOR SCHILLER AT-102, SIZE APPROX. 210 MM X 280 MM | GENERAL MEDICAL SUPPLIES (NURSING AND BURN UNIT) SUPPLEMENTARY
12677 | 4214312700700 | PAPER, CTG, COROMETRICS 250 AND 250CX SERIES, SIZE APPROX. 152 MM X 90 MMX150SH | GENERAL MEDICAL SUPPLIES (NURSING AND BURN UNIT) SUPPLEMENTARY
12678 | 4214312704100 | PAPER, CTG, FOR BISTOS BT350, SIZE APPROX. 151 MM X 90 MM | GENERAL MEDICAL SUPPLIES (NURSING AND BURN UNIT) SUPPLEMENTARY
12679 | 4214312704300 | PAPER, CTG, FOR SONICAID 8400/8003, SIZE APPROX. 142 MM X 150 MM | GENERAL MEDICAL SUPPLIES (NURSING AND BURN UNIT) SUPPLEMENTARY
12680 | 4227160020900 | PAPER, ECG, FOR BIONET CARDIOCARE 2000, SIZE APPROX. 215 MM X 25 M | GENERAL MEDICAL SUPPLIES (NURSING AND BURN UNIT) SUPPLEMENTARY
12681 | 4218172306900 | PAPER, ECG, FOR BTL 08-MT PLUS, SIZE APPROX. 210 MM X 280 MM | GENERAL MEDICAL SUPPLIES (NURSING AND BURN UNIT) SUPPLEMENTARY
12682 | 4218172306500 | PAPER, ECG, FOR NIHON KOHDEN 3CH, SIZE APPROX. 63 MM X 30M | GENERAL MEDICAL SUPPLIES (NURSING AND BURN UNIT) SUPPLEMENTARY
12683 | 4218172307000 | PAPER, ECG, FOR PHILIPS HEARTSTART MRX DEFIBRILLATOR, SIZE APPROX. 75 MM X 25 M | GENERAL MEDICAL SUPPLIES (NURSING AND BURN UNIT) SUPPLEMENTARY
12684 | 4218172307100 | PAPER, ECG, FOR PHILIPS HEARTSTART XL DEFIBRILLATOR, SIZE APPROX. 50 MM X 30 M | GENERAL MEDICAL SUPPLIES (NURSING AND BURN UNIT) SUPPLEMENTARY
12685 | 4218172303400 | PAPER, ECG, FOR PHILIPS M2481A, SIZE APPROX. 215 MM X 280 MM | GENERAL MEDICAL SUPPLIES (NURSING AND BURN UNIT) SUPPLEMENTARY
12686 | 4218172300500 | PAPER, ECG, FOR PHILIPS TC-30 AND TC-50, SIZE APPROX. 210 MM X 300 MM | GENERAL MEDICAL SUPPLIES (NURSING AND BURN UNIT) SUPPLEMENTARY
12687 | 4219181300800 | PAPER, EFFICIA, FOR PHILIPS DFM100 DEFIBRILLATOR, SIZE APPROX. 50 MM X 20 M | GENERAL MEDICAL SUPPLIES (NURSING AND BURN UNIT) SUPPLEMENTARY
12688 | 4218172307200 | PAPER, GE PREMIUM RECORDING, SIZE APPROX. 215 MM X 280 MM | GENERAL MEDICAL SUPPLIES (NURSING AND BURN UNIT) SUPPLEMENTARY
12689 | 4219181301200 | PAPER PRINT TYPE V HIGH GLOSSY 110 MM X 18 M ROLL FOR ULTRASOUND DIAGNOSTIC EQUIPMENT | GENERAL MEDICAL SUPPLIES (NURSING AND BURN UNIT) SUPPLEMENTARY
12690 | 4218172302700 | PAPER, RECORDING, FOR NIHON KOHDEN CARDIOFAX M, SIZE APPROX. 210 MM X 140 MM | GENERAL MEDICAL SUPPLIES (NURSING AND BURN UNIT) SUPPLEMENTARY
12691 | 4219181301300 | PAPER, FOR EXAMINATION COUCH, WITH ONE PLASTIC SIDE AND OTHER CELLULOSE SIDE, WITH PERFORATION EVERY 45 CM, SIZE: 45 - 50 CM X 30-35 YARDS/ROLL | GENERAL MEDICAL SUPPLIES (NURSING AND BURN UNIT) SUPPLEMENTARY
12692 | 4229472100800 | PUNCH, FOR BIOPSY, 5 MM ROUND, DISPOSABLE, STERILE | GENERAL MEDICAL SUPPLIES (NURSING AND BURN UNIT) SUPPLEMENTARY
12693 | 4229472100900 | PUNCH, FOR BIOPSY, 6 MM ROUND, DISPOSABLE, STERILE | GENERAL MEDICAL SUPPLIES (NURSING AND BURN UNIT) SUPPLEMENTARY
12694 | 4229472101000 | PUNCH, FOR BIOPSY, 8 MM ROUND, DISPOSABLE, STERILE | GENERAL MEDICAL SUPPLIES (NURSING AND BURN UNIT) SUPPLEMENTARY
12695 | 4214280210100 | STOCKING, ANTI-EMBOLISM, (OPEN TOES) THIGH LENGTH FOR ADULT, SIZE: SMALL | GENERAL MEDICAL SUPPLIES (NURSING AND BURN UNIT) SUPPLEMENTARY
12696 | 4221181214200 | STOCKING, ANTI-EMBOLISM, (OPEN TOES) THIGH LENGTH FOR ADULT, SIZE: X-LARGE | GENERAL MEDICAL SUPPLIES (NURSING AND BURN UNIT) SUPPLEMENTARY
12697 | 4214273400300 | TUBE, EVACUATOR, STOMACH, SALEM SUMP, 8 FRENCH, 60 - 80 CM LONG, STERILE | GENERAL MEDICAL SUPPLIES (NURSING AND BURN UNIT) SUPPLEMENTARY
12698 | 4214230304600 | WRIST BAND, PRINTER, ADULT, WHITE, POLYPROPYLENE AND VINYL ULTRA-SOFT COMPATIBLE WITH ZEBRA ELECTRONIC MEDICAL SYSTEM, WITH 10000 BAND 1 FOC MACHINE, CARTRIDGE | GENERAL MEDICAL SUPPLIES (NURSING AND BURN UNIT) SUPPLEMENTARY
12699 | 4214230304700 | WRIST BAND, PRINTER, PEDIATRIC, BLUE, POLYPROPYLENE AND VINYL ULTRA-SOFT COMPATIBLE WITH ZEBRA ELECTRONIC MEDICAL SYSTEM, WITH 10000 BAND 1 FOC MACHINE, CARTRIDGE | GENERAL MEDICAL SUPPLIES (NURSING AND BURN UNIT) SUPPLEMENTARY
12700 | 4214230303500 | WRIST BAND, PRINTER, PEDIATRIC, PINK, PVC ULTRA-SOFT COMPATIBLE WITH ZEBRA ELECTRONIC MEDICAL SYSTEM, WITH 10000 BAND 1 FOC MACHINE, CARTRIDGE | GENERAL MEDICAL SUPPLIES (NURSING AND BURN UNIT) SUPPLEMENTARY
12701 | 4222200200000 | SYRINGE INFUSION PUMP, PORTABLE, WITHOUT BATTERIES OR ELECTRIC | GENERAL MEDICAL SUPPLIES (NURSING AND BURN UNIT) SUPPLEMENTARY
12702 | 4222201201000 | SINGLE NEEDLE SUBCUTANEOUS INFUSION SET, HIGH-FLOW WITHOUT PORT, 26G X 6MM, COMPATIBLE WITH MECHANICAL SYRINGE INFUSION PUMP | GENERAL MEDICAL SUPPLIES (NURSING AND BURN UNIT) SUPPLEMENTARY
12703 | 4222201201100 | SINGLE NEEDLE SUBCUTANEOUS INFUSION SET, HIGH-FLOW WITHOUT PORT, 26G X 9MM, COMPATIBLE WITH MECHANICAL SYRINGE INFUSION PUMP | GENERAL MEDICAL SUPPLIES (NURSING AND BURN UNIT) SUPPLEMENTARY
12704 | 4222201200900 | SINGLE NEEDLE SUBCUTANEOUS INFUSION SET, HIGH-FLOW WITHOUT PORT, 26G X 12MM, COMPATIBLE WITH MECHANICAL SYRINGE INFUSION PUMP | GENERAL MEDICAL SUPPLIES (NURSING AND BURN UNIT) SUPPLEMENTARY
12705 | 4222201201500 | TWO NEEDLES SUBCUTANEOUS INFUSION SET, HIGH-FLOW WITHOUT PORT, 26G X 6MM, COMPATIBLE WITH MECHANICAL SYRINGE INFUSION PUMP | GENERAL MEDICAL SUPPLIES (NURSING AND BURN UNIT) SUPPLEMENTARY
12706 | 4214253300200 | SET, TWO NEEDLES SUBCUTANEOUS INFUSION SET, HIGH-FLOW WITHOUT PORT, 26G X 9MM, COMPATIBLE WITH MECHANICAL SYRINGE INFUSION PUMP | GENERAL MEDICAL SUPPLIES (NURSING AND BURN UNIT) SUPPLEMENTARY
12707 | 4222201201400 | TWO NEEDLES SUBCUTANEOUS INFUSION SET, HIGH-FLOW WITHOUT PORT, 26G X 12MM, COMPATIBLE WITH MECHANICAL SYRINGE INFUSION PUMP | GENERAL MEDICAL SUPPLIES (NURSING AND BURN UNIT) SUPPLEMENTARY
12708 | 4222201201200 | TUBE, NON-DEHP, PVC TUBING, 600-800 ML / HOUR, ACCESSORY FOR MECHANICAL SYRINGE INFUSION PUMP | GENERAL MEDICAL SUPPLIES (NURSING AND BURN UNIT) SUPPLEMENTARY
12709 | 4222201201300 | TUBE, NON-DEHP, PVC TUBING, 900-1000 ML / HOUR, ACCESSORY FOR MECHANICAL SYRINGE INFUSION PUMP | GENERAL MEDICAL SUPPLIES (NURSING AND BURN UNIT) SUPPLEMENTARY
12710 | 4218320210100 | SKIN PATCH TEST PANELS FOR AT LEAST 35 ALLERGENS, READY TO USE, DISPOSABLE | GENERAL MEDICAL SUPPLIES (NURSING AND BURN UNIT) SUPPLEMENTARY
12711 | 4231210811200 | POUCH, FOR UROSTOMY OR FISTULA OR WOUND, ONE PIECE, TRANSPARENT, OPEN, SOFT FABRIC LOW FRICTION, WITH WINDOW, WITH INTEGRATED CLOSURE MECHANISM, SIZE 100 MM (+/- 10 MM), (WOUND AND OSTOMY CARE) | GENERAL MEDICAL SUPPLIES (NURSING AND BURN UNIT) SUPPLEMENTARY
12712 | 4231210900000 | BASE PLATE, UROSTOMY, RIGID CONVEX, CLICKING SYSTEM, 60-65 MM, DISPOSABLE, (WOUND AND OSTOMY CARE) | GENERAL MEDICAL SUPPLIES (NURSING AND BURN UNIT) SUPPLEMENTARY
12713 | 4231211902300 | BAG, UROSTOMY, TWO PIECE, TRANSPARENT, SOFT FABRIC LOW FRICTION, OPEN WITH INTEGRATED CLOSING MECHANISM, WITH CLICKING COUPLING, AND FILTER, SIZE 70-75 MM, (WOUND AND OSTOMY CARE) | GENERAL MEDICAL SUPPLIES (NURSING AND BURN UNIT) SUPPLEMENTARY
12714 | 4231210900100 | BASE PLATE, UROSTOMY, SOFT CONVEX, CLICKING SYSTEM, 70-75 MM, DISPOSABLE, (WOUND AND OSTOMY CARE) | GENERAL MEDICAL SUPPLIES (NURSING AND BURN UNIT) SUPPLEMENTARY
12715 | 4231151408900 | DRESSING, CADEXOMER IODINE, COMPOSED OF 0.9% IODINE, 10-15 GM, DISPOSABLE, STERILE, (WOUND AND OSTOMY CARE) | GENERAL MEDICAL SUPPLIES (NURSING AND BURN UNIT) SUPPLEMENTARY
12716 | 4231270101400 | POWDER, CADEXOMER IODINE, COMPOSED OF 0.9% IODINE, 3 G, DISPOSABLE, STERILE, (WOUND AND OSTOMY CARE) | GENERAL MEDICAL SUPPLIES (NURSING AND BURN UNIT) SUPPLEMENTARY
12717 | 4231270100900 | DRESSING, COLLAGEN, DERMAL, CONTAINS TWO OR MORE TYPES OF COLLAGEN, DERIVED FROM BOVINE, NON CHEMICAL, SIZE 10 X 10 CM (+/- 2 CM), DISPOSABLE, STERILE, (WOUND AND OSTOMY CARE) | GENERAL MEDICAL SUPPLIES (NURSING AND BURN UNIT) SUPPLEMENTARY
12718 | 4231270101000 | DRESSING, COLLAGEN, DERMAL, CONTAINS TWO OR MORE TYPES OF COLLAGEN, DERIVED FROM BOVINE, NON CHEMICAL, SIZE 5 X 5 CM (+/- 2 CM), DISPOSABLE, STERILE, (WOUND AND OSTOMY CARE) | GENERAL MEDICAL SUPPLIES (NURSING AND BURN UNIT) SUPPLEMENTARY
12719 | 4231152402100 | DRESSING, GAUZE, IMPREGNATED IN PLAIN PARAFFIN, SIZE 5 X 5 CM (+/- 1 CM), INDIVIDUALLY PACKED, DISPOSABLE, STERILE, (WOUND AND OSTOMY CARE) | GENERAL MEDICAL SUPPLIES (NURSING AND BURN UNIT) SUPPLEMENTARY
12720 | 4231151409200 | DRESSING, NON-ABSORBENT GEL PAD, ANTIBACTERIAL, WORK WITH PHYSICAL ATTRACTION, SIZE 7 X 15 CM (+/- 1 CM), DISPOSABLE, STERILE (WOUND AND OSTOMY CARE) | GENERAL MEDICAL SUPPLIES (NURSING AND BURN UNIT) SUPPLEMENTARY
12721 | 4231150520000 | DRESSING, HIGH ABSORBENT (ABSORB NOT LESS THAN 150 ML), MULTILAYER SILICONE FOAM DRESSING, WITH BORDER, SIZE 12 X 12 CM (+\-2 CM), DISPOSABLE, STERILE, (WOUND AND OSTOMY CARE) | GENERAL MEDICAL SUPPLIES (NURSING AND BURN UNIT) SUPPLEMENTARY
12722 | 4231151019500 | DRESSING, HIGH ABSORBENT (ABSORB NOT LESS THAN 150 ML), MULTILAYER SILICONE FOAM DRESSING, WITH BORDER, SIZE 15 X 25 CM (+\-2 CM), DISPOSABLE, STERILE, (WOUND AND OSTOMY CARE) | GENERAL MEDICAL SUPPLIES (NURSING AND BURN UNIT) SUPPLEMENTARY
12723 | 4231151505100 | DRESSING, NOT LESS THAN FIVE LAYERS, HYDROCELLULAR FOAM, ADHESIVE BORDER, WITH CHANGING INDICATOR, 10 X 10 CM (+/- 2 CM), STERILE, (WOUND AND OSTOMY CARE) | GENERAL MEDICAL SUPPLIES (NURSING AND BURN UNIT) SUPPLEMENTARY
12724 | 4231151011800 | DRESSING, NOT LESS THAN FIVE LAYERS, HYDROCELLULAR FOAM, ADHESIVE BORDER, WITH CHANGING INDICATOR, 15 X 15 CM (+/- 2 CM), STERILE, (WOUND AND OSTOMY CARE) | GENERAL MEDICAL SUPPLIES (NURSING AND BURN UNIT) SUPPLEMENTARY
12725 | 4231150518300 | DRESSING, NOT LESS THAN FIVE LAYERS, HYDROCELLULAR FOAM, ADHESIVE BORDER, WITH CHANGING INDICATOR, 20 X 20 CM (+/- 2 CM), STERILE, (WOUND AND OSTOMY CARE) | GENERAL MEDICAL SUPPLIES (NURSING AND BURN UNIT) SUPPLEMENTARY
12726 | 4229190200800 | DRESSING, POLYURETHANE FOAM, ADHESIVE BORDER, CIRCULAR, CUTTING IN THE MIDDLE WITH A SIDE CUT FOR SECUREMENT THE TUBE, 10 X 10 CM (+/- 1 CM), DISPOSABLE, STERILE, (WOUND AND OSTOMY CARE) | GENERAL MEDICAL SUPPLIES (NURSING AND BURN UNIT) SUPPLEMENTARY
12727 | 4231151016300 | DRESSING, SELF ADHESIVE SILICONE FOAM, NO BORDER, THIN, WITH CUTTING GUIDE INDICATOR FOR MULTI DEVICES 12 X 12 CM (+/- 2 CM), DISPOSABLE, STERILE, (WOUND AND OSTOMY CARE) | GENERAL MEDICAL SUPPLIES (NURSING AND BURN UNIT) SUPPLEMENTARY
12728 | 4231150517900 | DRESSING, TRANSPARENT, ADHESIVE, FILM, SIZE 10 X 14 CM (+/- 1 CM), PACKING, INDIVIDUALLY WRAPPED, DISPOSABLE, STERILE, (WOUND AND OSTOMY CARE) | GENERAL MEDICAL SUPPLIES (NURSING AND BURN UNIT) SUPPLEMENTARY
12729 | 4231151305600 | GEL, CONTAINS MALTODEXTRIN AND GLYCERIN, FOR FILLING WOUND SITE TO PROTECT THE WOUND FROM DEHYDRATION, 10-15 ML, TUBE, (WOUND AND OSTOMY CARE) | GENERAL MEDICAL SUPPLIES (NURSING AND BURN UNIT) SUPPLEMENTARY
12730 | 4231151305700 | GEL, CONTAINS MALTODEXTRIN AND GLYCERIN, FOR FILLING WOUND SITE TO PROTECT THE WOUND FROM DEHYDRATION, 80-100 ML, TUBE, (WOUND AND OSTOMY CARE) | GENERAL MEDICAL SUPPLIES (NURSING AND BURN UNIT) SUPPLEMENTARY
12731 | 4231270101500 | POWDER, CONTAINS MALTODEXTRIN, FOR FILLING WOUND SITE TO PROTECT THE WOUND FROM DEHYDRATION, 10-15 G, TUBE, (WOUND AND OSTOMY CARE) | GENERAL MEDICAL SUPPLIES (NURSING AND BURN UNIT) SUPPLEMENTARY
12732 | 4214170509000 | POSITIONER, FLUIDIZED, HEEL OFFLOADING BOOTS, WITH ANKLE SUPPORT STRAPS AND ELASTIC BANDS, SUBTLE TO BE USED WITH SEQUENTIAL COMPRESSION DEVICES, UNIVERSAL SIZE, (WOUND AND OSTOMY CARE) | GENERAL MEDICAL SUPPLIES (NURSING AND BURN UNIT) SUPPLEMENTARY
12733 | 4214170507400 | POSITIONER, FLUIDIZED, PRESSURE REDISTRIBUTION, COMPATIBLE WITH MRI, SIZE 20 X 25 CM (+/- 3 CM), (WOUND AND OSTOMY CARE) | GENERAL MEDICAL SUPPLIES (NURSING AND BURN UNIT) SUPPLEMENTARY
12734 | 4214170507500 | POSITIONER, FLUIDIZED, PRESSURE REDISTRIBUTION, COMPATIBLE WITH MRI, SIZE 30 X 60 CM (+/- 5 CM), (WOUND AND OSTOMY CARE) | GENERAL MEDICAL SUPPLIES (NURSING AND BURN UNIT) SUPPLEMENTARY
12735 | 4214170507300 | POSITIONER, FLUIDIZED, PRESSURE REDISTRIBUTION, COMPATIBLE WITH MRI, SIZE 45 X 80 CM (+/- 5 CM), (WOUND AND OSTOMY CARE) | GENERAL MEDICAL SUPPLIES (NURSING AND BURN UNIT) SUPPLEMENTARY
12736 | 4214170507200 | POSITIONER, FLUIDIZED, PRESSURE REDISTRIBUTION, COMPATIBLE WITH MRI, SIZE 65 X 95 CM (+/- 5 CM), (WOUND AND OSTOMY CARE) | GENERAL MEDICAL SUPPLIES (NURSING AND BURN UNIT) SUPPLEMENTARY
12737 | 4214170509100 | POSITIONER, POPLITEAL SUPPORT WEDGE, CUSHION FOAM, FITS BEHIND AND SUPPORTS THE KNEES WHILE ELEVATING THE LOWER LEGS AND FLOATING THE HEELS (FOR HEEL PRESSURE INJURY PREVENTION), THE CUSHION SHOULD BE CURVED AT POPLITEAL SIDE, CAN BE CLEANED WITH A DISINFECTANT (WASHABLE), ADULT SIZE, (WOUND AND OSTOMY CARE) | GENERAL MEDICAL SUPPLIES (NURSING AND BURN UNIT) SUPPLEMENTARY
12738 | 4231270101100 | POWDER, BIOLOGICAL COLLAGEN, DERIVED FROM PORCINE, 100-120 MG, STERILE, (WOUND AND OSTOMY CARE) | GENERAL MEDICAL SUPPLIES (NURSING AND BURN UNIT) SUPPLEMENTARY
12739 | 4231270101200 | POWDER, BIOLOGICAL COLLAGEN, DERIVED FROM PORCINE, 15-20 MG, STERILE, (WOUND AND OSTOMY CARE) | GENERAL MEDICAL SUPPLIES (NURSING AND BURN UNIT) SUPPLEMENTARY
12740 | 4231270101300 | POWDER, BIOLOGICAL COLLAGEN, DERIVED FROM PORCINE, 200-250 MG, STERILE, (WOUND AND OSTOMY CARE) | GENERAL MEDICAL SUPPLIES (NURSING AND BURN UNIT) SUPPLEMENTARY
12741 | 4231153100100 | SHEET, WOUND PROTECTIVE BARRIER, CONTAINS POLYMER WITH CELLULOSE, FOR PROMOTE WOUND HEALING PROCESS, CIRCULAR, DIAMETER 8 CM (+/- 2 CM), (WOUND AND OSTOMY CARE) | GENERAL MEDICAL SUPPLIES (NURSING AND BURN UNIT) SUPPLEMENTARY
12742 | 4231151701200 | SPRAY, DRESSING, NON MEDICATED SURGICAL FOR PROTECTION AGAINST SKIN BURN AND WOUND, 100-150 ML, (WOUND AND OSTOMY CARE) | GENERAL MEDICAL SUPPLIES (NURSING AND BURN UNIT) SUPPLEMENTARY
12743 | 4231151701300 | SPRAY, HYPEROXYGENATED, ESSENTIAL FATTY ACIDS, FOR PRESSURE INJURY PREVENTION , 20-30 ML, (WOUND AND OSTOMY CARE) | GENERAL MEDICAL SUPPLIES (NURSING AND BURN UNIT) SUPPLEMENTARY
12744 | 4231155100000 | SPRAY, SILICONE BASED, PAINLESS, SKIN, ADHESIVE REMOVER, STING FREE, 200-220 ML, (WOUND AND OSTOMY CARE) | GENERAL MEDICAL SUPPLIES (NURSING AND BURN UNIT) SUPPLEMENTARY
12745 | 4231151701400 | WOUND SOLUTION, MICRO CRYSTALLINE-LIKE STRUCTURES SILICON DIOXIDE, USING UTILIZE A NANO TECHNOLOGY, SUPPORT NORMAL HEALING PROCESS AND PREVENT INFECTIONS, FREE OF ODOR - ALCOHOL - FRAGRANCE, 30-50 ML (WOUND AND OSTOMY CARE) | GENERAL MEDICAL SUPPLIES (NURSING AND BURN UNIT) SUPPLEMENTARY
12746 | 4214150300900 | WIPE, MOISTURIZER, NON-WOVEN, WITH CLEANSING LOTION, ALCOHOL FREE, SUITABLE FOR SENSITIVE AND IRRITATED SKIN, 40-50 WIPES PER POUCH, (WOUND AND OSTOMY CARE) | GENERAL MEDICAL SUPPLIES (NURSING AND BURN UNIT) SUPPLEMENTARY
12747 | 4231260304000 | DRESSING, NYLON CLOTH, FOR NEGATIVE PRESSURE WOUND THERAPY SYSTEM (NPWT), WITH PURE METALLIC SILVER, AND 0.9% SILVER OXIDE, SIZE 10 X 12 CM (+\-2 CM), DISPOSABLE, STERILE, (WOUND AND OSTOMY CARE) | GENERAL MEDICAL SUPPLIES (NURSING AND BURN UNIT) SUPPLEMENTARY
12748 | 4231260304100 | DRESSING, NYLON CLOTH, FOR NEGATIVE PRESSURE WOUND THERAPY SYSTEM (NPWT), WITH PURE METALLIC SILVER, AND 0.9% SILVER OXIDE, SIZE 5 X 5 CM (+\-2 CM), DISPOSABLE, STERILE, (WOUND AND OSTOMY CARE) | GENERAL MEDICAL SUPPLIES (NURSING AND BURN UNIT) SUPPLEMENTARY
12749 | 4231260102100 | KIT, PORTABLE NEGATIVE PRESSURE WOUND THERAPY SYSTEM (NPWT), CONTAINS TWO SILICONE DRESSING, IT CAN BE USED AT LEAST FOR 14 DAYS, WITHOUT CANISTER, 15 X 20 CM (+/- 5 CM), DISPOSABLE, STERILE, (WOUND AND OSTOMY CARE) | GENERAL MEDICAL SUPPLIES (NURSING AND BURN UNIT) SUPPLEMENTARY
12750 | 4231260101900 | KIT, PORTABLE NEGATIVE PRESSURE WOUND THERAPY SYSTEM (NPWT), CONTAINS TWO SILICONE DRESSING, IT CAN BE USED AT LEAST FOR 14 DAYS, WITHOUT CANISTER, 10 X 30 CM (+/- 5 CM), DISPOSABLE, STERILE, (WOUND AND OSTOMY CARE) | GENERAL MEDICAL SUPPLIES (NURSING AND BURN UNIT) SUPPLEMENTARY
12751 | 4231260102000 | KIT, PORTABLE NEGATIVE PRESSURE WOUND THERAPY SYSTEM (NPWT), CONTAINS TWO SILICONE DRESSING, IT CAN BE USED AT LEAST FOR 14 DAYS, WITHOUT CANISTER, 10 X 40 CM (+/- 5 CM), DISPOSABLE, STERILE, (WOUND AND OSTOMY CARE) | GENERAL MEDICAL SUPPLIES (NURSING AND BURN UNIT) SUPPLEMENTARY
12752 | 4231260304400 | DRESSING, SILICONE, FOR PORTABLE NEGATIVE PRESSURE WOUND THERAPY SYSTEM (NPWT), 15 X 20 CM (+/- 5 CM), DISPOSABLE, STERILE, (WOUND AND OSTOMY CARE) | GENERAL MEDICAL SUPPLIES (NURSING AND BURN UNIT) SUPPLEMENTARY
12753 | 4231260304200 | DRESSING, SILICONE, FOR PORTABLE NEGATIVE PRESSURE WOUND THERAPY SYSTEM (NPWT), 10 X 30 CM (+/- 5 CM), DISPOSABLE, STERILE, (WOUND AND OSTOMY CARE) | GENERAL MEDICAL SUPPLIES (NURSING AND BURN UNIT) SUPPLEMENTARY
12754 | 4231260304300 | DRESSING, SILICONE, FOR PORTABLE NEGATIVE PRESSURE WOUND THERAPY SYSTEM (NPWT), 10 X 40 CM (+/- 5 CM), DISPOSABLE, STERILE, (WOUND AND OSTOMY CARE) | GENERAL MEDICAL SUPPLIES (NURSING AND BURN UNIT) SUPPLEMENTARY
12755 | 4231260303900 | DRESSING, FOAM FILLER, FOR PORTABLE NEGATIVE PRESSURE WOUND THERAPY SYSTEM (NPWT), 10 X 10 CM (+/- 2 CM), DISPOSABLE, STERILE, (WOUND AND OSTOMY CARE) | GENERAL MEDICAL SUPPLIES (NURSING AND BURN UNIT) SUPPLEMENTARY
12756 | 4231260304500 | GAUZE, ANTIMICROBIAL, CLEANSING, FOR PORTABLE NEGATIVE PRESSURE WOUND THERAPY SYSTEM (NPWT), 10- 12 CM X 3.5-4 M, DISPOSABLE, STERILE, (WOUND AND OSTOMY CARE) | GENERAL MEDICAL SUPPLIES (NURSING AND BURN UNIT) SUPPLEMENTARY
12757 | 4220181003700 | FILM, DRY VIEW, BLUE BASE, TO BE USED WITH DRY VIEW STAR 3000 DRY CAMERA, SIZE: 35 X 43 CM | GENERAL MEDICAL SUPPLIES (NURSING AND BURN UNIT) SUPPLEMENTARY
12758 | 4220181003900 | FILM, DRY VIEW, DVM, FOR MAMMOGRAPHY, TO BE USED WITH DRY VIEW 8900 AND 6800 LASER CAMERA, SIZE 8 INCH X 10 INCH | GENERAL MEDICAL SUPPLIES (NURSING AND BURN UNIT) SUPPLEMENTARY
12759 | 4229650000100 | CRYOTHERAPY, LIQUID, NITROGEN SET, FOR DERMATOLOGY, MINI CRYOGUN, FLASK (SPRAY), 350 ML - 500 ML, WITH LUER LOCK, CLEANING ADAPTER, PLASTIC PROBE STAND, AND ATTACHED BASE | GENERAL MEDICAL SUPPLIES (NURSING AND BURN UNIT) SUPPLEMENTARY
12760 | 4229540701100 | KIT, QUALITATIVE FIT TESTING, FOR N95 RESPIRATORS, FIT TEST KIT TO ASSESS THE FACE TO RESPIRATORY SEAL OF ANY PARTICULATE RESPIRATORY OR GAS/ VAPOR RESPIRATORY WITH A PARTICULATE PREFILTER. MUST MEET THE PERFORMANCE CRITERIA FOR FIT TESTING RESPIRATORS UNDER THE CURRENT OSHA SLANDERE D FOR RESPIRATORY PROTECTION: 29 CFR 1910.134. EACH KIT HAS TO HAVE: USUAL MANUAL (LAMINATED ENGLISH/ARABIC INSTRUCTION BOOKLET AND/OR ILLUSTRATIVE RECORDED VIDEO), ONE HOOD, ONE COLLAR ASSEMBLY OR CLEAR STAND-ALONE CYLINDER HOOD, SENSITIVITY NEBULIZER (LABELED BY COLOR AND/OR LETTERS), FIT TEST NEBULIZER (LABELED BY COLOR AND/OR LETTERS), TWO SETS REPLACEMENT NEBULIZER INSERTS, SENSITIVITY SOLUTION, 50 ML OR MORE, FIT TEST SOLUTION, 50 ML OR MORE, REUSABLE, 5% OF THE DELIVERED KITS WILL BE BITTER SOLUTION AND THE REST 95% WILL BE SURGERY SOLUTION (IN CASE WILL PREPARE THE SURGERY SOLUTION IN THE LOCAL MARKET SO WE WILL HAVE 100% OF THE KITS FROM THE BITTER SOLUTION TYPE) | GENERAL MEDICAL SUPPLIES (NURSING AND BURN UNIT) SUPPLEMENTARY
12761 | 4228160404700 | SURFACE DISINFECTANT SPRAY 5TH GENERATION FOR HARD SURFACE DIDECYLDIMETHYLAMMONIUM CHLORIDE (DDAC) LESS THAN 0.10% ALKYL DIMETHYL BENZYL AMMONIUM CHLORIDE (ADBAC) LESS THAN 0.06% KILLS MORE THAN 99.999% BACTERIA DESTROYERS VIRUSES ERADICATES MOULDS/FUNGI/YEAST ADJUVANT EFFECT CONTINUES TO PROTECT SURFACES AGAINST PATHOGENS EVEN WHEN DRY PROLONGED ANTIMICROBIAL PROTECTION TO REDUCE THE NEED FOR MULTIPLE CLEANING AND DISINFECTING APPLICATIONS NO COLOR NO ODOR NON IRRITANT NON CORROSIVE OR DAMAGING TO SURFACES NON-TOXIC LEAVES NO HARMFUL RESIDUES SAFE IN ALL ENVIRONMENTS PROLONGED ANTIMICROBIAL PROTECTION PATHOGEN COMPLIANT SIZE 400-500 ML. AEROSOL HARD SURFACE SPRAY NOTE: MSDS SHOULD BE PROVIDED IN SOFT COPY | DISINFECTANTS SUPPLIES SUPPLEMENTARY
12762 | 4228170000500 | SURFACE DISINFECTANT 5TH GENERATION DIDECYLDIMETHYLAMMONIUM CHLORIDE (DDAC) LESS THAN 0.10% ALKYL DIMETHYL BENZYL AMMONIUM CHLORIDE (ADBAC) LESS THAN 0.06% SUITABLE FOR USE FOR CLEANING ALL KIND OF FLOORS CLOTHES MOPS MICROBES KILLS MORE THAN 99.99% BACTERIA DESTROYERS VIRUSES ERADICATES MOULDS/FUNGI/YEAST ADJUVANT EFFECT CONTINUES TO PROTECT SURFACES AGAINST PATHOGENS EVEN WHEN DRY PROLONGED ANTIMICROBIAL PROTECTION TO REDUCE THE NEED FOR MULTIPLE CLEANING AND DISINFECTING APPLICATIONS NO COLOR NO ODOR NON IRRITANT NON CORROSIVE OR DAMAGING TO SURFACES NON-TOXIC LEAVES NO HARMFUL RESIDUES SAFE IN ALL ENVIRONMENTS PATHOGEN COMPLIANT. 5 LITERS PER GALLON. NOTE: MSDS SHOULD BE PROVIDED IN SOFT COPY. | DISINFECTANTS SUPPLIES SUPPLEMENTARY
12763 | 4213172100300 | WIPES SURFACE DISINFECTANT 5TH GENERATION OF QUATERNARY AMMONIUM COMPOUNDS BACTERICIDAL (INCLUDING MDROS) VIRUCIDAL FUNGICIDAL MYCOBACTERICIDAL. CONTACT TIME BETWEEN 30 SECONDS UP TO 3 MINUTES FRAGRANCE FREE CHLORINE FREE ALCOHOL FREE AND NON-CORROSIVE NON-IRRITANT NON-TOXIC FOOD SAFE EASY TO USE. SIZE 15-20 CM X 15-20 CM PACK OF 100-200 WIPES PACKAGE/CANISTER NON WOVEN WIPES NOTE: MSDS SHOULD BE PROVIDED IN SOFT COPY | DISINFECTANTS SUPPLIES SUPPLEMENTARY
12764 | 4228160403100 | SURFACE DISINFECTANT SPRAY ALCOHOL-BASED 55 %-70 % DISINFECTANT WITH QUATERNARY AMMONIUM 4TH GENERATION AND ABOVE COMPOUNDS AS ACTIVE INGREDIENTS MAIN FIELD OF APPLICATION IS FOR THE DISINFECTION OF SURFACES AND DENTAL EQUIPMENT READY TO USE ALDEHYDE-FREE AND PHENOL- FREE FORMULATION EFFECTIVE AGAINST BACTERIA FUNGI AND VIRUSES (INCLUDING TB HIV/HBV CORONAVIRUS FLU VIS) EASILY BIODEGRADABLE QUICK ACTION TIME 30 SECOND PACKAGE 500 - 750 ML READY TO USE AND CONNECTED AS SPRAY. NOTE: MSDS SHOULD BE PROVIDED IN SOFT COPY | DISINFECTANTS SUPPLIES SUPPLEMENTARY
12765 | 4228160403200 | AIRBORNE DISINFECTANT FOR SURFACES DIDECYL DIMETHYL AMMONIUM CHLORIDE WITH 19% ALCOHOL SINGLE SHOT WITHOUT MACHINES/ NEBULIZER 300 ML NOTE: MSDS SHOULD BE PROVIDED IN SOFT COPY | DISINFECTANTS SUPPLIES SUPPLEMENTARY
12766 | 4228160403300 | AIRBORNE DISINFECTANT FOR SURFACES DIDECYL DIMETHYL AMMONIUM CHLORIDE WITH 19% ALCOHOL SINGLE SHOT WITHOUT MACHINES/ NEBULIZER 50ML NOTE: MSDS SHOULD BE PROVIDED IN SOFT COPY | DISINFECTANTS SUPPLIES SUPPLEMENTARY
12767 | 4228160403700 | SINGLE WIPE DISINFECTANT SURFACE PP NON WOVEN ALCOHOL FREE WITH QUATERNARY AMMONIUM 4TH GENERATION AND ABOVE COMPOUNDS AS ACTIVE INGREDIENTS MAIN FIELD OF APPLICATION IS FOR THE DISINFECTION OF SURFACES AND DENTAL EQUIPMENT READY TO USE ALDEHYDE-FREE AND PHENOL-FREE FORMULATION EFFECTIVE AGAINST BACTERIA FUNGI AND VIRUSES (INCLUDING TB HIV/HBV CORONA VIRUSES FLU VIS) EASILY BIODEGRADABLE QUICK ACTION TIME 30 SECOND SIZE 20 -30 CM X 20-30 CM AND ABOVE. NOTE: MSDS SHOULD BE PROVIDED IN SOFT COPY | DISINFECTANTS SUPPLIES SUPPLEMENTARY
12768 | 4713180000100 | ANTISEPTIC SURGICAL HAND RUB 1% CHLORHEXIDINE IN 61 - 70% ETHYL ALCOHOL 500ML FOR WALL MOUNTED HANDS FREE DISPENSER HAZARDOUS MATERIAL NOTE: MSDS SHOULD BE PROVIDED IN SOFT COPY | DISINFECTANTS SUPPLIES SUPPLEMENTARY
12769 | 5147150500100 | SURFACE DISINFECTANT CLEANER FOR FLOOR WATER-BASED DISINFECTANT CLEANER WITH QUATERNARY AMMONIUM 5TH GENERATION COMPOUNDS AS ACTIVE INGREDIENTS CONTAINS SURFACE ACTIVE AGENTS FOR ITS CLEANING PROPERTIES. CONCENTRATED ALDEHYDE-FREE AND PHENOL-FREE FORMULATION -EFFECTIVE AGAINST BACTERIA FUNGI AND VIRUSES (INCLUDING HIV/HBV). EASILY BIODEGRADABLE -SAFE TO USE-ACTION TIME OF 5 - 60 MINUTES. PACKAGE 5 LITER X 4 + 1 LITER DOSAGE BOTTLE X 2 NOTE: MSDS SHOULD BE PROVIDED IN SOFT COPY | DISINFECTANTS SUPPLIES SUPPLEMENTARY
12770 | 4214160104800 | KIT EBOLA LARGE SIZE CONTAINS: TWO PAIRS POWDER FREE NITRILE GLOVES REGULAR MASK N95, LARGE COVERALLS LARGE PAIR FULL COVERAGE BOOT FACE SHIELD ANTIFOG SURGICAL MASK QACS OR ALCOHOL WIPES NOTE: MSDS SHOULD BE PROVIDED IN SOFT COPY | DISINFECTANTS SUPPLIES SUPPLEMENTARY
12771 | 4214160104900 | KIT EBOLA MEDIUM SIZE: CONTAINS: TWO PAIRS POWDER FREE NITRILE GLOVES SMALL MASK N95, MEDIUM COVERALLS MEDIUM PAIR FULL COVERAGE BOOT FACE SHIELD ANTIFOG SURGICAL MASK QACS OR ALCOHOL WIPES NOTE: MSDS SHOULD BE PROVIDED IN SOFT COPY | DISINFECTANTS SUPPLIES SUPPLEMENTARY
12772 | 4213161600700 | KIT EBOLA X-LARGE SIZE CONTAINS: TWO PAIRS POWDER FREE NITRILE GLOVES REGULAR MASK N95, X-LARGE COVERALLS , X-LARGE PAIR FULL COVERAGE BOOT FACE SHIELD ANTIFOG SURGICAL MASK QACS OR ALCOHOL WIPES NOTE: MSDS SHOULD BE PROVIDED IN SOFT COPY | DISINFECTANTS SUPPLIES SUPPLEMENTARY
12773 | 4214160105000 | KIT EBOLA SMALL SIZE: CONTAINS: TWO PAIRS POWDER FREE NITRILE GLOVES SMALL MASK N95, SMALL COVERALLS SMALL PAIR FULL COVERAGE BOOT FACE SHIELD ANTIFOG SURGICAL MASK QACS OR ALCOHOL WIPES NOTE: MSDS SHOULD BE PROVIDED IN SOFT COPY | DISINFECTANTS SUPPLIES SUPPLEMENTARY
12774 | 4214160105800 | PERSONAL HYGIENE KIT ZIPPERED PLASTIC POUCH WITH HOSPITAL LOGO CONTAINS 1 EACH: COMB SHAMPOO 60- 80 ML (SULFATE FREE) NON-FRAGRANCE LOTION 40-60 ML ( NON FRAGRANCE) 1 SOFT TOOTHBRUSH 20-30ML TOOTHPASTE | DISINFECTANTS SUPPLIES SUPPLEMENTARY
12775 | 4228180302000 | BIODEGRADABLE REMOVING BIOFILM KIT IN PROCEDURAL WATER LINES IN MEDICAL AND DENTAL TREATMENT UNITS AND PROVIDED WITH BIOTEST. COMPATIBLE WILTH MANUFACTURE OF DENTAL CHAIR. 1- PRECLEANER (SODIUM CARBONATE ) 2- REMOVAL ( CITRIC ACID OR HYPOCHLOROUS ACID 0.015% TO 0.02) 3- PREVENTIVE . WITH OPTION OF TWO SAMPLERS FOR QUANTIFIABLE MEASURE OF CFU LEVEL FOLLOWING TREAMENT. | DISINFECTANTS SUPPLIES SUPPLEMENTARY
12776 | 4228160700000 | WATERLINE TREATMENT TABLETS COMPATIBLE WITH ADEC DENTAL CHAIR 2 L CONTAIN SODIUM PERCARBONATE SILVER NITRATE AND CATIONIC SURFACTANTS AS ACTIVE INGREDIENTS. | DISINFECTANTS SUPPLIES SUPPLEMENTARY
12777 | 4228160700100 | RENEW WATERLINE TREATMENT SOLUTIONS COMPATIBLE WITH ADEC DENTAL CHAIR. CONTAIN HYDROGEN PEROXIDE 2.5% SODIUM LAURYL SULFATE AND MALEIC ACID. 118 ML - 150 ML. | DISINFECTANTS SUPPLIES SUPPLEMENTARY
12778 | 4228160700200 | APPLICATOR 3 ML CLEAR CONTAIN 2% CHLORHEXIDINE GLUCONATE + 70% V/V ISOPROPYL ALCOHOL STERILE SOLUTION ANGULATED 45 DEGREE INDIVIDUALLY PACKED STERILE. | DISINFECTANTS SUPPLIES SUPPLEMENTARY
12779 | 4228160700300 | APPLICATOR 10.5 ML CLEAR CONTAIN 2% CHLORHEXIDINE GLUCONATE + 70% V/V ISOPROPYL ALCOHOL STERILE SOLUTION ANGULATED 45 DEGREE INDIVIDUALLY PACKED STERILE. | DISINFECTANTS SUPPLIES SUPPLEMENTARY
12780 | 4228160700400 | APPLICATOR 26 ML CLEAR CONTAIN 2% CHLORHEXIDINE GLUCONATE + 70% V/V ISOPROPYL ALCOHOL STERILE SOLUTION ANGULATED 45 DEGREE INDIVIDUALLY PACKED STERILE. | DISINFECTANTS SUPPLIES SUPPLEMENTARY
12781 | 4213170121000 | DISINFECTANT SOLUTION; ELECTROLYZED WATER 99.97% SODIUM CHLORIDE (NACL) 0.023% SODIUM HYPOCHLORITE (NAOCL) 0.004% HYPOCHLOROUS ACID (HOCL) 0.003%. SURFACE DISINFECTANT. BROAD SPECTRUM BACTERICIDAL (INCLUDING MDROS) VIRUCIDAL IN 30 SECONDS FUNGICIDAL SPORICIDAL AND MYCOBACTERICIDAL. PH-NEUTRAL NO COLOR NON-TOXIC NON IRRITANT NON CORROSIVE OR DAMAGING TO SURFACES. LEAVES NO HARMFUL RESIDUES SAFE IN ALL ENVIRONMENTS COMPATIBLE WITH ALL TYPES OF MATERIALS. CERTIFIED GREEN SOLUTION. NO SPECIAL HANDLING OR DISPOSAL REQUIREMENTS. SIZE 120 ML SPRAY BOTTLE. NOTE: MSDS SHOULD BE PROVIDED IN SOFT COPY. | DISINFECTANTS SUPPLIES SUPPLEMENTARY
12782 | 4213170121100 | DISINFECTANT SOLUTION; ELECTROLYZED WATER 99.97% SODIUM CHLORIDE (NACL) 0.023% SODIUM HYPOCHLORITE (NAOCL) 0.004% HYPOCHLOROUS ACID (HOCL) 0.003%. SURFACE DISINFECTANT. BROAD SPECTRUM BACTERICIDAL (INCLUDING MDROS) VIRUCIDAL IN 30 SECONDS FUNGICIDAL SPORICIDAL AND MYCOBACTERICIDAL. PH-NEUTRAL NO COLOR NON-TOXIC NON IRRITANT NON CORROSIVE OR DAMAGING TO SURFACES. LEAVES NO HARMFUL RESIDUES SAFE IN ALL ENVIRONMENTS COMPATIBLE WITH ALL TYPES OF MATERIALS. CERTIFIED GREEN SOLUTION. NO SPECIAL HANDLING OR DISPOSAL REQUIREMENTS. SIZE 500 ML SPRAY BOTTLE. NOTE: MSDS SHOULD BE PROVIDED IN SOFT COPY. | DISINFECTANTS SUPPLIES SUPPLEMENTARY
12783 | 4213170121200 | DISINFECTANT SOLUTION; ELECTROLYZED WATER 99.97% SODIUM CHLORIDE (NACL) 0.023% SODIUM HYPOCHLORITE (NAOCL) 0.004% HYPOCHLOROUS ACID (HOCL) 0.003%. SURFACE DISINFECTANT. BROAD SPECTRUM BACTERICIDAL (INCLUDING MDROS) VIRUCIDAL IN 30 SECONDS FUNGICIDAL SPORICIDAL AND MYCOBACTERICIDAL. PH-NEUTRAL NO COLOR NON-TOXIC NON IRRITANT NON CORROSIVE OR DAMAGING TO SURFACES. LEAVES NO HARMFUL RESIDUES SAFE IN ALL ENVIRONMENTS COMPATIBLE WITH ALL TYPES OF MATERIALS. CERTIFIED GREEN SOLUTION. NO SPECIAL HANDLING OR DISPOSAL REQUIREMENTS. SIZE 1L SPRAY BOTTLE. NOTE: MSDS SHOULD BE PROVIDED IN SOFT COPY. | DISINFECTANTS SUPPLIES SUPPLEMENTARY
12784 | 4213170121300 | DISINFECTANT SOLUTION; ELECTROLYZED WATER 99.97% SODIUM CHLORIDE (NACL) 0.023% SODIUM HYPOCHLORITE (NAOCL) 0.004% HYPOCHLOROUS ACID (HOCL) 0.003%. SURFACE DISINFECTANT. BROAD SPECTRUM BACTERICIDAL (INCLUDING MDROS) VIRUCIDAL IN 30 SECONDS FUNGICIDAL SPORICIDAL AND MYCOBACTERICIDAL. PH-NEUTRAL NO COLOR NON-TOXIC NON IRRITANT NON CORROSIVE OR DAMAGING TO SURFACES. LEAVES NO HARMFUL RESIDUES SAFE IN ALL ENVIRONMENTS COMPATIBLE WITH ALL TYPES OF MATERIALS. CERTIFIED GREEN SOLUTION. NO SPECIAL HANDLING OR DISPOSAL REQUIREMENTS. NOTE: MSDS SHOULD BE PROVIDED IN SOFT COPY. SIZE 5 LITER BOTTLE (1 FUMIGATION MACHINE FREE OF CHARGE FOR EVERY 500 BOTTLE) | DISINFECTANTS SUPPLIES SUPPLEMENTARY
12785 | 4213170121400 | CANISTER SURFACE DISINFECTANT CHLORINE WIPE PP NON-WOVEN CONSENTRATION MORE THAN 1000 PMM (SODIUM HYPOCHLORITE 0.63% OTHER CLENING AGENT 99.37%). CONTACT TIME OF 1 - 2 MINUTES ALCOHOL FREE. BACTERICIDAL VIRUCIDAL FUNGICIDAL PARASITICIDAL MYCOBACTERICIDAL AND SPORICIDAL READY TO US. SIZE 20-30 CMX 20-30 CM PACK(30-50) NOTE: MSDS SHOULD BE PROVIDED IN SOFT COPY | DISINFECTANTS SUPPLIES SUPPLEMENTARY
12786 | 4213170121500 | HOSPITAL GRADE SURFACE DISINFECTANT BLEACH FREE - ALCOHOL FREE TO ELIMINATE BACTERIA VIRUS AND FUNGI AND HAS BEEN TESTED AND PROVEN EFFECTIVE AGAINST MOLD AND ALGAE. IS HIGHLY EFFECTIVE AGAINST MRSA AND MDR. IT HAS TWO MODES OF ACTIONS; ACTIVE INGREDIENT QUATERNARY AMMONIUM "5TH GENERATION" FOR IMMEDIATE KILL OF MICROORGANISMS AND ESTABLISHES A MICROSCOPIC-SPIKED BARRIER ONTO THE APPLIED SURFAC IT CAN BE USED ON HARD OR SOFT SURFACES.LARGE SIZE 3L. | DISINFECTANTS SUPPLIES SUPPLEMENTARY
12787 | 4213170121600 | HOSPITAL GRADE SURFACE DISINFECTANT BLEACH FREE - ALCOHOL FREE UNIQUELY UTILIZES THE TECHNOLOGY TO ELIMINATE BACTERIA VIRUSES AND FUNGI AND HASBEEN TESTED AND PROVEN EFFECTIVE AGAINST MOLD AND ALGAE. HIGHLY EFFECTIVE AGAINST MRSA AND MDR. IT HAS TWO MODES OF ACTIONS; ACTIVE INGREDIENT QUATERNARY AMMONIUM "5TH GENERATION" FOR IMMEDIATE KILL OF MICROORGANISMS AND ESTABLISHES A MICROSCOPIC-SPIKED BARRIER. IT CAN BE USED ON HARD OR SOFT SURFACES.SMALE SIZE 750 ML. | DISINFECTANTS SUPPLIES SUPPLEMENTARY
12788 | 4215220300700 | DENTAL ALCOHOL TORCH PLASTIC REUSABLE | DENTAL SUPPLIES (LABORATORY, IMPLANT AND MAXILLOFACIAL SURGERY) SUPPLEMENTARY
12789 | 4215220019100 | WAX TRIMMER ROD USED FOR DENTAL SURVEYOR COMPATIBLE WITH NEY OR EQUIVALENT | DENTAL SUPPLIES (LABORATORY, IMPLANT AND MAXILLOFACIAL SURGERY) SUPPLEMENTARY
12790 | 4215220019200 | ANALYZING ROD FOR DENTAL SURVEYOR REPLACEMENT PART COMPATIBLE WITH NEY OR EQUIVALENT | DENTAL SUPPLIES (LABORATORY, IMPLANT AND MAXILLOFACIAL SURGERY) SUPPLEMENTARY
12791 | 4215220019300 | LEAD PENCIL CARBON MARKER USED FOR DENTAL SURVEYOR COMPATIBLE WITH NEY OR EQUIVALENT | DENTAL SUPPLIES (LABORATORY, IMPLANT AND MAXILLOFACIAL SURGERY) SUPPLEMENTARY
12792 | 4215220019400 | CARBON MARKER OR PENCIL HOLDER FOR DENTAL SURVEYOR COMPATIBLE WITH NEY OR EQUIVALENT | DENTAL SUPPLIES (LABORATORY, IMPLANT AND MAXILLOFACIAL SURGERY) SUPPLEMENTARY
12793 | 4215241208400 | WAX BOXING STRIPS REGULAR SOFT TACKY RED WAX PERFECT FOR BOXING IMPRESSION | DENTAL SUPPLIES (LABORATORY, IMPLANT AND MAXILLOFACIAL SURGERY) SUPPLEMENTARY
12794 | 4215241201700 | FINE STIPPLE CASTING WAX GREEN SHEETS OF 15 X 7.5 CM 0.4 MM THICK | DENTAL SUPPLIES (LABORATORY, IMPLANT AND MAXILLOFACIAL SURGERY) SUPPLEMENTARY
12795 | 4215164100100 | WAX CARVER ASH #5 INSTRUMENT | DENTAL SUPPLIES (LABORATORY, IMPLANT AND MAXILLOFACIAL SURGERY) SUPPLEMENTARY
12796 | 4215163901600 | WAX SPATULA STAINLESS STEEL HANDLE DOUBLE ENDED SIZE #31 | DENTAL SUPPLIES (LABORATORY, IMPLANT AND MAXILLOFACIAL SURGERY) SUPPLEMENTARY
12797 | 4215163901700 | WAX SPATULA STAINLESS STEEL HANDLE DOUBLE ENDED SIZE #7 | DENTAL SUPPLIES (LABORATORY, IMPLANT AND MAXILLOFACIAL SURGERY) SUPPLEMENTARY
12798 | 4215164100300 | PKT WAX CARVER STAINLESS STEEL DOUBLE-ENDED SIZE 4 | DENTAL SUPPLIES (LABORATORY, IMPLANT AND MAXILLOFACIAL SURGERY) SUPPLEMENTARY
12799 | 4215164100400 | PKT WAX CARVER STAINLESS STEEL DOUBLE-ENDED SIZE 2 | DENTAL SUPPLIES (LABORATORY, IMPLANT AND MAXILLOFACIAL SURGERY) SUPPLEMENTARY
12800 | 4215248435600 | TYPODONT TEETH WITH BRACES FOR TRAINING | DENTAL SUPPLIES (LABORATORY, IMPLANT AND MAXILLOFACIAL SURGERY) SUPPLEMENTARY
12801 | 4215210100500 | STAINLESS STEEL CASTING RING SET OF 6 DIFFERENT SIZES 3 X 2 INCH 2 X 13/4 INCH 1 1/2 X 1 3/4 INCH 2 1/2 X 2 INCH 1 2/3 X 1 3/4 INCH 1 1/4 X 1 3/4 INCH | DENTAL SUPPLIES (LABORATORY, IMPLANT AND MAXILLOFACIAL SURGERY) SUPPLEMENTARY
12802 | 4215160602600 | LECRON WAX CARVER STAINLESS STEEL HANDLE DOUBLE-ENDED KNIFE END/SMALL SCOPE END SIZE 5 | DENTAL SUPPLIES (LABORATORY, IMPLANT AND MAXILLOFACIAL SURGERY) SUPPLEMENTARY
12803 | 4215164100500 | PKT WAX CARVER STAINLESS STEEL DOUBLE-ENDED SIZE 1 | DENTAL SUPPLIES (LABORATORY, IMPLANT AND MAXILLOFACIAL SURGERY) SUPPLEMENTARY
12804 | 4215164100600 | PKT WAX CARVER STAINLESS STEEL DOUBLE-ENDED SIZE 3 | DENTAL SUPPLIES (LABORATORY, IMPLANT AND MAXILLOFACIAL SURGERY) SUPPLEMENTARY
12805 | 4215164100700 | PKT WAX CARVER STAINLESS STEEL DOUBLE-ENDED SIZE 5 | DENTAL SUPPLIES (LABORATORY, IMPLANT AND MAXILLOFACIAL SURGERY) SUPPLEMENTARY
12806 | 4215248435700 | ARTIFICIAL ENDODONTIC TOOTH #16 UPPER RIGHT MOLAR | DENTAL SUPPLIES (LABORATORY, IMPLANT AND MAXILLOFACIAL SURGERY) SUPPLEMENTARY
12807 | 4215241209400 | ROUND SPRUE WAX 5.0 MM DIAMETER SPOOL OF 250 - 300 G | DENTAL SUPPLIES (LABORATORY, IMPLANT AND MAXILLOFACIAL SURGERY) SUPPLEMENTARY
12808 | 4215248436700 | ARTIFICIAL ENDODONTIC TOOTH #11 UPPER RIGHT CENTRAL | DENTAL SUPPLIES (LABORATORY, IMPLANT AND MAXILLOFACIAL SURGERY) SUPPLEMENTARY
12809 | 4215221301000 | EDENTULOUS MODEL MOULD UPPER AND LOWER ARCH | DENTAL SUPPLIES (LABORATORY, IMPLANT AND MAXILLOFACIAL SURGERY) SUPPLEMENTARY
12810 | 4215248437200 | ARTIFICIAL ENDODONTIC TOOTH #14 UPPER RIGHT PRE MOLAR | DENTAL SUPPLIES (LABORATORY, IMPLANT AND MAXILLOFACIAL SURGERY) SUPPLEMENTARY
12811 | 4215248437300 | ARTIFICIAL ENDODONTIC TOOTH #26 UPPER LEFT MOLAR | DENTAL SUPPLIES (LABORATORY, IMPLANT AND MAXILLOFACIAL SURGERY) SUPPLEMENTARY
12812 | 4215222100200 | DENTAL MODEL FOR ORTHODONTIC TRAINING | DENTAL SUPPLIES (LABORATORY, IMPLANT AND MAXILLOFACIAL SURGERY) SUPPLEMENTARY
12813 | 4215248437600 | ARTIFICIAL ENDODONTIC TOOTH #36 LOWER LEFT MOLAR | DENTAL SUPPLIES (LABORATORY, IMPLANT AND MAXILLOFACIAL SURGERY) SUPPLEMENTARY
12814 | 4215248437700 | ARTIFICIAL ENDODONTIC TOOTH #44 LOWER RIGHT PRE MOLAR | DENTAL SUPPLIES (LABORATORY, IMPLANT AND MAXILLOFACIAL SURGERY) SUPPLEMENTARY
12815 | 4215247605200 | MODULE ENDO UPPER LEFT POSTERIOR ARCH FOR ENDO TRAINING MISSING TOOTH 25 AND 26 | DENTAL SUPPLIES (LABORATORY, IMPLANT AND MAXILLOFACIAL SURGERY) SUPPLEMENTARY
12816 | 4215247605300 | MODULE ENDO UPPER ANTERIOR ARCH FOR ENDO TRAINING MISSING TOOTH 111221 = 22 | DENTAL SUPPLIES (LABORATORY, IMPLANT AND MAXILLOFACIAL SURGERY) SUPPLEMENTARY
12817 | 4215247605400 | MODULE ENDO LOWER ANTERIOR ARCH FOR ENDO TRAINING MISSING TOOTH 41 31 32 33 | DENTAL SUPPLIES (LABORATORY, IMPLANT AND MAXILLOFACIAL SURGERY) SUPPLEMENTARY
12818 | 4215247605500 | MODULE ENDO LOWER RIGHT POSTERIOR ARCH FOR ENDO TRAINING MISSING TOOTH 45 46 | DENTAL SUPPLIES (LABORATORY, IMPLANT AND MAXILLOFACIAL SURGERY) SUPPLEMENTARY
12819 | 4215169100400 | CONDUCTIVE APEX PUTTY REPLICATE PERIAPICAL RADIOLUCENCY | DENTAL SUPPLIES (LABORATORY, IMPLANT AND MAXILLOFACIAL SURGERY) SUPPLEMENTARY
12820 | 4215221301400 | COMPLETE JAW MODEL UPPER AND LOWER TEETH SNAP ON TYPE | DENTAL SUPPLIES (LABORATORY, IMPLANT AND MAXILLOFACIAL SURGERY) SUPPLEMENTARY
12821 | 4215248442500 | SCREWED ARTIFICIAL TOOTH FOR PERMANENT (ASSORTED) COMPATIBLE WITH EACH SECTOR SYSTEM | DENTAL SUPPLIES (LABORATORY, IMPLANT AND MAXILLOFACIAL SURGERY) SUPPLEMENTARY
12822 | 4215246300700 | DIPPING WAX SHREDDED APPROX. 150 - 200 G | DENTAL SUPPLIES (LABORATORY, IMPLANT AND MAXILLOFACIAL SURGERY) SUPPLEMENTARY
12823 | 4215240009400 | COMPLETE JAW MODEL UPPER AND LOWER FOR PERMANENT ARTIFICIAL TEETH SOFT GINGIVA | DENTAL SUPPLIES (LABORATORY, IMPLANT AND MAXILLOFACIAL SURGERY) SUPPLEMENTARY
12824 | 4215248437800 | ARTIFICIAL PERMANENT TOOTH SNAP-ON (ASSORTED) | DENTAL SUPPLIES (LABORATORY, IMPLANT AND MAXILLOFACIAL SURGERY) SUPPLEMENTARY
12825 | 4215240009500 | COMPLETE JAW MODEL UPPER AND LOWER FOR PRIMARY ARTIFICIAL TEETH SOFT GINGIVA | DENTAL SUPPLIES (LABORATORY, IMPLANT AND MAXILLOFACIAL SURGERY) SUPPLEMENTARY
12826 | 4215210200100 | DENTAL LABORATORY MODEL BASE FORMER RUBBER MEDIUM AND LARGE SIZE UPPER AND LOWER | DENTAL SUPPLIES (LABORATORY, IMPLANT AND MAXILLOFACIAL SURGERY) SUPPLEMENTARY
12827 | 4215247605600 | MODULE ENDO UPPER RIGHT POSTERIOR ARCH FOR ENDO TRAINING MISSING TOOTH 15 AND 16 | DENTAL SUPPLIES (LABORATORY, IMPLANT AND MAXILLOFACIAL SURGERY) SUPPLEMENTARY
12828 | 4215247605700 | FIXING GEL SYRINGE WITH MIXING TIPS FOR ENDO MODULE | DENTAL SUPPLIES (LABORATORY, IMPLANT AND MAXILLOFACIAL SURGERY) SUPPLEMENTARY
12829 | 4215270008500 | ORTHO DEMONSTRATION MODEL TEETH WITH BRACES | DENTAL SUPPLIES (LABORATORY, IMPLANT AND MAXILLOFACIAL SURGERY) SUPPLEMENTARY
12830 | 4215247605800 | MODULE ENDO LOWER LEFT POSTERIOR ARCH FOR ENDO TRAINING MISSING TOOTH 35 36 | DENTAL SUPPLIES (LABORATORY, IMPLANT AND MAXILLOFACIAL SURGERY) SUPPLEMENTARY
12831 | 4215280000700 | ARTICULATED PERIO MODEL WITH CALCULUS ON ANATOMIC ROOTED TEETH | DENTAL SUPPLIES (LABORATORY, IMPLANT AND MAXILLOFACIAL SURGERY) SUPPLEMENTARY
12832 | 4215248441600 | ARTIFICIAL TOOTH WITH PULP CHAMBER FILLED WITH RED WAX FOR PULPOTOMY EXERCISES UPPER PRIMARY MOLAR | DENTAL SUPPLIES (LABORATORY, IMPLANT AND MAXILLOFACIAL SURGERY) SUPPLEMENTARY
12833 | 4215248441700 | ARTIFICIAL TOOTH WITH PULP CHAMBER FILLED WITH RED WAX FOR PULPOTOMY EXERCISES LOWER PRIMARY MOLAR | DENTAL SUPPLIES (LABORATORY, IMPLANT AND MAXILLOFACIAL SURGERY) SUPPLEMENTARY
12834 | 4215161424100 | BUR ACRYLIC CYLINDER SIZE LARGE | DENTAL SUPPLIES (LABORATORY, IMPLANT AND MAXILLOFACIAL SURGERY) SUPPLEMENTARY
12835 | 4215161454200 | BUR ACRYLIC CYLINDER SIZE SMALL | DENTAL SUPPLIES (LABORATORY, IMPLANT AND MAXILLOFACIAL SURGERY) SUPPLEMENTARY
12836 | 4215161424200 | BUR ACRYLIC TAPERED SIZE LARGE | DENTAL SUPPLIES (LABORATORY, IMPLANT AND MAXILLOFACIAL SURGERY) SUPPLEMENTARY
12837 | 4215161454000 | BUR ACRYLIC TAPERED SIZE SMALL | DENTAL SUPPLIES (LABORATORY, IMPLANT AND MAXILLOFACIAL SURGERY) SUPPLEMENTARY
12838 | 4215161425100 | BUR HP WAX CUTTER SIZE 023 ISO# 310 - 104 - 471 - 377 - 023 | DENTAL SUPPLIES (LABORATORY, IMPLANT AND MAXILLOFACIAL SURGERY) SUPPLEMENTARY
12839 | 4215161425800 | BUR TUNGSTEN CARBIDE HP CYLINDER ISO# 500 - 103 - 116 - 190 - 015 | DENTAL SUPPLIES (LABORATORY, IMPLANT AND MAXILLOFACIAL SURGERY) SUPPLEMENTARY
12840 | 4215161425900 | BUR TUNGSTEN CARBIDE HP CYLINDER ROUND ISO# 500 - 103 - 137 - 135 - 010 | DENTAL SUPPLIES (LABORATORY, IMPLANT AND MAXILLOFACIAL SURGERY) SUPPLEMENTARY
12841 | 4215161426000 | BUR SURGICAL TUNGSTEN CARBIDE HP ROUND (US# 12) ISO# 500 - 104 - 001 - 001 - 006 | DENTAL SUPPLIES (LABORATORY, IMPLANT AND MAXILLOFACIAL SURGERY) SUPPLEMENTARY
12842 | 4215161426100 | BUR SURGICAL TUNGSTEN CARBIDE HP ROUND (US#6) ISO# 500 - 104 - 001 - 001 - 018 | DENTAL SUPPLIES (LABORATORY, IMPLANT AND MAXILLOFACIAL SURGERY) SUPPLEMENTARY
12843 | 4215161426200 | BUR SURGICAL TUNGSTEN CARBIDE HP ROUND (US#8) ISO# 500 - 104 - 001 - 001 - 023 | DENTAL SUPPLIES (LABORATORY, IMPLANT AND MAXILLOFACIAL SURGERY) SUPPLEMENTARY
12844 | 4215161426300 | BUR SURGICAL TUNGSTEN CARBIDE HP TAPERED LONG FISSURE CROSSCUT (US# 700 L) ISO# 500 - 104 - 171 - 007 | DENTAL SUPPLIES (LABORATORY, IMPLANT AND MAXILLOFACIAL SURGERY) SUPPLEMENTARY
12845 | 4215161426400 | BUR TUNGSTEN CARBIDE HP ROUND ISO# 500 - 104 - 001 - 190 - 014 | DENTAL SUPPLIES (LABORATORY, IMPLANT AND MAXILLOFACIAL SURGERY) SUPPLEMENTARY
12846 | 4215161426500 | BUR CARBIDE HP ROUND 2.3 MM ISO# 500 - 104 - 001 - 190 - 023 | DENTAL SUPPLIES (LABORATORY, IMPLANT AND MAXILLOFACIAL SURGERY) SUPPLEMENTARY
12847 | 4215161426600 | BUR CARBIDE HP ROUND 1 MM ISO# 500 - 104 - 001 - 291 - 010 | DENTAL SUPPLIES (LABORATORY, IMPLANT AND MAXILLOFACIAL SURGERY) SUPPLEMENTARY
12848 | 4215161454400 | BUR CARBIDE HP ROUND 1.4 MM ISO# 500 - 104 - 001 - 291 - 014 | DENTAL SUPPLIES (LABORATORY, IMPLANT AND MAXILLOFACIAL SURGERY) SUPPLEMENTARY
12849 | 4215161426700 | BUR CARBIDE HP ROUND 1.8 MM ISO# 500 - 104 - 001 - 291 - 018 | DENTAL SUPPLIES (LABORATORY, IMPLANT AND MAXILLOFACIAL SURGERY) SUPPLEMENTARY
12850 | 4215161458900 | BUR CARBIDE HP ROUND 2.3 MM ISO# 500 - 104 - 001 - 291 - 023 | DENTAL SUPPLIES (LABORATORY, IMPLANT AND MAXILLOFACIAL SURGERY) SUPPLEMENTARY
12851 | 4215161458800 | BUR CARBIDE HP CYLINDER ROUND END MEDIUM CUTTING SIZE 6 MM ISO# 500 - 104 - 137 - 190 - 060 | DENTAL SUPPLIES (LABORATORY, IMPLANT AND MAXILLOFACIAL SURGERY) SUPPLEMENTARY
12852 | 4215161458700 | BUR CARBIDE HP CYLINDER ROUND END SIZE 2.3 MM ISO# 500 - 104 - 144 - 190 - 023 | DENTAL SUPPLIES (LABORATORY, IMPLANT AND MAXILLOFACIAL SURGERY) SUPPLEMENTARY
12853 | 4215161426900 | BUR TUNGSTEN CARBIDE HP TAPERED SIZE 010 ISO# 500 - 104 - 168 - 007 - 010 | DENTAL SUPPLIES (LABORATORY, IMPLANT AND MAXILLOFACIAL SURGERY) SUPPLEMENTARY
12854 | 4215161427200 | BUR CARBIDE HP TAPER ISO# 500 - 104 - 194 - 140 - 023 | DENTAL SUPPLIES (LABORATORY, IMPLANT AND MAXILLOFACIAL SURGERY) SUPPLEMENTARY
12855 | 4215161458600 | BUR CARBIDE HP CYLINDER ROUND END FINE CUTTING SIZE 4.5 MM ISO# 500 - 104 - 194 - 140 - 045 | DENTAL SUPPLIES (LABORATORY, IMPLANT AND MAXILLOFACIAL SURGERY) SUPPLEMENTARY
12856 | 4215161458500 | BUR CARBIDE HP TAPERED ROUND END EXTRA FINE CUTTING SIZE 4 MM ISO# 500 - 104 - 194 - 141 - 040 | DENTAL SUPPLIES (LABORATORY, IMPLANT AND MAXILLOFACIAL SURGERY) SUPPLEMENTARY
12857 | 4215161427300 | BUR TUNGSTEN CARBIDE HP TAPERED ROUND FINE CUTTER SIZE 040 ISO# 500 - 104 - 194 - 142 - 040 | DENTAL SUPPLIES (LABORATORY, IMPLANT AND MAXILLOFACIAL SURGERY) SUPPLEMENTARY
12858 | 4215161427400 | BUR ACRYLIC TUNGSTEN CARBIDE STANDARD BUR PLAIN CUT ISO# 500 - 104 - 194 - 190 - 023 | DENTAL SUPPLIES (LABORATORY, IMPLANT AND MAXILLOFACIAL SURGERY) SUPPLEMENTARY
12859 | 4215161458400 | BUR CARBIDE HP TAPERED ROUND END MEDIUM CUTTING SIZE 4 MM ISO# 500 - 104 - 194 - 190 - 040 | DENTAL SUPPLIES (LABORATORY, IMPLANT AND MAXILLOFACIAL SURGERY) SUPPLEMENTARY
12860 | 4215161427500 | BUR CARBIDE HP TAPERED ROUND END MEDIUM CUTTING SIZE 5 MM ISO# 500 - 104 - 194 - 190 - 050 | DENTAL SUPPLIES (LABORATORY, IMPLANT AND MAXILLOFACIAL SURGERY) SUPPLEMENTARY
12861 | 4215161427600 | BUR ACRYLIC TUNGSTEN CARBIDE STANDARD TAPERED ROUND CROSS CUT COARSE ISO# 500 - 104 - 194 - 190 - 060 | DENTAL SUPPLIES (LABORATORY, IMPLANT AND MAXILLOFACIAL SURGERY) SUPPLEMENTARY
12862 | 4215161427700 | BUR TUNGSTEN CARBIDE HP LONG TAPERED ROUND ENDED COARSE CUTTER ISO# 500 - 104 - 194 - 192 - 023 | DENTAL SUPPLIES (LABORATORY, IMPLANT AND MAXILLOFACIAL SURGERY) SUPPLEMENTARY
12863 | 4215161427800 | BUR TUNGSTEN CARBIDE HP COARSE CUTTER ISO# 500 - 104 - 194 - 220 - 070 | DENTAL SUPPLIES (LABORATORY, IMPLANT AND MAXILLOFACIAL SURGERY) SUPPLEMENTARY
12864 | 4215161427900 | BUR TUNGSTEN CARBIDE HP BUD SHAPE CUTTER ISO# 500 - 104 - 194 - 223 - 050 | DENTAL SUPPLIES (LABORATORY, IMPLANT AND MAXILLOFACIAL SURGERY) SUPPLEMENTARY
12865 | 4215161428000 | BUR ACRYLIC TRIMMER TUNGSTEN CARBIDE HP ISO# 500 - 104 - 194 - 223 - 060 | DENTAL SUPPLIES (LABORATORY, IMPLANT AND MAXILLOFACIAL SURGERY) SUPPLEMENTARY
12866 | 4215161428100 | BUR ACRYLIC TRIMMER TUNGSTEN CARBIDE HP ISO# 500 - 104 - 194 - 223 - 070 | DENTAL SUPPLIES (LABORATORY, IMPLANT AND MAXILLOFACIAL SURGERY) SUPPLEMENTARY
12867 | 4215161428200 | BUR TUNGSTEN CARBIDE HP TAPERED ROUND CUTTER ISO# 500 - 104 - 196 - 190 - 014 | DENTAL SUPPLIES (LABORATORY, IMPLANT AND MAXILLOFACIAL SURGERY) SUPPLEMENTARY
12868 | 4215161458300 | BUR CARBIDE HP TAPERED ROUND END EXTRA FINE CUTTING SIZE 5 MM ISO# 500 - 104 - 199 - 140 - 023 | DENTAL SUPPLIES (LABORATORY, IMPLANT AND MAXILLOFACIAL SURGERY) SUPPLEMENTARY
12869 | 4215161428400 | BUR CARBIDE HP TAPERED ROUND END MEDIUM CUTTING SIZE 5 MM ISO# 500 - 104 - 199 - 141 - 023 | DENTAL SUPPLIES (LABORATORY, IMPLANT AND MAXILLOFACIAL SURGERY) SUPPLEMENTARY
12870 | 4215161428500 | BUR TUNGSTEN CARBIDE HP TAPERED FINE CUTTER ISO# 500 - 104 - 201 - 140 - 023 | DENTAL SUPPLIES (LABORATORY, IMPLANT AND MAXILLOFACIAL SURGERY) SUPPLEMENTARY
12871 | 4215161458200 | BUR CARBIDE HP PEAR FINE CUTTING SIZE 6 MM ISO# 500 - 104 - 237 - 140 - 060 | DENTAL SUPPLIES (LABORATORY, IMPLANT AND MAXILLOFACIAL SURGERY) SUPPLEMENTARY
12872 | 4215161458100 | BUR CARBIDE HP ISO# 500 - 104 - 263 - 190 - 060 | DENTAL SUPPLIES (LABORATORY, IMPLANT AND MAXILLOFACIAL SURGERY) SUPPLEMENTARY
12873 | 4229370200000 | BUR CARBIDE HP FLAME MEDIUM CUTTING SIZE 6.0 MM ISO# 500 - 104 - 274 - 190 - 060 | DENTAL SUPPLIES (LABORATORY, IMPLANT AND MAXILLOFACIAL SURGERY) SUPPLEMENTARY
12874 | 4215161429000 | BUR TUNGSTEN CARBIDE HP COARSE CUTTER ISO# 500 - 104 - 274 - 192 - 060 | DENTAL SUPPLIES (LABORATORY, IMPLANT AND MAXILLOFACIAL SURGERY) SUPPLEMENTARY
12875 | 4215161429100 | BUR TUNGSTEN CARBIDE HP COARSE CUTTER ISO# 500 - 104 - 274 - 220 - 060 | DENTAL SUPPLIES (LABORATORY, IMPLANT AND MAXILLOFACIAL SURGERY) SUPPLEMENTARY
12876 | 4215161458000 | BUR CARBIDE HP FLAME SUPER COARSE CUTTING SIZE 6 MM ISO# 500 - 104 - 274 - 224 - 060 | DENTAL SUPPLIES (LABORATORY, IMPLANT AND MAXILLOFACIAL SURGERY) SUPPLEMENTARY
12877 | 4215161429300 | BUR TUNGSTEN CARBIDE HP EGG ROUND ISO# 500 - 104 - 277 - 072 - 014 | DENTAL SUPPLIES (LABORATORY, IMPLANT AND MAXILLOFACIAL SURGERY) SUPPLEMENTARY
12878 | 4215161429400 | BUR TUNGSTEN CARBIDE HP EGG SHAPE COARSE CUTTER ISO# 500 - 104 - 277 - 190 - 060 | DENTAL SUPPLIES (LABORATORY, IMPLANT AND MAXILLOFACIAL SURGERY) SUPPLEMENTARY
12879 | 4215161457900 | BUR CARBIDE HP CYLINDER BEVELED END EXTRA FINE CUTTING SIZE 2.3 MM ISO# 500 - 104 - 292 - 141 - 023 | DENTAL SUPPLIES (LABORATORY, IMPLANT AND MAXILLOFACIAL SURGERY) SUPPLEMENTARY
12880 | 4215161457800 | BUR CARBIDE HP CYLINDER BEVELED END MEDIUM CUTTING SIZE 2.3 MM ISO# 500 - 104 - 292 - 190 - 023 | DENTAL SUPPLIES (LABORATORY, IMPLANT AND MAXILLOFACIAL SURGERY) SUPPLEMENTARY
12881 | 4215161457700 | BUR CARBIDE HP CYLINDER BEVELED END SIZE 2.3 MM ISO# 500 - 104 - 292 - 191 - 023 | DENTAL SUPPLIES (LABORATORY, IMPLANT AND MAXILLOFACIAL SURGERY) SUPPLEMENTARY
12882 | 4215161457600 | BUR CARBIDE HP CYLINDER BEVELED END SIZE 2.3 MM ISO# 500 - 104 - 292 - 192 - 023 | DENTAL SUPPLIES (LABORATORY, IMPLANT AND MAXILLOFACIAL SURGERY) SUPPLEMENTARY
12883 | 4215161429500 | BUR CARBIDE HP FISSURE ISO# 500 - 104 - 415 - 296 - 016 | DENTAL SUPPLIES (LABORATORY, IMPLANT AND MAXILLOFACIAL SURGERY) SUPPLEMENTARY
12884 | 4215161429600 | BUR CARBIDE HP TAPERED SIZE 2.1 MM ISO# 500 - 104 - 415 - 296 - 018 | DENTAL SUPPLIES (LABORATORY, IMPLANT AND MAXILLOFACIAL SURGERY) SUPPLEMENTARY
12885 | 4215161429700 | BUR CARBIDE HP TAPERED SIZE 2.1 MM ISO# 500 - 104 - 415 - 296 - 021 | DENTAL SUPPLIES (LABORATORY, IMPLANT AND MAXILLOFACIAL SURGERY) SUPPLEMENTARY
12886 | 4215161429800 | BUR CARBIDE HP TAPERED SIZE 2.3 MM ISO# 500 - 104 - 415 - 296 - 023 | DENTAL SUPPLIES (LABORATORY, IMPLANT AND MAXILLOFACIAL SURGERY) SUPPLEMENTARY
12887 | 4215161438600 | BUR STONE HP PINK COLOR ROUND SIZE 4 MM ISO# 625 - 104 - 001 - 523 - 040 | DENTAL SUPPLIES (LABORATORY, IMPLANT AND MAXILLOFACIAL SURGERY) SUPPLEMENTARY
12888 | 4215161438700 | BUR STONE HP GREEN COLOR SIZE 3.5 MM ISO# 625 - 104 - 173 - 523 - 035 | DENTAL SUPPLIES (LABORATORY, IMPLANT AND MAXILLOFACIAL SURGERY) SUPPLEMENTARY
12889 | 4215161438800 | BUR STONE HP GREEN COLOR SIZE 5 MM ISO# 625 - 104 - 243 - 523 - 050 | DENTAL SUPPLIES (LABORATORY, IMPLANT AND MAXILLOFACIAL SURGERY) SUPPLEMENTARY
12890 | 4215161438900 | BUR STONE HP GREEN COLOR SIZE 6 MM ISO# 625 - 104 - 266 - 523 - 060 | DENTAL SUPPLIES (LABORATORY, IMPLANT AND MAXILLOFACIAL SURGERY) SUPPLEMENTARY
12891 | 4215161439000 | BUR STONE HP GREEN COLOR SIZE 11 MM ISO# 625 - 104 - 273 - 523 - 110 | DENTAL SUPPLIES (LABORATORY, IMPLANT AND MAXILLOFACIAL SURGERY) SUPPLEMENTARY
12892 | 4215161439100 | BUR STONE HP GREEN COLOR SIZE 2.5 MM ISO# 625 - 104 - 288 - 513 - 025 | DENTAL SUPPLIES (LABORATORY, IMPLANT AND MAXILLOFACIAL SURGERY) SUPPLEMENTARY
12893 | 4215161439200 | BUR STONE HP GREEN COLOR SIZE 8.5 MM ISO# 625 - 104 - 316 - 523 - 085 | DENTAL SUPPLIES (LABORATORY, IMPLANT AND MAXILLOFACIAL SURGERY) SUPPLEMENTARY
12894 | 4215161439300 | BUR STONE HP GREEN COLOR CYLINDER SIZE 3 MM ISO# 655 - 204 - 107 - 523 - 030 | DENTAL SUPPLIES (LABORATORY, IMPLANT AND MAXILLOFACIAL SURGERY) SUPPLEMENTARY
12895 | 4215161441100 | BUR POLISHER ACRYLIC DENTURE BULLET MEDIUM GRIT BLACK OR GRAY SILICONE | DENTAL SUPPLIES (LABORATORY, IMPLANT AND MAXILLOFACIAL SURGERY) SUPPLEMENTARY
12896 | 4215161441200 | BUR POLISHER POINT HP RUBBER GREEN ISO# 658 - 104 - 243 - 503 - 055 | DENTAL SUPPLIES (LABORATORY, IMPLANT AND MAXILLOFACIAL SURGERY) SUPPLEMENTARY
12897 | 4215161441300 | BUR POLISHER MINI POINT HP RUBBER BROWN ISO# 658 - 104 - 243 - 513 - 030 | DENTAL SUPPLIES (LABORATORY, IMPLANT AND MAXILLOFACIAL SURGERY) SUPPLEMENTARY
12898 | 4215161441400 | BUR POLISHER FOR ACRYLIC MOUNTED BULLET SILICONE GREY MEDIUM GRIT ISO# 658 - 104 - 243 - 534 - 110 | DENTAL SUPPLIES (LABORATORY, IMPLANT AND MAXILLOFACIAL SURGERY) SUPPLEMENTARY
12899 | 4215180506300 | BUR RUBBER POINTS GREEN FOR HI - SHINE POLISH HP ISO# 658 - 104 - 292 - 503 - 045 | DENTAL SUPPLIES (LABORATORY, IMPLANT AND MAXILLOFACIAL SURGERY) SUPPLEMENTARY
12900 | 4215161442000 | BUR POLISHER ACRYLIC DENTURE BUD SILICONE COARSE GRIT GREEN | DENTAL SUPPLIES (LABORATORY, IMPLANT AND MAXILLOFACIAL SURGERY) SUPPLEMENTARY
12901 | 4215161442100 | BUR POLISHER ACRYLIC DENTURE BULLET SILICONE FINE GRIT | DENTAL SUPPLIES (LABORATORY, IMPLANT AND MAXILLOFACIAL SURGERY) SUPPLEMENTARY
12902 | 4215161442900 | BUR DIAMOND HP ROUND ISO# 806 - 104 - 001 - 514 - 014 | DENTAL SUPPLIES (LABORATORY, IMPLANT AND MAXILLOFACIAL SURGERY) SUPPLEMENTARY
12903 | 4215161454700 | BUR DIAMOND HP TAPERED FLAT END MEDIUM COARSE SIZE 1.8 MM ISO# 806 - 104 - 171 - 524 - 018 | DENTAL SUPPLIES (LABORATORY, IMPLANT AND MAXILLOFACIAL SURGERY) SUPPLEMENTARY
12904 | 4215161443300 | BUR DIAMOND HP FINE TAPERED ROUND ISO# 806 - 104 - 199 - 524 - 016 | DENTAL SUPPLIES (LABORATORY, IMPLANT AND MAXILLOFACIAL SURGERY) SUPPLEMENTARY
12905 | 4215161452500 | BUR ACRYLIC POLISHER WHITE HP #9627 | DENTAL SUPPLIES (LABORATORY, IMPLANT AND MAXILLOFACIAL SURGERY) SUPPLEMENTARY
12906 | 4215180508200 | DISC LARGE PLASTER CUTTING DISC FOR CUTTING OUT DIES FROM THE PLASTER ARCH AND USED FOR CERAMICS AND ACRYLICS DIAMETER 30 - 50 MM THICKNESS 0.15 - 0.25 MM | DENTAL SUPPLIES (LABORATORY, IMPLANT AND MAXILLOFACIAL SURGERY) SUPPLEMENTARY
12907 | 4215161452600 | MANDREL HP WOOL WHEEL DIAMETER 2 - 2.5 CM MOUNTED ON HP 12 MANDRELSPACKAGE | DENTAL SUPPLIES (LABORATORY, IMPLANT AND MAXILLOFACIAL SURGERY) SUPPLEMENTARY
12908 | 4215161453200 | BUR ACRYLIC TUNGSTEN CARBIDE STANDARD TAPERED ROUND METAL TRIMMING FINE SIZE 060 | DENTAL SUPPLIES (LABORATORY, IMPLANT AND MAXILLOFACIAL SURGERY) SUPPLEMENTARY
12909 | 4215150083100 | DIAMOND DISC 947 D HP 180 NO: 806104389514190 | DENTAL SUPPLIES (LABORATORY, IMPLANT AND MAXILLOFACIAL SURGERY) SUPPLEMENTARY
12910 | 4215150082500 | DIAMOND DISC 918 D HP 180 NO: 806104335524220 | DENTAL SUPPLIES (LABORATORY, IMPLANT AND MAXILLOFACIAL SURGERY) SUPPLEMENTARY
12911 | 4229352700000 | SURGICAL IRRIGATION TUBE FOR IMPLANT MOTOR FROM SOLUTION BAG TO HANDPIECE DISPOSABLE STERILEADJUSTABLE FLOW RATE 30-150 ML/MINUTE COMPATIBLE WITH EACH HOSPITAL IMPLANT MOTOR SYSTEM | DENTAL SUPPLIES (LABORATORY, IMPLANT AND MAXILLOFACIAL SURGERY) SUPPLEMENTARY
12912 | 4229550638600 | COMPLETE SET FOR LATERAL WINDOW ELEVATION OF SINUS (NON AGGRESSIVE DIAMOND DRILLS) | DENTAL SUPPLIES (LABORATORY, IMPLANT AND MAXILLOFACIAL SURGERY) SUPPLEMENTARY
12913 | 4215161477900 | LINDEMANN BUR FOR BONE CUTTING LATCH TYPE LARGE SIZE | DENTAL SUPPLIES (LABORATORY, IMPLANT AND MAXILLOFACIAL SURGERY) SUPPLEMENTARY
12914 | 4215150005600 | LINDEMANN BUR FOR BONE CUTTING LATCH TYPE MEDIUM SIZE | DENTAL SUPPLIES (LABORATORY, IMPLANT AND MAXILLOFACIAL SURGERY) SUPPLEMENTARY
12915 | 4215271302200 | THREE JAW PLIER FOR WIRE UP TO 1.5 MM | DENTAL SUPPLIES (LABORATORY, IMPLANT AND MAXILLOFACIAL SURGERY) SUPPLEMENTARY
12916 | 4215271100700 | EXPANSION SCREW FOR ACRYLIC REMOVABLE APPLIANCES MEDIUM SIZE ELONGATION FROM 6 - 8 MM STANDARD EXPANSION SCREW S FOR MAXILLA SKELETON TYPE WITH RETENTION HOLES WIDE DOUBLE GUIDANCE ENSURES HIGHEST RELIABILITY AND STABILITY. HOUSING OUT OF GALVANICAL COATED NICKEL - SILVER. STAINLESS STEEL THREAT SPINDLE AND GUIDING PINS | DENTAL SUPPLIES (LABORATORY, IMPLANT AND MAXILLOFACIAL SURGERY) SUPPLEMENTARY
12917 | 4215271101100 | EXPANSION SCREW FOR ACRYLIC REMOVABLE APPLIANCES SMALL SIZE ELONGATION FROM 7 - 9 MM STANDARD EXPANSION SCREW S FOR MAXILLA SKELETONTYPE WITH R ETENTION HOLES WIDE DOUBLE GUIDANCE ENSURES HIGHEST RELIABILITY AND STABILITY HOUSING OUT OF GALVANIC COATED NICKEL - SILVER STAINLESS STEEL THREAD SPINDLE AND GUIDING PINS | DENTAL SUPPLIES (LABORATORY, IMPLANT AND MAXILLOFACIAL SURGERY) SUPPLEMENTARY
12918 | 4215167200000 | FAN -TYPE RAPID EXPANDER: STANDERED | DENTAL SUPPLIES (LABORATORY, IMPLANT AND MAXILLOFACIAL SURGERY) SUPPLEMENTARY
12919 | 4215161453800 | BUR ACRYLIC FLAME SHAPE SIZE LARGE | DENTAL SUPPLIES (LABORATORY, IMPLANT AND MAXILLOFACIAL SURGERY) SUPPLEMENTARY
12920 | 4215161454100 | BUR ACRYLIC FLAME SHAPE SIZE SMALL | DENTAL SUPPLIES (LABORATORY, IMPLANT AND MAXILLOFACIAL SURGERY) SUPPLEMENTARY
12921 | 4229161900400 | OSTEOTOMES KIT SET OF 5 OFFSET (CURVED) HANDLES SINUS OSTEOTOMES WITH CONCAVE TIP ADJUSTABLE STOPS AND WRENCH FOR ELEVATION OF MAXILLARY SINUS FLOOR IN STAINLESS STEEL CASSETTE 1. OFFSET HANDLE OSTEOTOME WITH CONCAVE TIP DIAMETER OF THE TIP RANGE FROM 2 - 2.6 MM 2. OFFSET HANDLE OSTEOTOME WITH CONCAVE TIP DIAMETER OF THE TIP RANGE FROM 3 - 3.5 MM 3. OFFSET HANDLE OSTEOTOME WITH CONCAVE TIP DIAMETER OF THE TIP RANGE FROM 3.6 - 4 MM 4. OFFSET HANDLE OSTEOTOME WITH CONCAVE TIP DIAMETER OF THE TIP RANGE FROM 4.1 - 4.6 MM 5. OFFSET HANDLE OSTEOTOME WITH CONCAVE TIP DIAMETER OF THE TIP RANGE FROM 4.8 - 5 MM | DENTAL SUPPLIES (LABORATORY, IMPLANT AND MAXILLOFACIAL SURGERY) SUPPLEMENTARY
12922 | 4215168800100 | SINUS OSTEOTOMES SET OF 5 STRAIGHT HANDLES WITH CONCAVE TIP ADJUSTABLE STOPS AND WRENCH FOR ELEVATION OF MAXILLARY SINUS FLOOR IN STAINLESS STEEL CASSETTE 1. STRAIGHT HANDLE OSTEOTOME WITH CONCAVE TIP DIAMETER OF THE TIP RANGE FROM 2 - 2.7 MM 2. STRAIGHT HANDLE OSTEOTOME WITH CONCAVE TIP DIAMETER OF THE TIP RANGE FROM 3 - 3.5 MM 3. STRAIGHT HANDLE OSTEOTOME WITH CONCAVE TIP DIAMETER OF THE TIP RANGE FROM 3.6 - 4 MM 4. STRAIGHT HANDLE OSTEOTOME WITH CONCAVE TIP DIAMETER OF THE TIP RANGE FROM 4.1 - 4.6 MM 5. STRAIGHT HANDLE OSTEOTOME WITH CONCAVE TIP DIAMETER OF THE TIP RANGE FROM 4.7 - 5 MM | DENTAL SUPPLIES (LABORATORY, IMPLANT AND MAXILLOFACIAL SURGERY) SUPPLEMENTARY
12923 | 4231160702700 | 25% ALUMINUM CHLORIDE HEMOSTATIC SOLUTION BUFFERED LIQUID 15 - 30 ML | DENTAL SUPPLIES (LABORATORY, IMPLANT AND MAXILLOFACIAL SURGERY) SUPPLEMENTARY
12924 | 4215180201000 | DENTAL IMPLANT CLEANING INSTRUMENTS KIT PLASTIC TIPS WITH SATIN STEEL HANDLE TIPS INCLUDE LANGER 1/2 BARNHART 5/6 COLUMBIA 4R 4 L 204S AND H6/H7 UNIVERSAL CURETTE | DENTAL SUPPLIES (LABORATORY, IMPLANT AND MAXILLOFACIAL SURGERY) SUPPLEMENTARY
12925 | 4111640100100 | DENTAL LABORATORY HAMMER | DENTAL SUPPLIES (LABORATORY, IMPLANT AND MAXILLOFACIAL SURGERY) SUPPLEMENTARY
12926 | 4215161030600 | WAX NATURAL BADGE COLOR | DENTAL SUPPLIES (LABORATORY, IMPLANT AND MAXILLOFACIAL SURGERY) SUPPLEMENTARY
12927 | 4215161475500 | SYSTEM SHADE/STAINS KIT FOR PFM | DENTAL SUPPLIES (LABORATORY, IMPLANT AND MAXILLOFACIAL SURGERY) SUPPLEMENTARY
12928 | 4215163900500 | DENTAL PLASTER SPATULA LARGE | DENTAL SUPPLIES (LABORATORY, IMPLANT AND MAXILLOFACIAL SURGERY) SUPPLEMENTARY
12929 | 4215164800900 | IWANSON SPRING CALIPER FOR METAL FREE MEASURING THICKNESS OF CROWNS AND SPACES | DENTAL SUPPLIES (LABORATORY, IMPLANT AND MAXILLOFACIAL SURGERY) SUPPLEMENTARY
12930 | 4215166001000 | CERAMIC BRUSH FOR CERAMIC BUILD UP SYNTHETIC HAIR SIZE 000 | DENTAL SUPPLIES (LABORATORY, IMPLANT AND MAXILLOFACIAL SURGERY) SUPPLEMENTARY
12931 | 4215166002400 | FLAT BRUSH FOR OPAQUE - GLAZED ADAPT SYNTHETIC HAIR SIZE 2 | DENTAL SUPPLIES (LABORATORY, IMPLANT AND MAXILLOFACIAL SURGERY) SUPPLEMENTARY
12932 | 4215166002500 | FLAT BRUSH FOR OPAQUE - GLAZED ADAPT SYNTHETIC HAIR SIZE 1 | DENTAL SUPPLIES (LABORATORY, IMPLANT AND MAXILLOFACIAL SURGERY) SUPPLEMENTARY
12933 | 4215167600400 | DENTAL LABORATORY WAX KNIFE SIZE LARGE | DENTAL SUPPLIES (LABORATORY, IMPLANT AND MAXILLOFACIAL SURGERY) SUPPLEMENTARY
12934 | 4215180507600 | POLISHING BRUSH FOR ACRYLIC 3 ROWS +75 DIAMETER | DENTAL SUPPLIES (LABORATORY, IMPLANT AND MAXILLOFACIAL SURGERY) SUPPLEMENTARY
12935 | 4215180507900 | POLISHING WHEEL FOR PORCELAIN EXTRA FINE(RUBBER) | DENTAL SUPPLIES (LABORATORY, IMPLANT AND MAXILLOFACIAL SURGERY) SUPPLEMENTARY
12936 | 4215180508400 | MUSLIN WHEEL BUFF 3 INCH DIAMETER 30 PLY FOR POLISHING ACRYLIC | DENTAL SUPPLIES (LABORATORY, IMPLANT AND MAXILLOFACIAL SURGERY) SUPPLEMENTARY
12937 | 4215180606500 | DENTAL STONE FINISHING SHAPE FL2 PN 0244 FG (FRICTION GRIP) DURA WHITE | DENTAL SUPPLIES (LABORATORY, IMPLANT AND MAXILLOFACIAL SURGERY) SUPPLEMENTARY
12938 | 4215210000300 | VACUUM FORM CLEAR PLASTIC SHEET FOR DENTAL BLEACHING TRAY | DENTAL SUPPLIES (LABORATORY, IMPLANT AND MAXILLOFACIAL SURGERY) SUPPLEMENTARY
12939 | 4215210000400 | CIRCLE VACUUM FORM CLEAR PLASTIC SHEET FOR DENTAL ORTHO ALIGNER DIAMETER 125 THICKNESS 0.75MM | DENTAL SUPPLIES (LABORATORY, IMPLANT AND MAXILLOFACIAL SURGERY) SUPPLEMENTARY
12940 | 4215210000500 | CIRCLE VACUUM FORM CLEAR PLASTIC SHEET FOR DENTAL ORTHO ALIGNER DIAMETER 125 THICKNESS 0.88MM | DENTAL SUPPLIES (LABORATORY, IMPLANT AND MAXILLOFACIAL SURGERY) SUPPLEMENTARY
12941 | 4215210100000 | CASTING RING SIZE 65 MM STAINLESS STEEL WITH PLASTIC FORMER "BASE" | DENTAL SUPPLIES (LABORATORY, IMPLANT AND MAXILLOFACIAL SURGERY) SUPPLEMENTARY
12942 | 4215210100200 | CASTING RING SIZE 30 MM STAINLESS STEEL WITH PLASTIC FORMER "BASE" | DENTAL SUPPLIES (LABORATORY, IMPLANT AND MAXILLOFACIAL SURGERY) SUPPLEMENTARY
12943 | 4215210100300 | CASTING RING SIZE 48 MM STAINLESS STEEL WITH PLASTIC FORMER "BASE" | DENTAL SUPPLIES (LABORATORY, IMPLANT AND MAXILLOFACIAL SURGERY) SUPPLEMENTARY
12944 | 4215220002900 | SILICONE RING WITH BASE FORMER 100G FOR ALL CERAMIC SYSTEM | DENTAL SUPPLIES (LABORATORY, IMPLANT AND MAXILLOFACIAL SURGERY) SUPPLEMENTARY
12945 | 4215220005600 | MARGIN SEALER 10-20ML | DENTAL SUPPLIES (LABORATORY, IMPLANT AND MAXILLOFACIAL SURGERY) SUPPLEMENTARY
12946 | 4215220010900 | GENERAL PURPOSE GLUE THAT CREATES A TIGHT SEAL LEAVING MINIMAL GAP SPACE CAN BE USED TO REPAIR AND JOIN BROKEN MODEL THAT REQUIRES FAST SETTING GLUE 20 - 30 ML | DENTAL SUPPLIES (LABORATORY, IMPLANT AND MAXILLOFACIAL SURGERY) SUPPLEMENTARY
12947 | 4215220011000 | LONG DOWEL PINS BIG SIZE WITH EFFECTIVE ANTI ROTATION WITH SLEEVES AND RUBBER CUP 1000 PIECES/BAG | DENTAL SUPPLIES (LABORATORY, IMPLANT AND MAXILLOFACIAL SURGERY) SUPPLEMENTARY
12948 | 4215271805700 | ERICH ARCH BAR COIL FOR INTERMAXILLARY FIXATION | DENTAL SUPPLIES (LABORATORY, IMPLANT AND MAXILLOFACIAL SURGERY) SUPPLEMENTARY
12949 | 4229160702700 | HEMNIGWAY BONE CURETTE CURVED (SPOON) DOUBLE-ENDED STAINLESS STEEL 18CM APPROXIMATE WORKING END SIZE: 2 3 4MM APPROXIMATE | DENTAL SUPPLIES (LABORATORY, IMPLANT AND MAXILLOFACIAL SURGERY) SUPPLEMENTARY
12950 | 4229160702600 | LUCAS BONE CURETTE DOUBLE-ENDED STAINLESS STEEL 18CM APPROXIMATE WORKING END SIZE: 2 3 4MM APPROXIMATE | DENTAL SUPPLIES (LABORATORY, IMPLANT AND MAXILLOFACIAL SURGERY) SUPPLEMENTARY
12951 | 4229150100200 | BONE MILL COMPLETE KIT MICROTOME | DENTAL SUPPLIES (LABORATORY, IMPLANT AND MAXILLOFACIAL SURGERY) SUPPLEMENTARY
12952 | 4229160702500 | VOLKMAN BONE CURETTES STAINLESS STEEL OVAL CUP HOLLOW HANDLE 18CM APPROXIMATE ASSORTED WORKING END SIZE | DENTAL SUPPLIES (LABORATORY, IMPLANT AND MAXILLOFACIAL SURGERY) SUPPLEMENTARY
12953 | 4229161210800 | BEYER BONE RONGEUR STAINLESS STEEL CURVED WORKING END 18CM APPROXIMATE | DENTAL SUPPLIES (LABORATORY, IMPLANT AND MAXILLOFACIAL SURGERY) SUPPLEMENTARY
12954 | 4229161210900 | BONE RONGEUR (BEYER) DOUBLE ACTION 4 MM TIP WIDTH STRAIGHT WORKING END STAINLESS STEEL | DENTAL SUPPLIES (LABORATORY, IMPLANT AND MAXILLOFACIAL SURGERY) SUPPLEMENTARY
12955 | 4229330400100 | BONES SPREADER WITH ANGLED THIN BLADES | DENTAL SUPPLIES (LABORATORY, IMPLANT AND MAXILLOFACIAL SURGERY) SUPPLEMENTARY
12956 | 4229300100400 | CASTROVIEJO CALIPER STAINLESS STEEL STRAIGHT WORKING END 8CM APPROXIMATE MEASURING RANGE: 15MM | DENTAL SUPPLIES (LABORATORY, IMPLANT AND MAXILLOFACIAL SURGERY) SUPPLEMENTARY
12957 | 4229160601600 | STOUT STRAIGHT CHISEL STAINLESS STEEL 4MM | DENTAL SUPPLIES (LABORATORY, IMPLANT AND MAXILLOFACIAL SURGERY) SUPPLEMENTARY
12958 | 4229163200400 | STOUT STRAIGHT CHISEL STAINLESS STEEL 5MM | DENTAL SUPPLIES (LABORATORY, IMPLANT AND MAXILLOFACIAL SURGERY) SUPPLEMENTARY
12959 | 4229161310800 | HEAVY-DUTY WIRE CUTTER FINE TIP NARROW CUTTING END GRADE 410-420 SERIES STAINLESS STEEL (HIGH CARBON CONTENT AND A CERTAIN PERCENTAGE OF CHROMIUM) HEAT TREATED FOR GREATER RIGIDITY | DENTAL SUPPLIES (LABORATORY, IMPLANT AND MAXILLOFACIAL SURGERY) SUPPLEMENTARY
12960 | 4229330102600 | DISTRACTOR RAMUS TRANSPORT DISTRACTOR WIDTH DIFFERENT LENGTH RAMUS TRANSPORT DISTRACTOR WITH EXCHANGEABLE FOOT PLATE DISTRACTION LENGTH UP TO 30MM WITH CONSOLIDATION PLATE TO STABILIZE THE BONE AFTER END OF ACTIVE DISTRACTION PERIOD WITH DETACHABLE FLEXIBLE ACTIVATORS IN LENGTH 30MM 40MM 50MM | DENTAL SUPPLIES (LABORATORY, IMPLANT AND MAXILLOFACIAL SURGERY) SUPPLEMENTARY
12961 | 4229330101100 | DISTRACTOR MANDIBULAR EXTRAORAL TWO DIMENSION DEVICE TITANIUM (SIZE/TYPE TO BE SPECIFIED) | DENTAL SUPPLIES (LABORATORY, IMPLANT AND MAXILLOFACIAL SURGERY) SUPPLEMENTARY
12962 | 4229330101000 | DISTRACTOR MANDIBULAR EXTRAORAL THREE DIMENSION DEVICE TITANIUM (SIZE/TYPE TO BE SPECIFIED) | DENTAL SUPPLIES (LABORATORY, IMPLANT AND MAXILLOFACIAL SURGERY) SUPPLEMENTARY
12963 | 4229330104700 | DISTRACTOR MANDIBULAR (BODY AND RAMUS) INTRAORAL DEVICE TITANIUM LEFT ADULT MINI PLATE AND SCREWS (5 7 9 AND 11MM) | DENTAL SUPPLIES (LABORATORY, IMPLANT AND MAXILLOFACIAL SURGERY) SUPPLEMENTARY
12964 | 4229330100000 | DISTRACTOR MANDIBULAR (BODY AND RAMUS) INTRAORAL DEVICE TITANIUM RIGHT ADULT MINI PLATE AND SCREWS (5 7 9 AND 11MM) | DENTAL SUPPLIES (LABORATORY, IMPLANT AND MAXILLOFACIAL SURGERY) SUPPLEMENTARY
12965 | 4229330100100 | DISTRACTOR MANDIBULAR SEGMENT TRANSPORT DEVICE (RIGHT AND LEFT) | DENTAL SUPPLIES (LABORATORY, IMPLANT AND MAXILLOFACIAL SURGERY) SUPPLEMENTARY
12966 | 4229330100800 | DISTRACTOR TITANIUM MINI PLATE TRANSPORT SEGMENT AND RECONSTRUCTIVE PLAT FOR LOWER SEGMENT FOR INTRAORAL DEVICE TITANIUM FOR VERTICAL ALVEOLAR RIDGE DISTRACTION: MINIPLATE AND SCREWS (5 7 9MM) LENGTH OF DISTRACTOR (20-25MM) | DENTAL SUPPLIES (LABORATORY, IMPLANT AND MAXILLOFACIAL SURGERY) SUPPLEMENTARY
12967 | 4229330104800 | DISTRACTOR MANDIBULAR TRANSVERSE MIDLINE KIT (PATIENT SCREWDRIVER SCREWDRIVER DRILL BIT PLATE HOLDER AND POSITIONER MODELLING PLIER) | DENTAL SUPPLIES (LABORATORY, IMPLANT AND MAXILLOFACIAL SURGERY) SUPPLEMENTARY
12968 | 4229330104100 | DISTRACTOR MANDIBULAR TRANSVERSE MIDLINE | DENTAL SUPPLIES (LABORATORY, IMPLANT AND MAXILLOFACIAL SURGERY) SUPPLEMENTARY
12969 | 4229330102400 | DISTRACTOR MAXILLARY EXTRAORAL KIT TITANIUM (PATIENT SCREWDRIVER SCREWDRIVER DRILL BIT PLATE HOLDER AND POSITIONER MODELLING PLIER) | DENTAL SUPPLIES (LABORATORY, IMPLANT AND MAXILLOFACIAL SURGERY) SUPPLEMENTARY
12970 | 4229330104400 | DISTRACTOR MIDFACE EXTRAORAL KIT (PATIENT SCREWDRIVER SCREWDRIVER DRILL BIT PLATE HOLDER AND POSITIONER MODELLING PLIER) | DENTAL SUPPLIES (LABORATORY, IMPLANT AND MAXILLOFACIAL SURGERY) SUPPLEMENTARY
12971 | 4215161801700 | BRISTOW MALAR DENTAL ELEVATOR 240MM SHARP EDGE | DENTAL SUPPLIES (LABORATORY, IMPLANT AND MAXILLOFACIAL SURGERY) SUPPLEMENTARY
12972 | 4215161805500 | COUPLAND ELEVATOR STAINLESS STEEL SIZE: 1 | DENTAL SUPPLIES (LABORATORY, IMPLANT AND MAXILLOFACIAL SURGERY) SUPPLEMENTARY
12973 | 4215161805400 | COUPLAND ELEVATOR STAINLESS STEEL SIZE: 2 | DENTAL SUPPLIES (LABORATORY, IMPLANT AND MAXILLOFACIAL SURGERY) SUPPLEMENTARY
12974 | 4215161805300 | COUPLAND ELEVATOR STAINLESS STEEL SIZE: 3 | DENTAL SUPPLIES (LABORATORY, IMPLANT AND MAXILLOFACIAL SURGERY) SUPPLEMENTARY
12975 | 4229270200000 | SET OF TWO FREER (DISSECTOR) ELEVATOR STAINLESS STEEL 19.5CM SHARP AND BLUNT | DENTAL SUPPLIES (LABORATORY, IMPLANT AND MAXILLOFACIAL SURGERY) SUPPLEMENTARY
12976 | 4215161801800 | FREER PERIOSTEAL ELEVATOR STRAIGHT STAINLESS STEEL | DENTAL SUPPLIES (LABORATORY, IMPLANT AND MAXILLOFACIAL SURGERY) SUPPLEMENTARY
12977 | 4215161803000 | KILNER MALAR ELEVATOR STAINLESS STEAL TOTAL LENGTH 18 CM APPROXIMATE | DENTAL SUPPLIES (LABORATORY, IMPLANT AND MAXILLOFACIAL SURGERY) SUPPLEMENTARY
12978 | 4229270203900 | OBWEGESER V-NOTCH CORONOID STRIPPER STAINLESS STEEL TIP SIZE: 7CM APPROXIMATE | DENTAL SUPPLIES (LABORATORY, IMPLANT AND MAXILLOFACIAL SURGERY) SUPPLEMENTARY
12979 | 4229270200200 | OBWEGESER PERIOSTEAL ELEVATOR STAINLESS STEEL STRAIGHT TIP SIZE: 4CM | DENTAL SUPPLIES (LABORATORY, IMPLANT AND MAXILLOFACIAL SURGERY) SUPPLEMENTARY
12980 | 4215161803100 | SET OF TWO OBWEGESER INFERIOR BORDER STRIPPER STAINLESS STEEL CURVED (RIGHT - LEFT) TIP SIZE: 10MM APPROXIMATE | DENTAL SUPPLIES (LABORATORY, IMPLANT AND MAXILLOFACIAL SURGERY) SUPPLEMENTARY
12981 | 4229270200300 | ROWE ZYGOMATIC ELEVATOR 26 CM APPROXIMATE STAINLESS STEEL | DENTAL SUPPLIES (LABORATORY, IMPLANT AND MAXILLOFACIAL SURGERY) SUPPLEMENTARY
12982 | 4215161803200 | SELDIN PERIOSTEAL ELEVATOR STAINLESS STEEL STRAIGHT LENGTH: 20CM APPROXIMATE FIGURE#23 | DENTAL SUPPLIES (LABORATORY, IMPLANT AND MAXILLOFACIAL SURGERY) SUPPLEMENTARY
12983 | 4215161805800 | SURGICAL MINI SELDIN PERIOSTEAL ELEVATOR | DENTAL SUPPLIES (LABORATORY, IMPLANT AND MAXILLOFACIAL SURGERY) SUPPLEMENTARY
12984 | 4229270200800 | WINTER ROOT ELEVATOR LEFT STAINLESS STEEL | DENTAL SUPPLIES (LABORATORY, IMPLANT AND MAXILLOFACIAL SURGERY) SUPPLEMENTARY
12985 | 4215161804400 | WINTER ROOT ELEVATOR RIGHT STAINLESS STEEL | DENTAL SUPPLIES (LABORATORY, IMPLANT AND MAXILLOFACIAL SURGERY) SUPPLEMENTARY
12986 | 4215161805200 | APICAL DENTAL ELEVATOR STAINLESS STEEL STRAIGHT | DENTAL SUPPLIES (LABORATORY, IMPLANT AND MAXILLOFACIAL SURGERY) SUPPLEMENTARY
12987 | 4215161805100 | CRYER ROOT ELEVATOR STAINLESS STEEL LEFT | DENTAL SUPPLIES (LABORATORY, IMPLANT AND MAXILLOFACIAL SURGERY) SUPPLEMENTARY
12988 | 4215161805000 | CRYER ROOT ELEVATOR STAINLESS STEEL RIGHT | DENTAL SUPPLIES (LABORATORY, IMPLANT AND MAXILLOFACIAL SURGERY) SUPPLEMENTARY
12989 | 4215161805900 | GOLDMAN-FOX PERIOSTEAL ELEVATOR DOUBLE ENDED STAINLESS STEEL FIGURE #14 | DENTAL SUPPLIES (LABORATORY, IMPLANT AND MAXILLOFACIAL SURGERY) SUPPLEMENTARY
12990 | 4215161804900 | FREER PERIOSTEAL ELEVATOR STAINLESS STEEL FIGURE#16 | DENTAL SUPPLIES (LABORATORY, IMPLANT AND MAXILLOFACIAL SURGERY) SUPPLEMENTARY
12991 | 4215161804500 | PRICHARD PERIOSTEAL ELEVATOR STAINLESS STEEL | DENTAL SUPPLIES (LABORATORY, IMPLANT AND MAXILLOFACIAL SURGERY) SUPPLEMENTARY
12992 | 4215161800500 | LANGENBECK PERIOSTEAL ELEVATOR STAINLESS STEEL TIP SIZE: 16.5CM | DENTAL SUPPLIES (LABORATORY, IMPLANT AND MAXILLOFACIAL SURGERY) SUPPLEMENTARY
12993 | 4215161800100 | LANGENBECK PERIOSTEAL ELEVATOR STAINLESS STEEL TIP SIZE: 17CM | DENTAL SUPPLIES (LABORATORY, IMPLANT AND MAXILLOFACIAL SURGERY) SUPPLEMENTARY
12994 | 4215161805700 | LANGENBECK PERIOSTEAL ELEVATOR STAINLESS STEEL TIP SIZE: 20CM | DENTAL SUPPLIES (LABORATORY, IMPLANT AND MAXILLOFACIAL SURGERY) SUPPLEMENTARY
12995 | 4215161804600 | WARWICK JAMES DENTAL ELEVATOR STAINLESS STEEL RIGHT TIP SIZE: 2MM APPROXIMATE | DENTAL SUPPLIES (LABORATORY, IMPLANT AND MAXILLOFACIAL SURGERY) SUPPLEMENTARY
12996 | 4215161804700 | WARWICK JAMES DENTAL ELEVATOR STAINLESS STEEL LEFT TIP SIZE: 2MM APPROXIMATE | DENTAL SUPPLIES (LABORATORY, IMPLANT AND MAXILLOFACIAL SURGERY) SUPPLEMENTARY
12997 | 4215161805600 | WARWICK JAMES DENTAL ELEVATOR STAINLESS STEEL STRAIGHT TIP SIZE: 2MM APPROXIMATE | DENTAL SUPPLIES (LABORATORY, IMPLANT AND MAXILLOFACIAL SURGERY) SUPPLEMENTARY
12998 | 4215161801900 | MOLT PERIOSTEAL ELEVATOR STAINLESS STEEL FGUIRE #9 DOUBLE ENDED 18CM APPROXIMATE WORKING END: 4MM AND 7MM APPROXIMATE | DENTAL SUPPLIES (LABORATORY, IMPLANT AND MAXILLOFACIAL SURGERY) SUPPLEMENTARY
12999 | 4215162304800 | EXTRACTION FORCEPS STAINLESS STEAL FOR DECIDUOUS LOWER MOLARS FIGURE #6 | DENTAL SUPPLIES (LABORATORY, IMPLANT AND MAXILLOFACIAL SURGERY) SUPPLEMENTARY
13000 | 4215162302600 | EXTRACTION FORCEPS STAINLESS STEAL FOR DECIDUOUS UPPER ROOTS AND INCISORS FIGURE #30S | DENTAL SUPPLIES (LABORATORY, IMPLANT AND MAXILLOFACIAL SURGERY) SUPPLEMENTARY
13001 | 4215162300000 | EXTRACTION FORCEPS STAINLESS STEAL FOR DECIDUOUS LOWER ROOTS AND INCISORS FIGURE #33S | DENTAL SUPPLIES (LABORATORY, IMPLANT AND MAXILLOFACIAL SURGERY) SUPPLEMENTARY
13002 | 4215162302700 | EXTRACTION FORCEPS STAINLESS STEAL FOR DECIDUOUS UPPER INCISORS AND CUSPIDS FIGURE #37 | DENTAL SUPPLIES (LABORATORY, IMPLANT AND MAXILLOFACIAL SURGERY) SUPPLEMENTARY
13003 | 4215162302800 | EXTRACTION FORCEPS STAINLESS STEAL FOR DECIDUOUS UPPER LEFT MOLARS FIGURE #39L | DENTAL SUPPLIES (LABORATORY, IMPLANT AND MAXILLOFACIAL SURGERY) SUPPLEMENTARY
13004 | 4215162302900 | EXTRACTION FORCEPS STAINLESS STEAL FOR DECIDUOUS UPPER RIGHT MOLARS FIGURE #39R | DENTAL SUPPLIES (LABORATORY, IMPLANT AND MAXILLOFACIAL SURGERY) SUPPLEMENTARY
13005 | 4215162304300 | EXTRACTION FORCEPS STAINLESS STEAL FOR UPPER INCISORS CANINES WIDE ENDED FIGURE #1 | DENTAL SUPPLIES (LABORATORY, IMPLANT AND MAXILLOFACIAL SURGERY) SUPPLEMENTARY
13006 | 4215162304400 | EXTRACTION FORCEPS STAINLESS STEAL FOR UPPER INCISORS CANINES NARROW ENDED FIGURE #2 | DENTAL SUPPLIES (LABORATORY, IMPLANT AND MAXILLOFACIAL SURGERY) SUPPLEMENTARY
13007 | 4215162304500 | EXTRACTION FORCEPS STAINLESS STEAL FOR UPPER BICUSPIDS FIGURE #7 | DENTAL SUPPLIES (LABORATORY, IMPLANT AND MAXILLOFACIAL SURGERY) SUPPLEMENTARY
13008 | 4215162304200 | EXTRACTION FORCEPS STAINLESS STEAL FOR UPPER RIGHT MOLARS FIGURE #17 | DENTAL SUPPLIES (LABORATORY, IMPLANT AND MAXILLOFACIAL SURGERY) SUPPLEMENTARY
13009 | 4215162300800 | EXTRACTION FORCEPS STAINLESS STEAL FOR UPPER LEFT MOLAR FIGURE #18 | DENTAL SUPPLIES (LABORATORY, IMPLANT AND MAXILLOFACIAL SURGERY) SUPPLEMENTARY
13010 | 4215162303000 | EXTRACTION FORCEPS STAINLESS STEAL FOR UPPER ANTERIOR ROOTS NARROW BEAKS FIGURE #29 | DENTAL SUPPLIES (LABORATORY, IMPLANT AND MAXILLOFACIAL SURGERY) SUPPLEMENTARY
13011 | 4215162301500 | EXTRACTION FORCEPS STAINLESS STEAL FOR UPPER POSTERIOR ROOTS NARROW BEAKS FIGURE #51 | DENTAL SUPPLIES (LABORATORY, IMPLANT AND MAXILLOFACIAL SURGERY) SUPPLEMENTARY
13012 | 4215162303100 | EXTRACTION FORCEPS STAINLESS STEAL FOR WIDE UPPER WISDOM TOOTH BAYONET PATTERN FIGURE #67 | DENTAL SUPPLIES (LABORATORY, IMPLANT AND MAXILLOFACIAL SURGERY) SUPPLEMENTARY
13013 | 4215162304700 | EXTRACTION FORCEPS STAINLESS STEAL FOR LOWER MOLARS FIGURE #73 | DENTAL SUPPLIES (LABORATORY, IMPLANT AND MAXILLOFACIAL SURGERY) SUPPLEMENTARY
13014 | 4215162303200 | EXTRACTION FORCEPS STAINLESS STEAL FOR LOWER INCISORS AND BICUSPIDS (NARROW) FIGURE #74N | DENTAL SUPPLIES (LABORATORY, IMPLANT AND MAXILLOFACIAL SURGERY) SUPPLEMENTARY
13015 | 4215162303300 | EXTRACTION FORCEPS STAINLESS STEAL FOR LOWER INCISORS AND BICUSPIDS (WIDE) FIGURE #75 | DENTAL SUPPLIES (LABORATORY, IMPLANT AND MAXILLOFACIAL SURGERY) SUPPLEMENTARY
13016 | 4215162304600 | EXTRACTION FORCEPS STAINLESS STEAL SHARP BEAKS FOR LOWER WISDOM TOOTH FIGURE #79 | DENTAL SUPPLIES (LABORATORY, IMPLANT AND MAXILLOFACIAL SURGERY) SUPPLEMENTARY
13017 | 4229180800700 | HALSTEAD MOSQUITO FORCEPS STAINLESS STEEL STRAIGHT 12.5CM | DENTAL SUPPLIES (LABORATORY, IMPLANT AND MAXILLOFACIAL SURGERY) SUPPLEMENTARY
13018 | 4229180212300 | MICRO HALSTEAD HEMOSTATIC FORCEPS STAINLESS STEELSTRAIGHT12.5CM | DENTAL SUPPLIES (LABORATORY, IMPLANT AND MAXILLOFACIAL SURGERY) SUPPLEMENTARY
13019 | 4215162303400 | ADSON SOFT TISSUE NON-TOOTHED FORCEPS 12CM APPROXIMATE STAINLESS STEEL SERRATED | DENTAL SUPPLIES (LABORATORY, IMPLANT AND MAXILLOFACIAL SURGERY) SUPPLEMENTARY
13020 | 4215162303500 | ADSON SOFT TISSUE TOOTHED FORCEPS 12CM APPROXIMATE STAINLESS STEEL | DENTAL SUPPLIES (LABORATORY, IMPLANT AND MAXILLOFACIAL SURGERY) SUPPLEMENTARY
13021 | 4229180203400 | DINGMAN BONE HOLDING FORCEPS 19CM APPROXIMATE STAINLESS STEEL | DENTAL SUPPLIES (LABORATORY, IMPLANT AND MAXILLOFACIAL SURGERY) SUPPLEMENTARY
13022 | 4229180213100 | DEBAKEY NON-TOOTHED TISSUE FORCEPS STAINLESS STEEL STRAIGHT LENGTH: 20CM TIP SIZE: 1.5MM | DENTAL SUPPLIES (LABORATORY, IMPLANT AND MAXILLOFACIAL SURGERY) SUPPLEMENTARY
13023 | 4229180213000 | HARTMANN HEMOSTATIC FORCEPS STRAIGHT STAINLESS STEEL | DENTAL SUPPLIES (LABORATORY, IMPLANT AND MAXILLOFACIAL SURGERY) SUPPLEMENTARY
13024 | 4215162303600 | JOINT DISTRACTION FORCEPS FOR TMJ STAINLESS STEEL | DENTAL SUPPLIES (LABORATORY, IMPLANT AND MAXILLOFACIAL SURGERY) SUPPLEMENTARY
13025 | 4229490801600 | BABCOCK TISSUE GRASPING FORCEPS STAINLESS STEEL LENGTH: 16CM APPROXIMATE | DENTAL SUPPLIES (LABORATORY, IMPLANT AND MAXILLOFACIAL SURGERY) SUPPLEMENTARY
13026 | 4229230600200 | WIRE HOLDING FORCEPS TUNGSTEN CARBIDE BLADE ROUNDED END LENGTH 20CM | DENTAL SUPPLIES (LABORATORY, IMPLANT AND MAXILLOFACIAL SURGERY) SUPPLEMENTARY
13027 | 4618200100900 | NEW ORLEANS NEEDLE HOLDER STAINLESS STEEL LENGTH 18CM | DENTAL SUPPLIES (LABORATORY, IMPLANT AND MAXILLOFACIAL SURGERY) SUPPLEMENTARY
13028 | 4229161409200 | HUMBY SKIN HOOK STAINLESS STEEL SHARP HINGED ADJUSTABLE 3CM WIDE OVERALL LENGTH: 12MM APPROXIMATE | DENTAL SUPPLIES (LABORATORY, IMPLANT AND MAXILLOFACIAL SURGERY) SUPPLEMENTARY
13029 | 4229310200300 | CUSHING NERVE HOOK STAINLESS STEEL RIGHT ANGEL 20-30CM APPROXIMATE WORKING END: 4CM | DENTAL SUPPLIES (LABORATORY, IMPLANT AND MAXILLOFACIAL SURGERY) SUPPLEMENTARY
13030 | 4229310200400 | SET OF TWO SCOVILLE NERVE HOOK STAINLESS STEEL | DENTAL SUPPLIES (LABORATORY, IMPLANT AND MAXILLOFACIAL SURGERY) SUPPLEMENTARY
13031 | 4229310202100 | BARSKY SKIN HOOK STAINLESS STEEL SINGLE PRONG 15CM APPROXIMATE BLUNT/SHARP | DENTAL SUPPLIES (LABORATORY, IMPLANT AND MAXILLOFACIAL SURGERY) SUPPLEMENTARY
13032 | 4229310200600 | POSWILLO MALAR HOOK STAINLESS STEEL OVERALL LENGTH 220MM | DENTAL SUPPLIES (LABORATORY, IMPLANT AND MAXILLOFACIAL SURGERY) SUPPLEMENTARY
13033 | 4229161100900 | MLTZ BONE RASP STAINLESS STEEL PUSH CUTTING 17CM APPROXIMATE 34X7MM APPROXIMATE | DENTAL SUPPLIES (LABORATORY, IMPLANT AND MAXILLOFACIAL SURGERY) SUPPLEMENTARY
13034 | 4229250200300 | MALLET STAINLESS STEAL 170-200 G LENGTH 18 CM APPROXIMATE | DENTAL SUPPLIES (LABORATORY, IMPLANT AND MAXILLOFACIAL SURGERY) SUPPLEMENTARY
13035 | 4229170200400 | OBWEGESER MANDIBULAR AWL 16CM APPROXIMATE SLIGHTLY CURVE STAINLESS STEEL | DENTAL SUPPLIES (LABORATORY, IMPLANT AND MAXILLOFACIAL SURGERY) SUPPLEMENTARY
13036 | 4229250200400 | MALLET STAINLESS STEEL 18 CM APPROXIMATE WITH INTERCHANGEABLE FIBER FACES 2 EXTRA FIBER FACES 320 G | DENTAL SUPPLIES (LABORATORY, IMPLANT AND MAXILLOFACIAL SURGERY) SUPPLEMENTARY
13037 | 4229610502000 | ANATOMICALLY PRE-CONTOURED TITANIUM MESH FOR CRANIAL REGION. EACH IMPLANT TO BE DELIVERED WITH DETACHABLE IDENTIFICATION TAG TO AID IN ORIENTATION . EACH IMPLANT TO BE CODED FOR FRONTOTEMPORAL PARASAGITTAL SEGMENT RIGHT | DENTAL SUPPLIES (LABORATORY, IMPLANT AND MAXILLOFACIAL SURGERY) SUPPLEMENTARY
13038 | 4229610502200 | ANATOMICALLY PRE-CONTOURED TITANIUM MESH FOR CRANIAL REGION. EACH IMPLANT TO BE DELIVERED WITH DETACHABLE IDENTIFICATION TAG TO AID IN ORIENTATION . EACH IMPLANT TO BE CODED FOR PARIETAL SEGMENT RIGHT | DENTAL SUPPLIES (LABORATORY, IMPLANT AND MAXILLOFACIAL SURGERY) SUPPLEMENTARY
13039 | 4229161100300 | MILLER COBURN BONE FILE LARGE SIZE STAINLESS STEEL | DENTAL SUPPLIES (LABORATORY, IMPLANT AND MAXILLOFACIAL SURGERY) SUPPLEMENTARY
13040 | 4229161101800 | MILLER COLBURN BONE FILE SMALL SIZE STAINLESS STEEL | DENTAL SUPPLIES (LABORATORY, IMPLANT AND MAXILLOFACIAL SURGERY) SUPPLEMENTARY
13041 | 4229310400200 | DINGMAN MOUTH GAGS COMPLETE SET | DENTAL SUPPLIES (LABORATORY, IMPLANT AND MAXILLOFACIAL SURGERY) SUPPLEMENTARY
13042 | 4215164400700 | MOLT MOUTH GAGS STAINLESS STEEL WITH SILICON TUBING ADULT (13CM) AND CHILDREN (11CM) | DENTAL SUPPLIES (LABORATORY, IMPLANT AND MAXILLOFACIAL SURGERY) SUPPLEMENTARY
13043 | 4229161900900 | OSTEOTOME TESSIER HENDERSON CURVED 20CMX15MM STAINLESS STEEL WORKING END WIDTH: 10MM | DENTAL SUPPLIES (LABORATORY, IMPLANT AND MAXILLOFACIAL SURGERY) SUPPLEMENTARY
13044 | 4229161901500 | OBWEGESER SPLITTING OSTEOTOME STAINLESS STEEL 22CM APPROXIMATE 8 MM TIP APPROXIMATE | DENTAL SUPPLIES (LABORATORY, IMPLANT AND MAXILLOFACIAL SURGERY) SUPPLEMENTARY
13045 | 4229161901800 | OBWEGESER SPLITTING OSTEOTOME STAINLESS STEEL 22CM APPROXIMATE 16MM TIP APPROXIMATE | DENTAL SUPPLIES (LABORATORY, IMPLANT AND MAXILLOFACIAL SURGERY) SUPPLEMENTARY
13046 | 4229161901900 | MINI LAMBOTTE OSTEOTOME STAINLESS STEEL STRAIGHT 13CM APPROXIMATE WORKING END WIDTH: SMALL (2-4CM) | DENTAL SUPPLIES (LABORATORY, IMPLANT AND MAXILLOFACIAL SURGERY) SUPPLEMENTARY
13047 | 4215169700800 | MINI LAMBOTTE OSTEOTOME STAINLESS STEEL STRAIGHT 13CM APPROXIMATE WORKING END WIDTH: MEDIUM (6-8CM TIP) | DENTAL SUPPLIES (LABORATORY, IMPLANT AND MAXILLOFACIAL SURGERY) SUPPLEMENTARY
13048 | 4215169700900 | OBWEGESER OSTEOTOME FOR ALVEOLAR PROCESS STAINLESS STEEL 15CM APPROXIMATE 6MM TIP APPROXIMATE | DENTAL SUPPLIES (LABORATORY, IMPLANT AND MAXILLOFACIAL SURGERY) SUPPLEMENTARY
13049 | 4229161902700 | OBWEGESER OSTEOTOME FOR ALVEOLAR PROCESS STAINLESS STEEL 15CM APPROXIMATE 3 MM TIP APPROXIMATE | DENTAL SUPPLIES (LABORATORY, IMPLANT AND MAXILLOFACIAL SURGERY) SUPPLEMENTARY
13050 | 4229161902000 | SURGICAL OSTEOTOME OBWEGESER NASAL SEPTUM 18.5CM 6MM TIP GRADE 410-420 SERIES STAINLESS STEEL (HIGH CARBON CONTENT AND A CERTAIN PERCENTAGE OF CHROMIUM) HEAT TREATED FOR GREATER RIGIDITY | DENTAL SUPPLIES (LABORATORY, IMPLANT AND MAXILLOFACIAL SURGERY) SUPPLEMENTARY
13051 | 4229161901100 | OBWEGESER WEDGE OSTEOTOME STAINLESS STEEL 22CM APPROXIMATE 12MM TIP APPROXIMATE | DENTAL SUPPLIES (LABORATORY, IMPLANT AND MAXILLOFACIAL SURGERY) SUPPLEMENTARY
13052 | 4229161902400 | SURGICAL OSTEOTOME CURVED PTERYGO-MAXILLARY STAINLESS STEEL LENGTH 10X22CM APPROXIMATE | DENTAL SUPPLIES (LABORATORY, IMPLANT AND MAXILLOFACIAL SURGERY) SUPPLEMENTARY
13053 | 4229161901300 | TESSIER OSTEOTOME STAINLESS STEEL CURVED WORKING END: 10MM OVERALL LENGTH: 20CM APPROXIMATE | DENTAL SUPPLIES (LABORATORY, IMPLANT AND MAXILLOFACIAL SURGERY) SUPPLEMENTARY
13054 | 4229161902300 | OBWGEEZER OSTEOTOME NASAL SEPTUM DOUBLE-GUARDED OSTEOTOME STAINLESS STEEL 18CM APPROXIMATE BLADE WIDTH: 4MM | DENTAL SUPPLIES (LABORATORY, IMPLANT AND MAXILLOFACIAL SURGERY) SUPPLEMENTARY
13055 | 4229420304900 | DINGMAN ZYGOMATIC HOOK STAINLESS STEEL POINTED TIP 20CM | DENTAL SUPPLIES (LABORATORY, IMPLANT AND MAXILLOFACIAL SURGERY) SUPPLEMENTARY
13056 | 4229260301500 | BOWMAN LACRIMAL PROBES SET DIFFERENT SIZES | DENTAL SUPPLIES (LABORATORY, IMPLANT AND MAXILLOFACIAL SURGERY) SUPPLEMENTARY
13057 | 4215161803500 | LASTER CHEEK RETRACTOR FOR UPPER THIRD MOLAR 100MM | DENTAL SUPPLIES (LABORATORY, IMPLANT AND MAXILLOFACIAL SURGERY) SUPPLEMENTARY
13058 | 4229310708800 | OBWEGESER NASAL SPINE RETRACTOR STAINLESS STEEL BLADE SIZE: 23X40 APPROXIMATE | DENTAL SUPPLIES (LABORATORY, IMPLANT AND MAXILLOFACIAL SURGERY) SUPPLEMENTARY
13059 | 4215161200600 | DUNN-DAUTREY CONDYLE RETRACTOR ANTERIORS STAINLESS STEEL BLADE WIDTH: 6.5X60 MM APPROXIMATE LENGTH: 16CM APPROXIMATE | DENTAL SUPPLIES (LABORATORY, IMPLANT AND MAXILLOFACIAL SURGERY) SUPPLEMENTARY
13060 | 4229310710400 | RAKE RETRACTOR STAINLESS STEEL OVER ALL LENGTH 15CM APPROXIMATE | DENTAL SUPPLIES (LABORATORY, IMPLANT AND MAXILLOFACIAL SURGERY) SUPPLEMENTARY
13061 | 4229310708900 | MINNESOTA UNIVERSITY CHEEK RETRACTOR | DENTAL SUPPLIES (LABORATORY, IMPLANT AND MAXILLOFACIAL SURGERY) SUPPLEMENTARY
13062 | 4229310709100 | ROUX CHEEK RETRACTOR STAINLESS STEEL SET OF 3 DIFFERENT SIZE | DENTAL SUPPLIES (LABORATORY, IMPLANT AND MAXILLOFACIAL SURGERY) SUPPLEMENTARY
13063 | 4229310709200 | SURGICAL CHIN RETRACTOR STAINLESS STEEL | DENTAL SUPPLIES (LABORATORY, IMPLANT AND MAXILLOFACIAL SURGERY) SUPPLEMENTARY
13064 | 4229310709300 | TAYLOR FLAB RETRACTOR STAINLESS STEEL DOUBLE ENDED 30X75MM APPROXIMATE | DENTAL SUPPLIES (LABORATORY, IMPLANT AND MAXILLOFACIAL SURGERY) SUPPLEMENTARY
13065 | 4229310710000 | SURGICAL MALLEABLE RIBBON RETRACTOR VERY THIN DOUBLE ENDED 19CMX16MM STAINLESS STEEL | DENTAL SUPPLIES (LABORATORY, IMPLANT AND MAXILLOFACIAL SURGERY) SUPPLEMENTARY
13066 | 4229310710300 | SURGICAL MALLEABLE RIBBON RETRACTOR VERY THIN DOUBLE ENDED 19CMX22MM STAINLESS STEEL | DENTAL SUPPLIES (LABORATORY, IMPLANT AND MAXILLOFACIAL SURGERY) SUPPLEMENTARY
13067 | 4229310703700 | SURGICAL MALLEABLE RIBBON RETRACTOR 20CMX15MM STAINLESS STEEL | DENTAL SUPPLIES (LABORATORY, IMPLANT AND MAXILLOFACIAL SURGERY) SUPPLEMENTARY
13068 | 4229310709900 | SKIN HOOK STAINLESS STEEL SHARP 2 PRONGS 15CM APPROXIMATE WORKING END: 2CM APPROXIMATE | DENTAL SUPPLIES (LABORATORY, IMPLANT AND MAXILLOFACIAL SURGERY) SUPPLEMENTARY
13069 | 4229310709800 | TYRELL SKIN RETRACTOR STAINLESS STEEL SHARP | DENTAL SUPPLIES (LABORATORY, IMPLANT AND MAXILLOFACIAL SURGERY) SUPPLEMENTARY
13070 | 4215161200400 | SURGICAL WIEDER TONGUE RETRACTOR STAINLESS STEEL SIZE 1 AND 2 | DENTAL SUPPLIES (LABORATORY, IMPLANT AND MAXILLOFACIAL SURGERY) SUPPLEMENTARY
13071 | 4215161200900 | OBWEGESER RAMUS RETRACTOR (V-NOTCH) STAINLESS STEEL SHARP CURVED BLADE SIZE: 22X70MM OVERALL LENGTH: 24CM APPROXIMATE | DENTAL SUPPLIES (LABORATORY, IMPLANT AND MAXILLOFACIAL SURGERY) SUPPLEMENTARY
13072 | 4229310710200 | OBWEGESER CHANNEL RETRACTOR FOR MANDIBLE 17CM APPROXIMATE STAINLESS STEEL WORKNG END: 8MM | DENTAL SUPPLIES (LABORATORY, IMPLANT AND MAXILLOFACIAL SURGERY) SUPPLEMENTARY
13073 | 4229310701200 | OBWEGESER RAMUS RETRACTOR (V-NOTCH) STAINLESS STEEL SHARP STRAIGHT BLADE SIZE: 11X70MM APPROXIMATE OVERALL LENGTH: 24CM APPROXIMATE | DENTAL SUPPLIES (LABORATORY, IMPLANT AND MAXILLOFACIAL SURGERY) SUPPLEMENTARY
13074 | 4232220000000 | OBWEGESER SOFT TISSUE RETRACTORS STAINLESS STEEL (BENT UPWARDS) 22CM APPROXIMATE WORKING END: SHORT (15-25MM) | DENTAL SUPPLIES (LABORATORY, IMPLANT AND MAXILLOFACIAL SURGERY) SUPPLEMENTARY
13075 | 4229310709600 | SURGICAL RETRACTOR STAINLESS STEEL MALLEABLE 18X2.5CM | DENTAL SUPPLIES (LABORATORY, IMPLANT AND MAXILLOFACIAL SURGERY) SUPPLEMENTARY
13076 | 4229310709500 | SET OF OBWEGESER ABDOMINAL RETRACTORS FOR ILIAC BONE HARVEST STAINLESS STEEL DIFFERENT SIZE | DENTAL SUPPLIES (LABORATORY, IMPLANT AND MAXILLOFACIAL SURGERY) SUPPLEMENTARY
13077 | 4229310710100 | DESMARRES EYELID RETRACTORS ASSORTED SIZES | DENTAL SUPPLIES (LABORATORY, IMPLANT AND MAXILLOFACIAL SURGERY) SUPPLEMENTARY
13078 | 4215161200500 | BAUER INTRAORAL VERTICAL RAMUS RETRACTOR WITH FIBER OPTIC STAINLESS STEEL RIGHT | DENTAL SUPPLIES (LABORATORY, IMPLANT AND MAXILLOFACIAL SURGERY) SUPPLEMENTARY
13079 | 4229310710500 | SIGMOID NOTCH EXTRAORAL RETRACTORS STAINLESS STEEL CONCAVE BLADE FULLY BENT TIP 9 CM APPROXIMATE | DENTAL SUPPLIES (LABORATORY, IMPLANT AND MAXILLOFACIAL SURGERY) SUPPLEMENTARY
13080 | 4229161500100 | GLUCK RIB SHEAR BONE CUTTING FORCEPS 22CM GRADE 410-420 SERIES STAINLESS STEEL (HIGH CARBON CONTENT AND A CERTAIN PERCENTAGE OF CH = ROMIUM) HEAT TREATED FOR GREATER RIGIDITY | DENTAL SUPPLIES (LABORATORY, IMPLANT AND MAXILLOFACIAL SURGERY) SUPPLEMENTARY
13081 | 4229161500300 | LISTON KEY HORSLEY RIB SHEAR BONE CUTTING FORCEPS 27CM CHILDREN SIZE GRADE 410-420 SERIES STAINLESS STEEL (HIGH CARBON CONTENT AND A CERTAIN PERCENTAGE OF CHROMIUM) HEAT TREATED FOR GREATER RIGIDITY | DENTAL SUPPLIES (LABORATORY, IMPLANT AND MAXILLOFACIAL SURGERY) SUPPLEMENTARY
13082 | 4229180213200 | ROWE DISIMPACTION FORCEPS RIGHT AND LEFT GRADE 410-420 SERIES STAINLESS STEEL (HIGH CARBON CONTENT AND A CERTAIN PERCENTAGE OF FORCE PS CHROMIUM) HEAT TREATED FOR GREATER RIGIDITY | DENTAL SUPPLIES (LABORATORY, IMPLANT AND MAXILLOFACIAL SURGERY) SUPPLEMENTARY
13083 | 4229163200500 | SCALPEL HANDLE NO.3 STAINLESS STEEL 12CM APPROXIMATE | DENTAL SUPPLIES (LABORATORY, IMPLANT AND MAXILLOFACIAL SURGERY) SUPPLEMENTARY
13084 | 4229161414100 | SURGICAL SCISSORS GOLDMAN-FOX CURVED TUNGSTEN CARBIDE GRADE 440 SERIES STAINLESS STEEL (HIGH CARBON CONTENT AND A CERTAIN PERCENTAGE OF CHROMIUM) TRIPLE TEMPERED FOR GREATER RIGIDITY | DENTAL SUPPLIES (LABORATORY, IMPLANT AND MAXILLOFACIAL SURGERY) SUPPLEMENTARY
13085 | 4229161414200 | SURGICAL SCISSORS GOLDMAN-FOX STRAIGHT TUNGSTEN CARBIDE GRADE 440 SERIES STAINLESS STEEL (HIGH CARBON CONTENT AND A CERTAIN PERCENTAGE OF CHROMIUM) TRIPLE TEMPERED FOR GREATER RIGIDITY | DENTAL SUPPLIES (LABORATORY, IMPLANT AND MAXILLOFACIAL SURGERY) SUPPLEMENTARY
13086 | 4229161414300 | STEVENS SCISSORS STAINLESS STEEL LENGTH 11MM APPROXIMATE STRAIGHT SHARP TIP | DENTAL SUPPLIES (LABORATORY, IMPLANT AND MAXILLOFACIAL SURGERY) SUPPLEMENTARY
13087 | 4215168600200 | INTERNAL / CRESTAL APPROACH SINUS LIFT KIT | DENTAL SUPPLIES (LABORATORY, IMPLANT AND MAXILLOFACIAL SURGERY) SUPPLEMENTARY
13088 | 4215163500500 | SURGICAL SUCTION TIP 5 MM DIAMETER AUTOCLAVABLE | DENTAL SUPPLIES (LABORATORY, IMPLANT AND MAXILLOFACIAL SURGERY) SUPPLEMENTARY
13089 | 4215162402300 | SURGICAL HANDPIECE RIGHT ANGLE (HEAD FOR DRILLING AND SCREW DRIVER HEAD) | DENTAL SUPPLIES (LABORATORY, IMPLANT AND MAXILLOFACIAL SURGERY) SUPPLEMENTARY
13090 | 4215162403400 | SURGICAL HANDPIECE RIGHT ANGLE (SCREW DRIVER 2.0/2.3R DRILL PIT) DIFFERENT LENGTHS 5-9MM | DENTAL SUPPLIES (LABORATORY, IMPLANT AND MAXILLOFACIAL SURGERY) SUPPLEMENTARY
13091 | 4229300101400 | TESSIER CALIPER 26CM | DENTAL SUPPLIES (LABORATORY, IMPLANT AND MAXILLOFACIAL SURGERY) SUPPLEMENTARY
13092 | 4229680600600 | TESSIER MOBILIZER FOR RIGHT AND LEFT MAXILLA GRADE 410-420 SERIES STAINLESS STEEL (HIGH CARBON CONTENT AND A CERTAIN PERCENTAGE OF CHROMIUM) HEAT TREATED FOR GREATER RIGIDITY | DENTAL SUPPLIES (LABORATORY, IMPLANT AND MAXILLOFACIAL SURGERY) SUPPLEMENTARY
13093 | 4215271801100 | SOFT STAINLESS STEEL WIRES 20 GAUGE 30G SPOOL | DENTAL SUPPLIES (LABORATORY, IMPLANT AND MAXILLOFACIAL SURGERY) SUPPLEMENTARY
13094 | 4215271700600 | SOFT STAINLESS STEEL WIRES 22 GAUGE 0.6MM 30G SPOOL | DENTAL SUPPLIES (LABORATORY, IMPLANT AND MAXILLOFACIAL SURGERY) SUPPLEMENTARY
13095 | 4215271811500 | SOFT STAINLESS STEEL WIRES 24 GAUGE 0.5MM 30G SPOOL | DENTAL SUPPLIES (LABORATORY, IMPLANT AND MAXILLOFACIAL SURGERY) SUPPLEMENTARY
13096 | 4215271702300 | SOFT STAINLESS STEEL WIRES 26 GAUGE 0.4MM 30G SPOOL | DENTAL SUPPLIES (LABORATORY, IMPLANT AND MAXILLOFACIAL SURGERY) SUPPLEMENTARY
13097 | 4215271801200 | SOFT STAINLESS STEEL WIRES 28 GAUGE 30G SPOOL | DENTAL SUPPLIES (LABORATORY, IMPLANT AND MAXILLOFACIAL SURGERY) SUPPLEMENTARY
13098 | 4229170200200 | ZYGOMATIC SUSPENSION AWL 7 18CM GRADE 410-420 SERIES STAINLESS STEEL (HIGH CARBON CONTENT AND A CERTAIN PERCENTAGE OF CHROMIUM) HEAT TREATED FOR GREATER RIGIDITY | DENTAL SUPPLIES (LABORATORY, IMPLANT AND MAXILLOFACIAL SURGERY) SUPPLEMENTARY
13099 | 4229161101000 | WAHL BONE FILE STRAIGHT CUT BONE AND SMOOTHING STAINLESS STEEL SIZE 1 | DENTAL SUPPLIES (LABORATORY, IMPLANT AND MAXILLOFACIAL SURGERY) SUPPLEMENTARY
13100 | 4229161101100 | WAHL BONE FILE STRAIGHT CUT BONE AND SMOOTHING STAINLESS STEEL SIZE 2 | DENTAL SUPPLIES (LABORATORY, IMPLANT AND MAXILLOFACIAL SURGERY) SUPPLEMENTARY
13101 | 4229161101200 | HOWARD BONE FILE STRAIGHT CUT BONE AND SMOOTHING STAINLESS STEEL SIZE 12 | DENTAL SUPPLIES (LABORATORY, IMPLANT AND MAXILLOFACIAL SURGERY) SUPPLEMENTARY
13102 | 4229161101400 | MILLER BONE FILE STRAIGHT CUT BONE AND SMOOTHING STAINLESS STEEL SIZE 21 | DENTAL SUPPLIES (LABORATORY, IMPLANT AND MAXILLOFACIAL SURGERY) SUPPLEMENTARY
13103 | 4229161101500 | MILLER BONE FILE STRAIGHT CUT BONE AND SMOOTHING STAINLESS STEEL SIZE 45 | DENTAL SUPPLIES (LABORATORY, IMPLANT AND MAXILLOFACIAL SURGERY) SUPPLEMENTARY
13104 | 4229161101600 | MILLER BONE FILE STRAIGHT CUT BONE AND SMOOTHING STAINLESS STEEL SIZE 52 | DENTAL SUPPLIES (LABORATORY, IMPLANT AND MAXILLOFACIAL SURGERY) SUPPLEMENTARY
13105 | 4229161101700 | MILLER BONE FILE STRAIGHT CUT BONE AND SMOOTHING STAINLESS STEEL SIZE 64 | DENTAL SUPPLIES (LABORATORY, IMPLANT AND MAXILLOFACIAL SURGERY) SUPPLEMENTARY
13106 | 4229550659400 | MINI MAGNACAP ABUTMENT KEEPER THAT FITS DIRECTLY ONTO AN EXTRA-ORAL MAXILLOFACIAL IMPLANT ABUTMENT. ALL WITH AN EXTERNAL HEX. NON-STERILE. HEIGHT 2.1 MM DIAMETER 4.4 MM (PCS=EACH) | DENTAL SUPPLIES (LABORATORY, IMPLANT AND MAXILLOFACIAL SURGERY) SUPPLEMENTARY
13107 | 4224200029600 | OIL COLORS WITH HIGH CHROMA HIGH TINTING STRENGTH EXCELLENT ADHESION FOR PAINTING ARTIFICIAL ACRYLIC EYES -BURNT UMBER COLOR 10-40 ML (TUBE=EA) | DENTAL SUPPLIES (LABORATORY, IMPLANT AND MAXILLOFACIAL SURGERY) SUPPLEMENTARY
13108 | 4224200027000 | OIL COLORS WITH HIGH CHROMA HIGH TINTING STRENGTH EXCELLENT ADHESION FOR PAINTING ARTIFICIAL ACRYLIC EYES - ZINC WHITE COLOR 10-40 ML (TUBE=EA) | DENTAL SUPPLIES (LABORATORY, IMPLANT AND MAXILLOFACIAL SURGERY) SUPPLEMENTARY
13109 | 4224200026900 | OIL COLORS WITH HIGH CHROMA HIGH TINTING STRENGTH EXCELLENT ADHESION FOR PAINTING ARTIFICIAL ACRYLIC EYES - YELLOW OCHRE COLOR 10-40 ML (TUBE=EA) | DENTAL SUPPLIES (LABORATORY, IMPLANT AND MAXILLOFACIAL SURGERY) SUPPLEMENTARY
13110 | 4224200026800 | OIL COLORS WITH HIGH CHROMA HIGH TINTING STRENGTH EXCELLENT ADHESION FOR PAINTING ARTIFICIAL ACRYLIC EYES - VANDYKE BROWN COLOR 10-40 ML (TUBE=EA) | DENTAL SUPPLIES (LABORATORY, IMPLANT AND MAXILLOFACIAL SURGERY) SUPPLEMENTARY
13111 | 4224200026700 | OIL COLORS WITH HIGH CHROMA HIGH TINTING STRENGTH EXCELLENT ADHESION FOR PAINTING ARTIFICIAL ACRYLIC EYES - TITANIUM WHITE COLOR 10-40 ML (TUBE=EA) | DENTAL SUPPLIES (LABORATORY, IMPLANT AND MAXILLOFACIAL SURGERY) SUPPLEMENTARY
13112 | 4224200026600 | OIL COLORS WITH HIGH CHROMA HIGH TINTING STRENGTH EXCELLENT ADHESION FOR PAINTING ARTIFICIAL ACRYLIC EYES - ROSE MADDER OR ALIZARIN CRIMSON COLOR 10-40 ML (TUBE=EA) | DENTAL SUPPLIES (LABORATORY, IMPLANT AND MAXILLOFACIAL SURGERY) SUPPLEMENTARY
13113 | 4224200026500 | OIL COLORS WITH HIGH CHROMA HIGH TINTING STRENGTH EXCELLENT ADHESION FOR PAINTING ARTIFICIAL ACRYLIC EYES - OLIVE GREEN COLOR 10-40 ML (TUBE=EA) | DENTAL SUPPLIES (LABORATORY, IMPLANT AND MAXILLOFACIAL SURGERY) SUPPLEMENTARY
13114 | 4224200026400 | OIL COLORS WITH HIGH CHROMA HIGH TINTING STRENGTH EXCELLENT ADHESION FOR PAINTING ARTIFICIAL ACRYLIC EYES - IVORY BLACK COLOR 10-40 ML (TUBE=EA) | DENTAL SUPPLIES (LABORATORY, IMPLANT AND MAXILLOFACIAL SURGERY) SUPPLEMENTARY
13115 | 4224200026300 | OIL COLORS WITH HIGH CHROMA HIGH TINTING STRENGTH EXCELLENT ADHESION FOR PAINTING ARTIFICIAL ACRYLIC EYES - CERULEAN BLUE OR COBALT BLUE COLOR 10-40 ML (TUBE=EA) | DENTAL SUPPLIES (LABORATORY, IMPLANT AND MAXILLOFACIAL SURGERY) SUPPLEMENTARY
13116 | 4215242504500 | DENTAL PHOTO RESIN WITH CURING WAVELENGTH 380-405NM FOR DENTAL MODEL PEACH 1-2 LITER -COMPATIBLE WITH HOSPITAL MACHINE | DENTAL SUPPLIES (LABORATORY, IMPLANT AND MAXILLOFACIAL SURGERY) SUPPLEMENTARY
13117 | 4215242504300 | BIOCOMPATIBLE DENTAL PHOTO RESIN WITH CURING WAVELENGTH 380-405NM FOR LONG-TERM TEMPORARIES IN DIFFERENT SHADES 1-2 LITER - COMPATIBLE WITH HOSPITAL MACHINE | DENTAL SUPPLIES (LABORATORY, IMPLANT AND MAXILLOFACIAL SURGERY) SUPPLEMENTARY
13118 | 4215242504200 | BIOCOMPATIBLE DENTAL PHOTO RESIN WITH CURING WAVELENGTH 380-405NM FOR DENTURE BASE/ PINK 1-2 LITER - COMPATIBLE WITH HOSPITAL MACHINE | DENTAL SUPPLIES (LABORATORY, IMPLANT AND MAXILLOFACIAL SURGERY) SUPPLEMENTARY
13119 | 4215242504100 | BIOCOMPATIBLE DENTAL PHOTO RESIN WITH CURING WAVELENGTH 380-405NM FOR DENTURE 3D/ LIGHT PINK 1-2 LITER - COMPATIBLE WITH HOSPITAL MACHINE | DENTAL SUPPLIES (LABORATORY, IMPLANT AND MAXILLOFACIAL SURGERY) SUPPLEMENTARY
13120 | 4215242504000 | BIOCOMPATIBLE DENTAL PHOTO RESIN WITH CURING WAVELENGTH 380-405NM FOR DENTURE 3D/ DARK PINK 1-2 LITER - COMPATIBLE WITH HOSPITAL MACHINE | DENTAL SUPPLIES (LABORATORY, IMPLANT AND MAXILLOFACIAL SURGERY) SUPPLEMENTARY
13121 | 4215242503800 | BIOCOMPATIBLE DENTAL PHOTO RESIN WITH CURING WAVELENGTH 380-405NM FOR DENTAL SURGICAL GUIDE ORANGE/CLEAR 1-2 LITER - COMPATIBLE WITH HOSPITAL MACHINE | DENTAL SUPPLIES (LABORATORY, IMPLANT AND MAXILLOFACIAL SURGERY) SUPPLEMENTARY
13122 | 4215242503700 | BIOCOMPATIBLE DENTAL PHOTO RESIN WITH CURING WAVELENGTH 380-405NM FOR DENTAL ORTHO RIGID/BLUE 1-2 LITER - COMPATIBLE WITH HOSPITAL MACHINE | DENTAL SUPPLIES (LABORATORY, IMPLANT AND MAXILLOFACIAL SURGERY) SUPPLEMENTARY
13123 | 4215242503600 | BIOCOMPATIBLE DENTAL PHOTO RESIN WITH CURING WAVELENGTH 380-405NM FOR DENTAL ORTHO IBT CLEAR 1-2 LITER - COMPATIBLE WITH HOSPITAL MACHINE | DENTAL SUPPLIES (LABORATORY, IMPLANT AND MAXILLOFACIAL SURGERY) SUPPLEMENTARY
13124 | 4215242503500 | BIOCOMPATIBLE DENTAL PHOTO RESIN WITH CURING WAVELENGTH 380-405NM FOR DENTAL ORTHO FLEX 1-2 LITER COMPATIBLE WITH HOSPITAL MACHINE | DENTAL SUPPLIES (LABORATORY, IMPLANT AND MAXILLOFACIAL SURGERY) SUPPLEMENTARY
13125 | 4215242503400 | BIOCOMPATIBLE DENTAL PHOTO RESIN WITH CURING WAVELENGTH 380-405NM FOR DENTAL ORTHO CLEAR 1-2 LITER COMPATIBLE WITH HOSPITAL MACHINE | DENTAL SUPPLIES (LABORATORY, IMPLANT AND MAXILLOFACIAL SURGERY) SUPPLEMENTARY
13126 | 4215242503200 | BIOCOMPATIBLE DENTAL PHOTO RESIN WITH CURING WAVELENGTH 380-405NM FOR DENTAL CASTING / PURPLE OR GREEN 1-2 LITER - COMPATIBLE WITH HOSPITAL MACHINE | DENTAL SUPPLIES (LABORATORY, IMPLANT AND MAXILLOFACIAL SURGERY) SUPPLEMENTARY
13127 | 4215224000300 | 3D RESIN PRINTER INTAKE FILTER - COMPATIBLE WITH HOSPITAL MACHINE | DENTAL SUPPLIES (LABORATORY, IMPLANT AND MAXILLOFACIAL SURGERY) SUPPLEMENTARY
13128 | 4215224000200 | 3D RESIN PRINTER CARBON FILTER- COMPATIBLE WITH HOSPITAL MACHINE | DENTAL SUPPLIES (LABORATORY, IMPLANT AND MAXILLOFACIAL SURGERY) SUPPLEMENTARY
13129 | 4215242505200 | PHOTO RESIN WHITE OPAQUE COLOR HIGH FLEXIBILITY IDEAL FOR SNAP-FITS WITH CURING WAVELENGTH 355-380NM STEREOLITHOGRAPHY MATERIAL FOR SLA 3D PRINTER / 1-2 LITER- COMPATIBLE WITH HOSPITAL MACHINE | DENTAL SUPPLIES (LABORATORY, IMPLANT AND MAXILLOFACIAL SURGERY) SUPPLEMENTARY
13130 | 4215242505100 | PHOTO RESIN PEACH COLOR FOR DENTAL MODEL APPLICATION WITH CURING WAVELENGTH 355-380NM STEREOLITHOGRAPHY MATERIAL FOR SLA 3D PRINTER / 1-2 LITER- COMPATIBLE WITH HOSPITAL MACHINE | DENTAL SUPPLIES (LABORATORY, IMPLANT AND MAXILLOFACIAL SURGERY) SUPPLEMENTARY
13131 | 4215242504900 | PHOTO RESIN CLEAR TRANSPARENT POLYCARBONATE-LIKE BIO-COMPATIBLE DENTAL -COMPATIBLE AND CAPABLE OF MEETING USP CLASS VI WITH CURING WAVELENGTH 355-380NM STEREOLITHOGRAPHY MATERIAL FOR SLA 3D PRINTER / 1-2 LITER- COMPATIBLE WITH HOSPITAL MACHINE | DENTAL SUPPLIES (LABORATORY, IMPLANT AND MAXILLOFACIAL SURGERY) SUPPLEMENTARY
13132 | 4215242504800 | PHOTO RESIN CLEAR COLOR A TEMPERATURE AND MOISTURE RESISTANT PLASTIC FOR DEMANDING APPLICATIONS WITH CURING WAVELENGTH 355-380NM S = TEREOLITHOGRAPHY MATERIAL FOR SLA 3D PRINTER / 1-2 LITER- COMPATIBLE WITH HOSPITAL MACHINE (CTG=EA) | DENTAL SUPPLIES (LABORATORY, IMPLANT AND MAXILLOFACIAL SURGERY) SUPPLEMENTARY
13133 | 4215242504700 | PHOTO RESIN BLUE COLOR FOR DENTAL CASTING APPLICATION WITH CURING WAVELENGTH 355-380NM STEREOLITHOGRAPHY MATERIAL FOR SLA 3D PRINTER / 1-2 LITER- COMPATIBLE WITH HOSPITAL MACHINE (CTG=EA) | DENTAL SUPPLIES (LABORATORY, IMPLANT AND MAXILLOFACIAL SURGERY) SUPPLEMENTARY
13134 | 4215242505000 | PHOTO RESIN MIXER FOR OPTIMAL STIRRING OF MATERIALS - COMPATIBLE WITH HOSPITAL MACHINE | DENTAL SUPPLIES (LABORATORY, IMPLANT AND MAXILLOFACIAL SURGERY) SUPPLEMENTARY
13135 | 4215224000800 | PUNCH TOOL TO REMOVE THE PRINTING MODELS FROM THE PRINTING PLATFORM - COMPATIBLE WITH HOSPITAL MACHINE | DENTAL SUPPLIES (LABORATORY, IMPLANT AND MAXILLOFACIAL SURGERY) SUPPLEMENTARY
13136 | 4215224000700 | PHOTO RESIN STORAGE GARAGE - COMPATIBLE WITH HOSPITAL MACHINE | DENTAL SUPPLIES (LABORATORY, IMPLANT AND MAXILLOFACIAL SURGERY) SUPPLEMENTARY
13137 | 4215224000600 | PHOTO RESIN PRINTING TRAY COMPATIBLE WITH HOSPITAL MACHINE | DENTAL SUPPLIES (LABORATORY, IMPLANT AND MAXILLOFACIAL SURGERY) SUPPLEMENTARY
13138 | 4215224000500 | PHOTO RESIN PRINTING PLATFORMS COMPATIBLE WITH HOSPITAL MACHINE | DENTAL SUPPLIES (LABORATORY, IMPLANT AND MAXILLOFACIAL SURGERY) SUPPLEMENTARY
13139 | 4229680601100 | HAND-HELD INSERTION TOOL USED TO FIT ALL MAGNACAPS AND MAGNABUTMENTS. INBUILT MAGNET PROVIDES SAFE KEEPER HANDLING. NON-STERILE. (PCS=SET) | DENTAL SUPPLIES (LABORATORY, IMPLANT AND MAXILLOFACIAL SURGERY) SUPPLEMENTARY
13140 | 4229550658800 | LONG LIP MAGNET SILICONE RETENTIVE LONG LIP MAGNET PROSTHESIS MAGNET WITH A RETENTIVE RING SPLIT POLE DESIGN WITH AN AIRTIGHT CORROSION SEAL. NON-STERILE. HEIGHT 3.90 MM; DIAMETER 5.5 MM. BREAKAWAY FORCE OF 11.5 N (PCS=EA) | DENTAL SUPPLIES (LABORATORY, IMPLANT AND MAXILLOFACIAL SURGERY) SUPPLEMENTARY
13141 | 4224200029200 | THIXOTROPIC AGENT TO RAISE OR INCREASE THE VISCOSITY OF MOST PLATINUM SILICONE ELASTOMERS.10-40 ML | DENTAL SUPPLIES (LABORATORY, IMPLANT AND MAXILLOFACIAL SURGERY) SUPPLEMENTARY
13142 | 4224200028800 | PRIMER AGENT TO ENHANCING THE BOND BETWEEN PLATINUM SILICON TO VARIOUS SUBSTRATES 1 - 2.5 OZ | DENTAL SUPPLIES (LABORATORY, IMPLANT AND MAXILLOFACIAL SURGERY) SUPPLEMENTARY
13143 | 4224200025900 | MEDICAL SILICONE ADHESIVE IS FOR PATIENTS WITH IMPLANT RETAINED PROSTHESIS 0.25 - 1.5OZ | DENTAL SUPPLIES (LABORATORY, IMPLANT AND MAXILLOFACIAL SURGERY) SUPPLEMENTARY
13144 | 4224200025700 | MAXILLOFACIAL FACIAL PROSTHETICS SILICONE ELASTOMER 10:1 RATIO- 500G -1KG | DENTAL SUPPLIES (LABORATORY, IMPLANT AND MAXILLOFACIAL SURGERY) SUPPLEMENTARY
13145 | 4224200025600 | MAXILLOFACIAL FACIAL PROSTHETICS SILICONE ELASTOMER 1:1 RATIO 500G -1KG | DENTAL SUPPLIES (LABORATORY, IMPLANT AND MAXILLOFACIAL SURGERY) SUPPLEMENTARY
13146 | 4224200025500 | MAXILLOFACIAL FACIAL PROSTHETICS PLATINUM SILICONE ELASTOMER 10:1 LOW VISCOSITY TRANSLUCENT 500G-1KG 1:1 | DENTAL SUPPLIES (LABORATORY, IMPLANT AND MAXILLOFACIAL SURGERY) SUPPLEMENTARY
13147 | 4224200025400 | FUNCTIONAL SILICONE FLUID TO REDUCE VISCOSITY OF SILICONE ELASTOMERS BY NOT CHANGING THE DUROMETER 1 - 5.5 OZ | DENTAL SUPPLIES (LABORATORY, IMPLANT AND MAXILLOFACIAL SURGERY) SUPPLEMENTARY
13148 | 4224200025300 | FUNCTIONAL INTRINSIC KIT FOR SILICONE COLORATION 23 COLORS 10-50ML | DENTAL SUPPLIES (LABORATORY, IMPLANT AND MAXILLOFACIAL SURGERY) SUPPLEMENTARY
13149 | 4224200025100 | EXTRINSIC COLORATION SYSTEM FOR FACIAL SILICONE PROSTHESIS 8 COLORS | DENTAL SUPPLIES (LABORATORY, IMPLANT AND MAXILLOFACIAL SURGERY) SUPPLEMENTARY
13150 | 4224200025000 | CUSTOM FLOCKING KIT FOR SILICONE COLORATION 10 COLORS. INTRINSIC | DENTAL SUPPLIES (LABORATORY, IMPLANT AND MAXILLOFACIAL SURGERY) SUPPLEMENTARY
13151 | 4224200024800 | ACETOXY SILICONE DISPERSION ADHESIVE TO SEAL THE COLORATION WITH SILICONE 1 - 5 OZ | DENTAL SUPPLIES (LABORATORY, IMPLANT AND MAXILLOFACIAL SURGERY) SUPPLEMENTARY
13152 | 4215166002900 | CERAMIC BRUSH FOR CERAMIC BUILD UP SYNTHETIC HAIR SIZE 00 | DENTAL SUPPLIES (LABORATORY, IMPLANT AND MAXILLOFACIAL SURGERY) SUPPLEMENTARY
13153 | 4215166002600 | CERAMIC BRUSH FOR CERAMIC BUILD UP SYNTHETIC HAIR SIZE 0 | DENTAL SUPPLIES (LABORATORY, IMPLANT AND MAXILLOFACIAL SURGERY) SUPPLEMENTARY
13154 | 4215166001700 | CERAMIC BRUSH FOR CERAMIC BUILD UP SYNTHETIC HAIR SIZE 3 | DENTAL SUPPLIES (LABORATORY, IMPLANT AND MAXILLOFACIAL SURGERY) SUPPLEMENTARY
13155 | 4215166001800 | CERAMIC BRUSH FOR CERAMIC BUILD UP SYNTHETIC HAIR SIZE 5 | DENTAL SUPPLIES (LABORATORY, IMPLANT AND MAXILLOFACIAL SURGERY) SUPPLEMENTARY
13156 | 4215166003100 | CERAMIC BRUSH FOR CERAMIC BUILD UP SYNTHETIC HAIR SIZE 7 | DENTAL SUPPLIES (LABORATORY, IMPLANT AND MAXILLOFACIAL SURGERY) SUPPLEMENTARY
13157 | 4215166003000 | CERAMIC BRUSH FOR CERAMIC BUILD UP SYNTHETIC HAIR SIZE 8 | DENTAL SUPPLIES (LABORATORY, IMPLANT AND MAXILLOFACIAL SURGERY) SUPPLEMENTARY
13158 | 4215166002800 | CERAMIC BRUSH FOR CERAMIC BUILD UP SYNTHETIC HAIR SIZE 10 | DENTAL SUPPLIES (LABORATORY, IMPLANT AND MAXILLOFACIAL SURGERY) SUPPLEMENTARY
13159 | 4215166002700 | CERAMIC BRUSH FOR CERAMIC BUILD UP SYNTHETIC HAIR SIZE 14 | DENTAL SUPPLIES (LABORATORY, IMPLANT AND MAXILLOFACIAL SURGERY) SUPPLEMENTARY
13160 | 4215248400500 | ACRYLIC TEETH KIT WHICH CONSISTS OF 315 SETS EACH SET CONTAINS 28 TEETH (6 UPPER 6 LOWER ANTERIOR 8 UPPER AND 8 LOWER POSTERIOR T EETH). EACH KIT IS TO BE SUPPLIED AS FOLLOWS: 105 SETS-SHADE A2 105 SETS-SHADE A3 75 SETS- SHADE B2 15 SETS-SHADE A1 15 SETS-SHA DE C3.EACH SHADE GROUP IS TO BE SUPPLIED IN THREE MOULD (SQUARE OVOID AND TAPER IN EQUAL AMOUNT). EACH MOULD GROUP IS TO BE SUPPLIE D AS FOLLOWS: 60% NORMAL SIZE MOULD 20% SMALL SIZE MOULD 20% LARGE SIZE MOULD SAMPLE OF EACH SHADE MOULD AND SIZE IS TO BE PROVID ED ONE SHADE GUIDE FOR EVERY 3 KITS. QUALITY: MULTI-LAYER (3-4) CROSS LINK HIGH STRENGTH ACRYLIC MATERIAL | DENTAL SUPPLIES (LABORATORY, IMPLANT AND MAXILLOFACIAL SURGERY) SUPPLEMENTARY
13161 | 4215161201000 | METAL SIMPLE PLANE LINE ARTICULATOR (HINGE TYPE) | DENTAL SUPPLIES (LABORATORY, IMPLANT AND MAXILLOFACIAL SURGERY) SUPPLEMENTARY
13162 | 4215247900500 | BLASTING MATERIAL ALUMINUM OXIDE ABRASIVE ALLOYS PARTICLE SIZE 50 MICRONS APPROXIMATELY 8KG | DENTAL SUPPLIES (LABORATORY, IMPLANT AND MAXILLOFACIAL SURGERY) SUPPLEMENTARY
13163 | 4215180501400 | BLASTING MATERIAL SPECIAL ALUMINUM OXIDE FOR CHROME COBALT ALLOYS PARTICLE SIZE 250 MICRONS APPROXIMATELY 8 KG | DENTAL SUPPLIES (LABORATORY, IMPLANT AND MAXILLOFACIAL SURGERY) SUPPLEMENTARY
13164 | 4215180507800 | BLASTING MATERIAL SPECIAL ALUMINUM OXIDE PARTICLE SIZE 100 - 120 MICRONS APPROXIMATELY 8 KG | DENTAL SUPPLIES (LABORATORY, IMPLANT AND MAXILLOFACIAL SURGERY) SUPPLEMENTARY
13165 | 4215251601000 | MIXING BOWL FOR ACRYLIC MADE OF HIGHLY SILICONE SET OF 3 DIFFERENT SIZE (SMALL MEDIUM LARGE) | DENTAL SUPPLIES (LABORATORY, IMPLANT AND MAXILLOFACIAL SURGERY) SUPPLEMENTARY
13166 | 4215180507700 | POLISHING BRUSH FOR ACRYLIC 3 ROWS LESS THAN 50 DIAMETER | DENTAL SUPPLIES (LABORATORY, IMPLANT AND MAXILLOFACIAL SURGERY) SUPPLEMENTARY
13167 | 4215180506700 | DENTAL LABORATORY BRUSHES (HAIR) FOR SHINING ACRYLIC 3 ROWS | DENTAL SUPPLIES (LABORATORY, IMPLANT AND MAXILLOFACIAL SURGERY) SUPPLEMENTARY
13168 | 4215160601500 | CARVER FOR PORCELAIN SCULPTURING AND MIXING THIN AND FLEXIBLE | DENTAL SUPPLIES (LABORATORY, IMPLANT AND MAXILLOFACIAL SURGERY) SUPPLEMENTARY
13169 | 4215160601600 | CARVER FOR PORCELAIN OCCLUSAL CARVING POINTED TIP | DENTAL SUPPLIES (LABORATORY, IMPLANT AND MAXILLOFACIAL SURGERY) SUPPLEMENTARY
13170 | 4215160600500 | WAX CARVER SET WHICH CONSISTS OF 12 PCS: LE - CORN CARVER LARGE WAX SPATULA BLADE HANDLE (SCALPEL) WAX SPATULA NO. 7 LARGE WAX KNIFE SMALL WAX KNIFE P.K.T NO. 1 P.K.T NO. 2 P.K.T NO. 4 P.K.T NO. 5 ASH NO. 5 CARVER AND TWEEZERSS | DENTAL SUPPLIES (LABORATORY, IMPLANT AND MAXILLOFACIAL SURGERY) SUPPLEMENTARY
13171 | 4215220012900 | CERAMIC MIXING PALETTE WITH COVER FOR PORCELAIN WITH HUMIDIFICATION TRAY | DENTAL SUPPLIES (LABORATORY, IMPLANT AND MAXILLOFACIAL SURGERY) SUPPLEMENTARY
13172 | 4215220010700 | DENTAL LAB WORKING CASE CONTAINER TRAY WITH CLIP FOR INSTRUCTION SHEET. MADE OF SCRATCH RESISTANT PLASTIC 4 DIFFERENT COLORS | DENTAL SUPPLIES (LABORATORY, IMPLANT AND MAXILLOFACIAL SURGERY) SUPPLEMENTARY
13173 | 4215180504600 | DISC DIAMOND HP FLEXI ISO NO. 806 - 104 - 289 - 534 - 100 | DENTAL SUPPLIES (LABORATORY, IMPLANT AND MAXILLOFACIAL SURGERY) SUPPLEMENTARY
13174 | 4215180501900 | CUTTING DISCS ULTRA THIN FOR CUTTING OF SPRUES CARBORUNDUM 0.009 X 7/8 DIAMETER 25 DISCS/BOX + MANDREL | DENTAL SUPPLIES (LABORATORY, IMPLANT AND MAXILLOFACIAL SURGERY) SUPPLEMENTARY
13175 | 4215180506100 | DISC DIAMOND HP ISO NO. 806 - 104 - 321 - 524 - 200 | DENTAL SUPPLIES (LABORATORY, IMPLANT AND MAXILLOFACIAL SURGERY) SUPPLEMENTARY
13176 | 4215180507500 | DISC DIAMOND HP HYPER - FLEX ISO NO. 806 - 104 - 355 - 514 - 220 | DENTAL SUPPLIES (LABORATORY, IMPLANT AND MAXILLOFACIAL SURGERY) SUPPLEMENTARY
13177 | 4215180507400 | FAST CUTTING DISCS CARBORUNDUM FIBER REINFORCED CUT OFF DISC (CUTTER) 2.5 INCH DIAMETER 0.035 INCH (THIN) | DENTAL SUPPLIES (LABORATORY, IMPLANT AND MAXILLOFACIAL SURGERY) SUPPLEMENTARY
13178 | 4215180504700 | FAST CUTTING DISCS CARBORUNDUM FIBER REINFORCED CUT OFF DISC (CUTTER) 2.5 INCH DIAMETER 0.035 INCH (THICK) | DENTAL SUPPLIES (LABORATORY, IMPLANT AND MAXILLOFACIAL SURGERY) SUPPLEMENTARY
13179 | 4215180501800 | TITANIUM CUTTING DISC 1.5 X 0.025 INCH | DENTAL SUPPLIES (LABORATORY, IMPLANT AND MAXILLOFACIAL SURGERY) SUPPLEMENTARY
13180 | 4215180502300 | ULTRA FLEX CUTTING DISC 7/8 X 0.006 INCH FOR METAL AND CERAMIC WITH MANDREL | DENTAL SUPPLIES (LABORATORY, IMPLANT AND MAXILLOFACIAL SURGERY) SUPPLEMENTARY
13181 | 4215180504800 | DISC DIAMOND HP FLEX TURBO ISO NO. 806 - 104 - 510 - 524 - 220 | DENTAL SUPPLIES (LABORATORY, IMPLANT AND MAXILLOFACIAL SURGERY) SUPPLEMENTARY
13182 | 4215180502400 | ULTRA THIN DISCS FOR CUTTING SPRUE THICKNESS 0.25 MM DIAMETER 2.2 CM | DENTAL SUPPLIES (LABORATORY, IMPLANT AND MAXILLOFACIAL SURGERY) SUPPLEMENTARY
13183 | 4215180508300 | PLASTER CUTTING DISC FOR CUTTING OUT DIES FROM THE PLASTER ARCH AND USED FOR CERAMICS AND ACRYLICS DIAMETER 70 - 90 MM THICKNESS 0.15 - 0.25 MM | DENTAL SUPPLIES (LABORATORY, IMPLANT AND MAXILLOFACIAL SURGERY) SUPPLEMENTARY
13184 | 4215180508100 | DISC DIAMOND THIN 0.18 X 22 MM TWO SIDED | DENTAL SUPPLIES (LABORATORY, IMPLANT AND MAXILLOFACIAL SURGERY) SUPPLEMENTARY
13185 | 4215180508000 | DISC DIAMOND ULTRA THIN FLEXIBLE 0.10 X 22 MM TWO SIDED | DENTAL SUPPLIES (LABORATORY, IMPLANT AND MAXILLOFACIAL SURGERY) SUPPLEMENTARY
13186 | 4215211100200 | DIPPING COLD HARDENER FOR INVESTMENT MODELS 1 LITER BOTTLE | DENTAL SUPPLIES (LABORATORY, IMPLANT AND MAXILLOFACIAL SURGERY) SUPPLEMENTARY
13187 | 4215245200200 | HEAT PROTECTION PASTE FOR METAL ACRYLIC AND CERAMIC SOLDERING (UNTI-FLUX) | DENTAL SUPPLIES (LABORATORY, IMPLANT AND MAXILLOFACIAL SURGERY) SUPPLEMENTARY
13188 | 4215247500200 | INVESTMENT MATERIAL FOR METAL FREE CERAMIC: SPEED BURN-OUT 100G WITH INVESTMENT LIQUID AND MEASURING CUP | DENTAL SUPPLIES (LABORATORY, IMPLANT AND MAXILLOFACIAL SURGERY) SUPPLEMENTARY
13189 | 4215248200600 | INVESTMENT FOR CASTING PRECIOUS METAL 100 - 180 G/PKG GYPSUM BONDED POWDER WITH LIQUID | DENTAL SUPPLIES (LABORATORY, IMPLANT AND MAXILLOFACIAL SURGERY) SUPPLEMENTARY
13190 | 4215167600300 | DENTAL LABORATORY PLASTER KNIFE STANDARD | DENTAL SUPPLIES (LABORATORY, IMPLANT AND MAXILLOFACIAL SURGERY) SUPPLEMENTARY
13191 | 4215210700100 | BITE RIM FORMER / HOT PLATE WAXING SPATULA | DENTAL SUPPLIES (LABORATORY, IMPLANT AND MAXILLOFACIAL SURGERY) SUPPLEMENTARY
13192 | 4215224101400 | MANDREL FOR LATCHED TYPE HANDPIECE STAINLESS STEEL SHANK DIAMETER 2.35 - 2.5 MM | DENTAL SUPPLIES (LABORATORY, IMPLANT AND MAXILLOFACIAL SURGERY) SUPPLEMENTARY
13193 | 4215180506800 | MANDREL FELT CONE MOUNTED ON STRAIGHT HP | DENTAL SUPPLIES (LABORATORY, IMPLANT AND MAXILLOFACIAL SURGERY) SUPPLEMENTARY
13194 | 4215180503300 | MANDREL FELT WHEEL TO BE MOUNTED ON SCREW TYPE HP. | DENTAL SUPPLIES (LABORATORY, IMPLANT AND MAXILLOFACIAL SURGERY) SUPPLEMENTARY
13195 | 4215241531500 | METAL FREE CERAMIC STARTER KIT INCLUDING UNIVERSAL SHADE AND CHARACTERISTIC | DENTAL SUPPLIES (LABORATORY, IMPLANT AND MAXILLOFACIAL SURGERY) SUPPLEMENTARY
13196 | 4215180506600 | LINEN POLISHING MOP WITH LEATHER BASE LARGE 80 - 100 MM DIAMETER | DENTAL SUPPLIES (LABORATORY, IMPLANT AND MAXILLOFACIAL SURGERY) SUPPLEMENTARY
13197 | 4215290004700 | CERAMIC FIRING TRAY WITH PIN | DENTAL SUPPLIES (LABORATORY, IMPLANT AND MAXILLOFACIAL SURGERY) SUPPLEMENTARY
13198 | 4215221200100 | DENTAL LABORATORY PLASTER NIPPER | DENTAL SUPPLIES (LABORATORY, IMPLANT AND MAXILLOFACIAL SURGERY) SUPPLEMENTARY
13199 | 4215222000600 | ORTHO PLASTER FAST SET TYPE 2 WHITE COLOR WEIGHT +15 KGM | DENTAL SUPPLIES (LABORATORY, IMPLANT AND MAXILLOFACIAL SURGERY) SUPPLEMENTARY
13200 | 4215271300600 | ADAMS PLIERS WITH TWO RECTANGULAR SMOOTH BEAKS | DENTAL SUPPLIES (LABORATORY, IMPLANT AND MAXILLOFACIAL SURGERY) SUPPLEMENTARY
13201 | 4215271301100 | ADAMS PLIER | DENTAL SUPPLIES (LABORATORY, IMPLANT AND MAXILLOFACIAL SURGERY) SUPPLEMENTARY
13202 | 4215162303900 | LIGHT WIRE PLIER (BIRD PEAK) TIPS ROUND AND SQUARE SMALL SIZE | DENTAL SUPPLIES (LABORATORY, IMPLANT AND MAXILLOFACIAL SURGERY) SUPPLEMENTARY
13203 | 4215271301400 | NANCE LOOP BENDING PLIER | DENTAL SUPPLIES (LABORATORY, IMPLANT AND MAXILLOFACIAL SURGERY) SUPPLEMENTARY
13204 | 4215271305600 | OMEGA LOOP FORMING PLIER | DENTAL SUPPLIES (LABORATORY, IMPLANT AND MAXILLOFACIAL SURGERY) SUPPLEMENTARY
13205 | 4229230300500 | WIRE BENDING PLIER SET ASSORTED 5 PCS/SET (ECONO - CASE - TECHNICAL PLIERS) | DENTAL SUPPLIES (LABORATORY, IMPLANT AND MAXILLOFACIAL SURGERY) SUPPLEMENTARY
13206 | 4215271302500 | YOUNG LOOP BENDING PLIER | DENTAL SUPPLIES (LABORATORY, IMPLANT AND MAXILLOFACIAL SURGERY) SUPPLEMENTARY
13207 | 4215181001300 | ELECTRO - POLISH LIQUID FOR METAL USE WITH ELECTRO - POLISHING APPARATUS 1 L/BOTTLE | DENTAL SUPPLIES (LABORATORY, IMPLANT AND MAXILLOFACIAL SURGERY) SUPPLEMENTARY
13208 | 4215224101100 | POLISHING COMPOUND FOR POLISHING METALS PUSH TYPE APPLICATOR | DENTAL SUPPLIES (LABORATORY, IMPLANT AND MAXILLOFACIAL SURGERY) SUPPLEMENTARY
13209 | 4215150900200 | PORCELAIN PFM HIGH FUSE COMPLETE BASIC KIT CLASSIC SHADE (A-D) SHADES EASY TO USE NOT TECHNIQUE SENSITIVE FINE CRYSTAL SIZE INCISAL PORCELAIN FOR LOWEST POSSIBLE WEARING OF OPPOSING DENTITION. THE ORDERED BASIC KIT SHOULD BE A PART OF COMPREHENSIVE PORCELAIN SYSTEM ALL OTHER COLORS MODIFIERS STAINS ETC | DENTAL SUPPLIES (LABORATORY, IMPLANT AND MAXILLOFACIAL SURGERY) SUPPLEMENTARY
13210 | 4215242501600 | ACRYLIC DRY RESIN POLISHING POWDER | DENTAL SUPPLIES (LABORATORY, IMPLANT AND MAXILLOFACIAL SURGERY) SUPPLEMENTARY
13211 | 4215240001300 | VISIBLE LIGHT CURE SHEETS FOR SPECIAL TRAY | DENTAL SUPPLIES (LABORATORY, IMPLANT AND MAXILLOFACIAL SURGERY) SUPPLEMENTARY
13212 | 4215222000700 | DENTAL PUMICE MEDIUM APPROXIMATELY 5 KG/PLASTIC CONTAINER | DENTAL SUPPLIES (LABORATORY, IMPLANT AND MAXILLOFACIAL SURGERY) SUPPLEMENTARY
13213 | 4215222001100 | DENTAL PUMICE COARSE APPROXIMATELY 5 KG/PLASTIC CONTAINER | DENTAL SUPPLIES (LABORATORY, IMPLANT AND MAXILLOFACIAL SURGERY) SUPPLEMENTARY
13214 | 4215224100200 | RING LINER STANDARD NON ASBESTOS APPROX. 2 M | DENTAL SUPPLIES (LABORATORY, IMPLANT AND MAXILLOFACIAL SURGERY) SUPPLEMENTARY
13215 | 4215222200200 | CRUCIBLE RUBBER FORMER FOR 60-70MM DIAM CASTING RINGS | DENTAL SUPPLIES (LABORATORY, IMPLANT AND MAXILLOFACIAL SURGERY) SUPPLEMENTARY
13216 | 4215222200600 | CRUCIBLE RUBBER FORMER FOR ALL SIZE S CASTING RINGS IN ONE ( 30 - 48 - 65 - 80) MM | DENTAL SUPPLIES (LABORATORY, IMPLANT AND MAXILLOFACIAL SURGERY) SUPPLEMENTARY
13217 | 4215180504100 | MOUNTED RUBBER POLISHING POINTS GREEN | DENTAL SUPPLIES (LABORATORY, IMPLANT AND MAXILLOFACIAL SURGERY) SUPPLEMENTARY
13218 | 4215224101600 | SANDPAPER ROLL 10 - 15 MM WIDE AND 5 - 10 METER LONG/ROLL | DENTAL SUPPLIES (LABORATORY, IMPLANT AND MAXILLOFACIAL SURGERY) SUPPLEMENTARY
13219 | 4229160400400 | MANUAL SAW HANDLE WITH BLADE HEAVY - DUTY SIZE 0.25 MM THICK WITH SAW BLADES/ HEAVY - DUTY SIZE 0.18 MM THICK | DENTAL SUPPLIES (LABORATORY, IMPLANT AND MAXILLOFACIAL SURGERY) SUPPLEMENTARY
13220 | 4215163800500 | ASSORTMENT SET OF DENTAL LABORATORY SCISSORS 3 PCS/SET | DENTAL SUPPLIES (LABORATORY, IMPLANT AND MAXILLOFACIAL SURGERY) SUPPLEMENTARY
13221 | 4215245800400 | DIE STONE SEPARATOR MEDIUM FOR PINDIX | DENTAL SUPPLIES (LABORATORY, IMPLANT AND MAXILLOFACIAL SURGERY) SUPPLEMENTARY
13222 | 4215245800500 | DIE SPACER 3 - 4 DIFFERENT GAUGES AND THINNER | DENTAL SUPPLIES (LABORATORY, IMPLANT AND MAXILLOFACIAL SURGERY) SUPPLEMENTARY
13223 | 4215222000900 | ORTHO PLASTER REGULAR SET WHITE COLOR WEIGHT +15 KGM | DENTAL SUPPLIES (LABORATORY, IMPLANT AND MAXILLOFACIAL SURGERY) SUPPLEMENTARY
13224 | 4215222001500 | DENTAL DIESTONE TYPE (4 OR 5) WEIGHT + 15 KGM | DENTAL SUPPLIES (LABORATORY, IMPLANT AND MAXILLOFACIAL SURGERY) SUPPLEMENTARY
13225 | 4215222001400 | DENTAL STONE TYPE (3) WEIGHT + 15 KGM | DENTAL SUPPLIES (LABORATORY, IMPLANT AND MAXILLOFACIAL SURGERY) SUPPLEMENTARY
13226 | 4224160200800 | CASTING RING TONGS HOLDER TYPE ANGULATED STAINLESS STEEL LENGTH 36 - 40 CM | DENTAL SUPPLIES (LABORATORY, IMPLANT AND MAXILLOFACIAL SURGERY) SUPPLEMENTARY
13227 | 4224160200900 | CASTING RING HOLDER TYPE STRAIGHT STAINLESS STEEL LENGTH 50 - 55 CM | DENTAL SUPPLIES (LABORATORY, IMPLANT AND MAXILLOFACIAL SURGERY) SUPPLEMENTARY
13228 | 4215240001400 | WAX MESH RETENTION WITH FINISHING LINE 10 SHEETS/PKG FOR MAXILLARY AND MANDIBULAR (EA=BOX) | DENTAL SUPPLIES (LABORATORY, IMPLANT AND MAXILLOFACIAL SURGERY) SUPPLEMENTARY
13229 | 4215241200500 | WAX PATTERN HALF ROUND STRIPS 1.8 X 0.9 MM | DENTAL SUPPLIES (LABORATORY, IMPLANT AND MAXILLOFACIAL SURGERY) SUPPLEMENTARY
13230 | 4215241200200 | WAX PATTERN HALF ROUND STRIPS 2.00 X 1.00 MM | DENTAL SUPPLIES (LABORATORY, IMPLANT AND MAXILLOFACIAL SURGERY) SUPPLEMENTARY
13231 | 4215221300300 | WAX PATTERN MOLAR AND PREMOLAR CLASP | DENTAL SUPPLIES (LABORATORY, IMPLANT AND MAXILLOFACIAL SURGERY) SUPPLEMENTARY
13232 | 4215221300400 | WAX PATTERN PREMOLAR CLASP | DENTAL SUPPLIES (LABORATORY, IMPLANT AND MAXILLOFACIAL SURGERY) SUPPLEMENTARY
13233 | 4215241200100 | WAX PATTERN FINISHING WIRES (ASSORTED DIAMETER) | DENTAL SUPPLIES (LABORATORY, IMPLANT AND MAXILLOFACIAL SURGERY) SUPPLEMENTARY
13234 | 4215241200300 | WAX PATTERN HALF ROUND STRIPS 1.5 X 0.75 MM | DENTAL SUPPLIES (LABORATORY, IMPLANT AND MAXILLOFACIAL SURGERY) SUPPLEMENTARY
13235 | 4215221300100 | WAX PATTERN LINGUAL BAR WIDE | DENTAL SUPPLIES (LABORATORY, IMPLANT AND MAXILLOFACIAL SURGERY) SUPPLEMENTARY
13236 | 4215241202700 | BASE PLATE WAX SETTING WAX SHEETS 1.8 MM THICKNESS | DENTAL SUPPLIES (LABORATORY, IMPLANT AND MAXILLOFACIAL SURGERY) SUPPLEMENTARY
13237 | 4215241201100 | BLUE INLAY CASTING WAX HARD | DENTAL SUPPLIES (LABORATORY, IMPLANT AND MAXILLOFACIAL SURGERY) SUPPLEMENTARY
13238 | 4215220033900 | ZIRCONIUM DISC SUPER TRANSLUCENT 98 DIAMETER SIZE 12 SHADE A1 | DENTAL SUPPLIES (LABORATORY, IMPLANT AND MAXILLOFACIAL SURGERY) SUPPLEMENTARY
13239 | 4215241201500 | MEDIUM STIPPLE CASTING WAX GREEN SHEETS OF 15 X 7.5 CM 0.4 THICK | DENTAL SUPPLIES (LABORATORY, IMPLANT AND MAXILLOFACIAL SURGERY) SUPPLEMENTARY
13240 | 4215241202200 | GREEN INLAY CASTING WAX X - HARD | DENTAL SUPPLIES (LABORATORY, IMPLANT AND MAXILLOFACIAL SURGERY) SUPPLEMENTARY
13241 | 4215220034000 | ZIRCONIUM DISC SUPER TRANSLUCENT 98 DIAMETER SIZE 12 SHADE A2 | DENTAL SUPPLIES (LABORATORY, IMPLANT AND MAXILLOFACIAL SURGERY) SUPPLEMENTARY
13242 | 4215241202100 | RED WAX SOFT FOR CERVICAL OR MARGINAL | DENTAL SUPPLIES (LABORATORY, IMPLANT AND MAXILLOFACIAL SURGERY) SUPPLEMENTARY
13243 | 4215241202300 | ROUND SPRUE WAX 3.5 MM DIAMETER SPOOL OF 250 - 300 G | DENTAL SUPPLIES (LABORATORY, IMPLANT AND MAXILLOFACIAL SURGERY) SUPPLEMENTARY
13244 | 4215241202500 | ROUND SPRUE WAX 1.5 MM DIAMETER SPOOL OF 250 - 300 G | DENTAL SUPPLIES (LABORATORY, IMPLANT AND MAXILLOFACIAL SURGERY) SUPPLEMENTARY
13245 | 4215241202400 | ROUND SPRUE WAX 2.5 MM DIAMETER SPOOL OF 250 - 300 G | DENTAL SUPPLIES (LABORATORY, IMPLANT AND MAXILLOFACIAL SURGERY) SUPPLEMENTARY
13246 | 4215246300600 | STICKY WAX ROD | DENTAL SUPPLIES (LABORATORY, IMPLANT AND MAXILLOFACIAL SURGERY) SUPPLEMENTARY
13247 | 4215220034100 | ZIRCONIUM DISC SUPER TRANSLUCENT 98 DIAMETER SIZE 12 SHADE A3 | DENTAL SUPPLIES (LABORATORY, IMPLANT AND MAXILLOFACIAL SURGERY) SUPPLEMENTARY
13248 | 4215220011600 | STAINLESS STEEL ROUND WIRE SIZE 0.6 MM SPRING HARD 20 M/ROLL | DENTAL SUPPLIES (LABORATORY, IMPLANT AND MAXILLOFACIAL SURGERY) SUPPLEMENTARY
13249 | 4215220011700 | STAINLESS STEEL ROUND WIRE SIZE 0.9 MM HARD 20 M/ROLL | DENTAL SUPPLIES (LABORATORY, IMPLANT AND MAXILLOFACIAL SURGERY) SUPPLEMENTARY
13250 | 4215220011800 | STAINLESS STEEL ROUND WIRE SIZE 0.8 MM SPRING HARD 20 M/ROLL | DENTAL SUPPLIES (LABORATORY, IMPLANT AND MAXILLOFACIAL SURGERY) SUPPLEMENTARY
13251 | 4215220011900 | STAINLESS STEEL ROUND WIRE SIZE 1 MMX 10 M HARD | DENTAL SUPPLIES (LABORATORY, IMPLANT AND MAXILLOFACIAL SURGERY) SUPPLEMENTARY
13252 | 4215271701800 | STAINLESS STEEL ROUND WIRE SIZE 0.7 MM SPRING HARD 20 M/ROLL | DENTAL SUPPLIES (LABORATORY, IMPLANT AND MAXILLOFACIAL SURGERY) SUPPLEMENTARY
13253 | 4215220012100 | STAINLESS STEEL ROUND WIRE SIZE 0.7 MM HARD 20 M/ROLL | DENTAL SUPPLIES (LABORATORY, IMPLANT AND MAXILLOFACIAL SURGERY) SUPPLEMENTARY
13254 | 4215271700800 | STAINLESS STEEL ROUND WIRE SIZE 0.8 MM HARD 20 M/ROLL | DENTAL SUPPLIES (LABORATORY, IMPLANT AND MAXILLOFACIAL SURGERY) SUPPLEMENTARY
13255 | 4215220034200 | ZIRCONIUM DISC SUPER TRANSLUCENT 98 DIAMETER SIZE 12 SHADE A4 | DENTAL SUPPLIES (LABORATORY, IMPLANT AND MAXILLOFACIAL SURGERY) SUPPLEMENTARY
13256 | 4215220034300 | ZIRCONIUM DISC SUPER TRANSLUCENT 98 DIAMETER SIZE 12 SHADE B1 | DENTAL SUPPLIES (LABORATORY, IMPLANT AND MAXILLOFACIAL SURGERY) SUPPLEMENTARY
13257 | 4215220034400 | ZIRCONIUM DISC SUPER TRANSLUCENT 98 DIAMETER SIZE 12 SHADE B2 | DENTAL SUPPLIES (LABORATORY, IMPLANT AND MAXILLOFACIAL SURGERY) SUPPLEMENTARY
13258 | 4215220034500 | ZIRCONIUM DISC SUPER TRANSLUCENT 98 DIAMETER SIZE 12 SHADE B3 | DENTAL SUPPLIES (LABORATORY, IMPLANT AND MAXILLOFACIAL SURGERY) SUPPLEMENTARY
13259 | 4215220034600 | ZIRCONIUM DISC SUPER TRANSLUCENT 98 DIAMETER SIZE 12 SHADE B4 | DENTAL SUPPLIES (LABORATORY, IMPLANT AND MAXILLOFACIAL SURGERY) SUPPLEMENTARY
13260 | 4215190800100 | DUPLICATING FLASK 70 MMX 90 MMX 85 MM CLEAR HIGH IMPACT PLASTIC DUPLICATING FLASK | DENTAL SUPPLIES (LABORATORY, IMPLANT AND MAXILLOFACIAL SURGERY) SUPPLEMENTARY
13261 | 4215190800000 | COMPLETE SET FLASK FOR UPPER AND LOWER DENTURES WITH FRAME | DENTAL SUPPLIES (LABORATORY, IMPLANT AND MAXILLOFACIAL SURGERY) SUPPLEMENTARY
13262 | 4215180504900 | HEATLESS SILICONE CARBIDE ABRASIVE WHEEL 1 INCH DIAMETER X 3 MM THICK | DENTAL SUPPLIES (LABORATORY, IMPLANT AND MAXILLOFACIAL SURGERY) SUPPLEMENTARY
13263 | 4215222001200 | DENTAL PUMICE FINE APPROXIMATELY 5 KG/PLASTIC CONTAINER | DENTAL SUPPLIES (LABORATORY, IMPLANT AND MAXILLOFACIAL SURGERY) SUPPLEMENTARY
13264 | 4215220012300 | MOUTH GUARD MATERIAL HARD CLEAR SQUARE SHEET FOR TEMPLATE 0.5 X 125 MM 100 /PK | DENTAL SUPPLIES (LABORATORY, IMPLANT AND MAXILLOFACIAL SURGERY) SUPPLEMENTARY
13265 | 4215220012400 | MOUTH GUARD MATERIAL HARD SQUARE CLEAR SHEET 1.0 X 125 MM | DENTAL SUPPLIES (LABORATORY, IMPLANT AND MAXILLOFACIAL SURGERY) SUPPLEMENTARY
13266 | 4215220034700 | ZIRCONIUM DISC SUPER TRANSLUCENT 98 DIAMETER SIZE 12 SHADE BL1 | DENTAL SUPPLIES (LABORATORY, IMPLANT AND MAXILLOFACIAL SURGERY) SUPPLEMENTARY
13267 | 4215220012600 | MOUTH GUARD MATERIAL SOFT SQUARE CLEAR SHEET 2.0 X 125 MM | DENTAL SUPPLIES (LABORATORY, IMPLANT AND MAXILLOFACIAL SURGERY) SUPPLEMENTARY
13268 | 4215220012800 | MOUTH GUARD MATERIAL SOFT SQUARE CLEAR SHEET 1.0 X 125 MM | DENTAL SUPPLIES (LABORATORY, IMPLANT AND MAXILLOFACIAL SURGERY) SUPPLEMENTARY
13269 | 4215210000600 | CIRCLE VACUUM FORM CLEAR PLASTIC SHEET FOR DENTAL ORTHO ALIGNER DIAMETER 125 THICKNESS 1.00MM | DENTAL SUPPLIES (LABORATORY, IMPLANT AND MAXILLOFACIAL SURGERY) SUPPLEMENTARY
13270 | 4215220034900 | ZIRCONIUM DISC SUPER TRANSLUCENT 98 DIAMETER SIZE 12 SHADE BL3 | DENTAL SUPPLIES (LABORATORY, IMPLANT AND MAXILLOFACIAL SURGERY) SUPPLEMENTARY
13271 | 4215220035100 | ZIRCONIUM DISC SUPER TRANSLUCENT 98 DIAMETER SIZE 12 SHADE C1 | DENTAL SUPPLIES (LABORATORY, IMPLANT AND MAXILLOFACIAL SURGERY) SUPPLEMENTARY
13272 | 4215220035200 | ZIRCONIUM DISC SUPER TRANSLUCENT 98 DIAMETER SIZE 12 SHADE C2 | DENTAL SUPPLIES (LABORATORY, IMPLANT AND MAXILLOFACIAL SURGERY) SUPPLEMENTARY
13273 | 4215220035300 | ZIRCONIUM DISC SUPER TRANSLUCENT 98 DIAMETER SIZE 12 SHADE C3 | DENTAL SUPPLIES (LABORATORY, IMPLANT AND MAXILLOFACIAL SURGERY) SUPPLEMENTARY
13274 | 4215220035400 | ZIRCONIUM DISC SUPER TRANSLUCENT 98 DIAMETER SIZE 12 SHADE C4 | DENTAL SUPPLIES (LABORATORY, IMPLANT AND MAXILLOFACIAL SURGERY) SUPPLEMENTARY
13275 | 4215220035500 | ZIRCONIUM DISC SUPER TRANSLUCENT 98 DIAMETER SIZE 12 SHADE D2 | DENTAL SUPPLIES (LABORATORY, IMPLANT AND MAXILLOFACIAL SURGERY) SUPPLEMENTARY
13276 | 4215220035600 | ZIRCONIUM DISC SUPER TRANSLUCENT 98 DIAMETER SIZE 12 SHADE D3 | DENTAL SUPPLIES (LABORATORY, IMPLANT AND MAXILLOFACIAL SURGERY) SUPPLEMENTARY
13277 | 4215220035700 | ZIRCONIUM DISC SUPER TRANSLUCENT 98 DIAMETER SIZE 12 SHADE D4 | DENTAL SUPPLIES (LABORATORY, IMPLANT AND MAXILLOFACIAL SURGERY) SUPPLEMENTARY
13278 | 4215220035800 | ZIRCONIUM DISC SUPER TRANSLUCENT 98 DIAMETER SIZE 14 SHADE A1 | DENTAL SUPPLIES (LABORATORY, IMPLANT AND MAXILLOFACIAL SURGERY) SUPPLEMENTARY
13279 | 4215220035900 | ZIRCONIUM DISC SUPER TRANSLUCENT 98 DIAMETER SIZE 14 SHADE A2 | DENTAL SUPPLIES (LABORATORY, IMPLANT AND MAXILLOFACIAL SURGERY) SUPPLEMENTARY
13280 | 4215220036000 | ZIRCONIUM DISC SUPER TRANSLUCENT 98 DIAMETER SIZE 14 SHADE A3 | DENTAL SUPPLIES (LABORATORY, IMPLANT AND MAXILLOFACIAL SURGERY) SUPPLEMENTARY
13281 | 4215220036100 | ZIRCONIUM DISC SUPER TRANSLUCENT 98 DIAMETER SIZE 14 SHADE A4 | DENTAL SUPPLIES (LABORATORY, IMPLANT AND MAXILLOFACIAL SURGERY) SUPPLEMENTARY
13282 | 4215220036200 | ZIRCONIUM DISC SUPER TRANSLUCENT 98 DIAMETER SIZE 14 SHADE B1 | DENTAL SUPPLIES (LABORATORY, IMPLANT AND MAXILLOFACIAL SURGERY) SUPPLEMENTARY
13283 | 4215220036300 | ZIRCONIUM DISC SUPER TRANSLUCENT 98 DIAMETER SIZE 14 SHADE B2 | DENTAL SUPPLIES (LABORATORY, IMPLANT AND MAXILLOFACIAL SURGERY) SUPPLEMENTARY
13284 | 4215220036400 | ZIRCONIUM DISC SUPER TRANSLUCENT 98 DIAMETER SIZE 14 SHADE B3 | DENTAL SUPPLIES (LABORATORY, IMPLANT AND MAXILLOFACIAL SURGERY) SUPPLEMENTARY
13285 | 4215220036500 | ZIRCONIUM DISC SUPER TRANSLUCENT 98 DIAMETER SIZE 14 SHADE B4 | DENTAL SUPPLIES (LABORATORY, IMPLANT AND MAXILLOFACIAL SURGERY) SUPPLEMENTARY
13286 | 4215220036600 | ZIRCONIUM DISC SUPER TRANSLUCENT 98 DIAMETER SIZE 14 SHADE BL1 | DENTAL SUPPLIES (LABORATORY, IMPLANT AND MAXILLOFACIAL SURGERY) SUPPLEMENTARY
13287 | 4215220036800 | ZIRCONIUM DISC SUPER TRANSLUCENT 98 DIAMETER SIZE 14 SHADE BL3 | DENTAL SUPPLIES (LABORATORY, IMPLANT AND MAXILLOFACIAL SURGERY) SUPPLEMENTARY
13288 | 4215220037000 | ZIRCONIUM DISC SUPER TRANSLUCENT 98 DIAMETER SIZE 14 SHADE C1 | DENTAL SUPPLIES (LABORATORY, IMPLANT AND MAXILLOFACIAL SURGERY) SUPPLEMENTARY
13289 | 4215220037100 | ZIRCONIUM DISC SUPER TRANSLUCENT 98 DIAMETER SIZE 14 SHADE C2 | DENTAL SUPPLIES (LABORATORY, IMPLANT AND MAXILLOFACIAL SURGERY) SUPPLEMENTARY
13290 | 4215220037200 | ZIRCONIUM DISC SUPER TRANSLUCENT 98 DIAMETER SIZE 14 SHADE C3 | DENTAL SUPPLIES (LABORATORY, IMPLANT AND MAXILLOFACIAL SURGERY) SUPPLEMENTARY
13291 | 4215220037300 | ZIRCONIUM DISC SUPER TRANSLUCENT 98 DIAMETER SIZE 14 SHADE C4 | DENTAL SUPPLIES (LABORATORY, IMPLANT AND MAXILLOFACIAL SURGERY) SUPPLEMENTARY
13292 | 4215220037400 | ZIRCONIUM DISC SUPER TRANSLUCENT 98 DIAMETER SIZE 14 SHADE D2 | DENTAL SUPPLIES (LABORATORY, IMPLANT AND MAXILLOFACIAL SURGERY) SUPPLEMENTARY
13293 | 4215220037500 | ZIRCONIUM DISC SUPER TRANSLUCENT 98 DIAMETER SIZE 14 SHADE D3 | DENTAL SUPPLIES (LABORATORY, IMPLANT AND MAXILLOFACIAL SURGERY) SUPPLEMENTARY
13294 | 4215220037600 | ZIRCONIUM DISC SUPER TRANSLUCENT 98 DIAMETER SIZE 14 SHADE D4 | DENTAL SUPPLIES (LABORATORY, IMPLANT AND MAXILLOFACIAL SURGERY) SUPPLEMENTARY
13295 | 4215220037700 | ZIRCONIUM DISC SUPER TRANSLUCENT 98 DIAMETER SIZE 16 SHADE A1 | DENTAL SUPPLIES (LABORATORY, IMPLANT AND MAXILLOFACIAL SURGERY) SUPPLEMENTARY
13296 | 4215220037800 | ZIRCONIUM DISC SUPER TRANSLUCENT 98 DIAMETER SIZE 16 SHADE A2 | DENTAL SUPPLIES (LABORATORY, IMPLANT AND MAXILLOFACIAL SURGERY) SUPPLEMENTARY
13297 | 4215220037900 | ZIRCONIUM DISC SUPER TRANSLUCENT 98 DIAMETER SIZE 16 SHADE A3 | DENTAL SUPPLIES (LABORATORY, IMPLANT AND MAXILLOFACIAL SURGERY) SUPPLEMENTARY
13298 | 4215220038000 | ZIRCONIUM DISC SUPER TRANSLUCENT 98 DIAMETER SIZE 16 SHADE A4 | DENTAL SUPPLIES (LABORATORY, IMPLANT AND MAXILLOFACIAL SURGERY) SUPPLEMENTARY
13299 | 4215220038100 | ZIRCONIUM DISC SUPER TRANSLUCENT 98 DIAMETER SIZE 16 SHADE B1 | DENTAL SUPPLIES (LABORATORY, IMPLANT AND MAXILLOFACIAL SURGERY) SUPPLEMENTARY
13300 | 4215220038200 | ZIRCONIUM DISC SUPER TRANSLUCENT 98 DIAMETER SIZE 16 SHADE B2 | DENTAL SUPPLIES (LABORATORY, IMPLANT AND MAXILLOFACIAL SURGERY) SUPPLEMENTARY
13301 | 4215220038300 | ZIRCONIUM DISC SUPER TRANSLUCENT 98 DIAMETER SIZE 16 SHADE B3 | DENTAL SUPPLIES (LABORATORY, IMPLANT AND MAXILLOFACIAL SURGERY) SUPPLEMENTARY
13302 | 4215220038400 | ZIRCONIUM DISC SUPER TRANSLUCENT 98 DIAMETER SIZE 16 SHADE B4 | DENTAL SUPPLIES (LABORATORY, IMPLANT AND MAXILLOFACIAL SURGERY) SUPPLEMENTARY
13303 | 4215220038500 | ZIRCONIUM DISC SUPER TRANSLUCENT 98 DIAMETER SIZE 16 SHADE BL1 | DENTAL SUPPLIES (LABORATORY, IMPLANT AND MAXILLOFACIAL SURGERY) SUPPLEMENTARY
13304 | 4215220038700 | ZIRCONIUM DISC SUPER TRANSLUCENT 98 DIAMETER SIZE 16 SHADE BL3 | DENTAL SUPPLIES (LABORATORY, IMPLANT AND MAXILLOFACIAL SURGERY) SUPPLEMENTARY
13305 | 4215220038900 | ZIRCONIUM DISC SUPER TRANSLUCENT 98 DIAMETER SIZE 16 SHADE C1 | DENTAL SUPPLIES (LABORATORY, IMPLANT AND MAXILLOFACIAL SURGERY) SUPPLEMENTARY
13306 | 4215220039000 | ZIRCONIUM DISC SUPER TRANSLUCENT 98 DIAMETER SIZE 16 SHADE C2 | DENTAL SUPPLIES (LABORATORY, IMPLANT AND MAXILLOFACIAL SURGERY) SUPPLEMENTARY
13307 | 4215220039100 | ZIRCONIUM DISC SUPER TRANSLUCENT 98 DIAMETER SIZE 16 SHADE C3 | DENTAL SUPPLIES (LABORATORY, IMPLANT AND MAXILLOFACIAL SURGERY) SUPPLEMENTARY
13308 | 4215220039200 | ZIRCONIUM DISC SUPER TRANSLUCENT 98 DIAMETER SIZE 16 SHADE C4 | DENTAL SUPPLIES (LABORATORY, IMPLANT AND MAXILLOFACIAL SURGERY) SUPPLEMENTARY
13309 | 4215220039300 | ZIRCONIUM DISC SUPER TRANSLUCENT 98 DIAMETER SIZE 16 SHADE D2 | DENTAL SUPPLIES (LABORATORY, IMPLANT AND MAXILLOFACIAL SURGERY) SUPPLEMENTARY
13310 | 4215220039400 | ZIRCONIUM DISC SUPER TRANSLUCENT 98 DIAMETER SIZE 16 SHADE D3 | DENTAL SUPPLIES (LABORATORY, IMPLANT AND MAXILLOFACIAL SURGERY) SUPPLEMENTARY
13311 | 4215220039500 | ZIRCONIUM DISC SUPER TRANSLUCENT 98 DIAMETER SIZE 16 SHADE D4 | DENTAL SUPPLIES (LABORATORY, IMPLANT AND MAXILLOFACIAL SURGERY) SUPPLEMENTARY
13312 | 4215220039600 | ZIRCONIUM DISC SUPER TRANSLUCENT 98 DIAMETER SIZE 18 SHADE A1 | DENTAL SUPPLIES (LABORATORY, IMPLANT AND MAXILLOFACIAL SURGERY) SUPPLEMENTARY
13313 | 4215220039700 | ZIRCONIUM DISC SUPER TRANSLUCENT 98 DIAMETER SIZE 18 SHADE A2 | DENTAL SUPPLIES (LABORATORY, IMPLANT AND MAXILLOFACIAL SURGERY) SUPPLEMENTARY
13314 | 4215220039800 | ZIRCONIUM DISC SUPER TRANSLUCENT 98 DIAMETER SIZE 18 SHADE A3 | DENTAL SUPPLIES (LABORATORY, IMPLANT AND MAXILLOFACIAL SURGERY) SUPPLEMENTARY
13315 | 4215220039900 | ZIRCONIUM DISC SUPER TRANSLUCENT 98 DIAMETER SIZE 18 SHADE A4 | DENTAL SUPPLIES (LABORATORY, IMPLANT AND MAXILLOFACIAL SURGERY) SUPPLEMENTARY
13316 | 4215220040000 | ZIRCONIUM DISC SUPER TRANSLUCENT 98 DIAMETER SIZE 18 SHADE B1 | DENTAL SUPPLIES (LABORATORY, IMPLANT AND MAXILLOFACIAL SURGERY) SUPPLEMENTARY
13317 | 4215220040100 | ZIRCONIUM DISC SUPER TRANSLUCENT 98 DIAMETER SIZE 18 SHADE B2 | DENTAL SUPPLIES (LABORATORY, IMPLANT AND MAXILLOFACIAL SURGERY) SUPPLEMENTARY
13318 | 4215220040200 | ZIRCONIUM DISC SUPER TRANSLUCENT 98 DIAMETER SIZE 18 SHADE B3 | DENTAL SUPPLIES (LABORATORY, IMPLANT AND MAXILLOFACIAL SURGERY) SUPPLEMENTARY
13319 | 4215220040300 | ZIRCONIUM DISC SUPER TRANSLUCENT 98 DIAMETER SIZE 18 SHADE B4 | DENTAL SUPPLIES (LABORATORY, IMPLANT AND MAXILLOFACIAL SURGERY) SUPPLEMENTARY
13320 | 4215220040400 | ZIRCONIUM DISC SUPER TRANSLUCENT 98 DIAMETER SIZE 18 SHADE BL1 | DENTAL SUPPLIES (LABORATORY, IMPLANT AND MAXILLOFACIAL SURGERY) SUPPLEMENTARY
13321 | 4215220040600 | ZIRCONIUM DISC SUPER TRANSLUCENT 98 DIAMETER SIZE 18 SHADE BL3 | DENTAL SUPPLIES (LABORATORY, IMPLANT AND MAXILLOFACIAL SURGERY) SUPPLEMENTARY
13322 | 4215220040800 | ZIRCONIUM DISC SUPER TRANSLUCENT 98 DIAMETER SIZE 18 SHADE C1 | DENTAL SUPPLIES (LABORATORY, IMPLANT AND MAXILLOFACIAL SURGERY) SUPPLEMENTARY
13323 | 4215220040900 | ZIRCONIUM DISC SUPER TRANSLUCENT 98 DIAMETER SIZE 18 SHADE C2 | DENTAL SUPPLIES (LABORATORY, IMPLANT AND MAXILLOFACIAL SURGERY) SUPPLEMENTARY
13324 | 4215220041000 | ZIRCONIUM DISC SUPER TRANSLUCENT 98 DIAMETER SIZE 18 SHADE C3 | DENTAL SUPPLIES (LABORATORY, IMPLANT AND MAXILLOFACIAL SURGERY) SUPPLEMENTARY
13325 | 4215220041100 | ZIRCONIUM DISC SUPER TRANSLUCENT 98 DIAMETER SIZE 18 SHADE C4 | DENTAL SUPPLIES (LABORATORY, IMPLANT AND MAXILLOFACIAL SURGERY) SUPPLEMENTARY
13326 | 4215220041200 | ZIRCONIUM DISC SUPER TRANSLUCENT 98 DIAMETER SIZE 18 SHADE D2 | DENTAL SUPPLIES (LABORATORY, IMPLANT AND MAXILLOFACIAL SURGERY) SUPPLEMENTARY
13327 | 4215220041300 | ZIRCONIUM DISC SUPER TRANSLUCENT 98 DIAMETER SIZE 18 SHADE D3 | DENTAL SUPPLIES (LABORATORY, IMPLANT AND MAXILLOFACIAL SURGERY) SUPPLEMENTARY
13328 | 4215220041400 | ZIRCONIUM DISC SUPER TRANSLUCENT 98 DIAMETER SIZE 18 SHADE D4 | DENTAL SUPPLIES (LABORATORY, IMPLANT AND MAXILLOFACIAL SURGERY) SUPPLEMENTARY
13329 | 4215220041500 | ZIRCONIUM DISC SUPER TRANSLUCENT 98 DIAMETER SIZE 20 SHADE A1 | DENTAL SUPPLIES (LABORATORY, IMPLANT AND MAXILLOFACIAL SURGERY) SUPPLEMENTARY
13330 | 4215220041600 | ZIRCONIUM DISC SUPER TRANSLUCENT 98 DIAMETER SIZE 20 SHADE A2 | DENTAL SUPPLIES (LABORATORY, IMPLANT AND MAXILLOFACIAL SURGERY) SUPPLEMENTARY
13331 | 4215220041700 | ZIRCONIUM DISC SUPER TRANSLUCENT 98 DIAMETER SIZE 20 SHADE A3 | DENTAL SUPPLIES (LABORATORY, IMPLANT AND MAXILLOFACIAL SURGERY) SUPPLEMENTARY
13332 | 4215220041800 | ZIRCONIUM DISC SUPER TRANSLUCENT 98 DIAMETER SIZE 20 SHADE A4 | DENTAL SUPPLIES (LABORATORY, IMPLANT AND MAXILLOFACIAL SURGERY) SUPPLEMENTARY
13333 | 4215220041900 | ZIRCONIUM DISC SUPER TRANSLUCENT 98 DIAMETER SIZE 20 SHADE B1 | DENTAL SUPPLIES (LABORATORY, IMPLANT AND MAXILLOFACIAL SURGERY) SUPPLEMENTARY
13334 | 4215220042000 | ZIRCONIUM DISC SUPER TRANSLUCENT 98 DIAMETER SIZE 20 SHADE B2 | DENTAL SUPPLIES (LABORATORY, IMPLANT AND MAXILLOFACIAL SURGERY) SUPPLEMENTARY
13335 | 4215220042100 | ZIRCONIUM DISC SUPER TRANSLUCENT 98 DIAMETER SIZE 20 SHADE B3 | DENTAL SUPPLIES (LABORATORY, IMPLANT AND MAXILLOFACIAL SURGERY) SUPPLEMENTARY
13336 | 4215220042200 | ZIRCONIUM DISC SUPER TRANSLUCENT 98 DIAMETER SIZE 20 SHADE B4 | DENTAL SUPPLIES (LABORATORY, IMPLANT AND MAXILLOFACIAL SURGERY) SUPPLEMENTARY
13337 | 4215220042300 | ZIRCONIUM DISC SUPER TRANSLUCENT 98 DIAMETER SIZE 20 SHADE BL1 | DENTAL SUPPLIES (LABORATORY, IMPLANT AND MAXILLOFACIAL SURGERY) SUPPLEMENTARY
13338 | 4215220042500 | ZIRCONIUM DISC SUPER TRANSLUCENT 98 DIAMETER SIZE 20 SHADE BL3 | DENTAL SUPPLIES (LABORATORY, IMPLANT AND MAXILLOFACIAL SURGERY) SUPPLEMENTARY
13339 | 4215220042700 | ZIRCONIUM DISC SUPER TRANSLUCENT 98 DIAMETER SIZE 20 SHADE C1 | DENTAL SUPPLIES (LABORATORY, IMPLANT AND MAXILLOFACIAL SURGERY) SUPPLEMENTARY
13340 | 4215220042800 | ZIRCONIUM DISC SUPER TRANSLUCENT 98 DIAMETER SIZE 20 SHADE C2 | DENTAL SUPPLIES (LABORATORY, IMPLANT AND MAXILLOFACIAL SURGERY) SUPPLEMENTARY
13341 | 4215220042900 | ZIRCONIUM DISC SUPER TRANSLUCENT 98 DIAMETER SIZE 20 SHADE C3 | DENTAL SUPPLIES (LABORATORY, IMPLANT AND MAXILLOFACIAL SURGERY) SUPPLEMENTARY
13342 | 4215220043000 | ZIRCONIUM DISC SUPER TRANSLUCENT 98 DIAMETER SIZE 20 SHADE C4 | DENTAL SUPPLIES (LABORATORY, IMPLANT AND MAXILLOFACIAL SURGERY) SUPPLEMENTARY
13343 | 4215220043100 | ZIRCONIUM DISC SUPER TRANSLUCENT 98 DIAMETER SIZE 20 SHADE D2 | DENTAL SUPPLIES (LABORATORY, IMPLANT AND MAXILLOFACIAL SURGERY) SUPPLEMENTARY
13344 | 4215220043200 | ZIRCONIUM DISC SUPER TRANSLUCENT 98 DIAMETER SIZE 20 SHADE D3 | DENTAL SUPPLIES (LABORATORY, IMPLANT AND MAXILLOFACIAL SURGERY) SUPPLEMENTARY
13345 | 4215220043300 | ZIRCONIUM DISC SUPER TRANSLUCENT 98 DIAMETER SIZE 20 SHADE D4 | DENTAL SUPPLIES (LABORATORY, IMPLANT AND MAXILLOFACIAL SURGERY) SUPPLEMENTARY
13346 | 4215221300000 | LARGE WAX GRID RETENTION (MESH) | DENTAL SUPPLIES (LABORATORY, IMPLANT AND MAXILLOFACIAL SURGERY) SUPPLEMENTARY
13347 | 4215221300200 | WAX PATTERN LINGUAL BAR NARROW | DENTAL SUPPLIES (LABORATORY, IMPLANT AND MAXILLOFACIAL SURGERY) SUPPLEMENTARY
13348 | 4215221300500 | WAX PATTERN RING CLASP | DENTAL SUPPLIES (LABORATORY, IMPLANT AND MAXILLOFACIAL SURGERY) SUPPLEMENTARY
13349 | 4215222200000 | CRUCIBLE RUBBER FORMER FOR 25-35 MM CASTING RING | DENTAL SUPPLIES (LABORATORY, IMPLANT AND MAXILLOFACIAL SURGERY) SUPPLEMENTARY
13350 | 4215222200100 | CRUCIBLE RUBBER FORMER FOR 40-50MM CASTING RING | DENTAL SUPPLIES (LABORATORY, IMPLANT AND MAXILLOFACIAL SURGERY) SUPPLEMENTARY
13351 | 4215222200300 | CRUCIBLE RUBBER FORMER FOR 75-85MM DIAM CASTING RING | DENTAL SUPPLIES (LABORATORY, IMPLANT AND MAXILLOFACIAL SURGERY) SUPPLEMENTARY
13352 | 4215223103100 | DENTAL TOOL COBALT-CHROMIUM / TITANIUM BLUE 0.6C FOR MILLING MACHINE DRILL - COMPATIBLE WITH HOSPITAL MACHINE | DENTAL SUPPLIES (LABORATORY, IMPLANT AND MAXILLOFACIAL SURGERY) SUPPLEMENTARY
13353 | 4215223103200 | DENTAL TOOL COBALT-CHROMIUM / TITANIUM BLUE 1.0C FOR MILLING MACHINE DRILL- COMPATIBLE WITH HOSPITAL MACHINE | DENTAL SUPPLIES (LABORATORY, IMPLANT AND MAXILLOFACIAL SURGERY) SUPPLEMENTARY
13354 | 4215223103300 | DENTAL TOOL COBALT-CHROMIUM / TITANIUM BLUE 1.5C FOR MILLING MACHINE DRILL- COMPATIBLE WITH HOSPITAL MACHINE | DENTAL SUPPLIES (LABORATORY, IMPLANT AND MAXILLOFACIAL SURGERY) SUPPLEMENTARY
13355 | 4215223103400 | DENTAL TOOL COBALT-CHROMIUM /TITANIUM BLUE 2.0C FOR MILLING MACHINE- COMPATIBLE WITH HOSPITAL MACHINE | DENTAL SUPPLIES (LABORATORY, IMPLANT AND MAXILLOFACIAL SURGERY) SUPPLEMENTARY
13356 | 4215223103500 | DENTAL TOOL GLASS-CERAMICS RED G0.5 FOR MILLING MACHINE DRILL- COMPATIBLE WITH HOSPITAL MACHINE | DENTAL SUPPLIES (LABORATORY, IMPLANT AND MAXILLOFACIAL SURGERY) SUPPLEMENTARY
13357 | 4215223103600 | DENTAL TOOL GLASS-CERAMICS RED G1.0 FOR MILLING MACHINE DRILL- COMPATIBLE WITH HOSPITAL MACHINE | DENTAL SUPPLIES (LABORATORY, IMPLANT AND MAXILLOFACIAL SURGERY) SUPPLEMENTARY
13358 | 4215223103700 | DENTAL TOOL GLASS-CERAMICS RED G2.0 FOR MILLING MACHINE DRILL- COMPATIBLE WITH HOSPITAL MACHINE | DENTAL SUPPLIES (LABORATORY, IMPLANT AND MAXILLOFACIAL SURGERY) SUPPLEMENTARY
13359 | 4215223103800 | DENTAL TOOL GLASS-CERAMICS RED G3.0 FOR MILLING MACHINE DRILL- COMPATIBLE WITH HOSPITAL MACHINE | DENTAL SUPPLIES (LABORATORY, IMPLANT AND MAXILLOFACIAL SURGERY) SUPPLEMENTARY
13360 | 4215223103900 | DENTAL TOOL PMMA/DCL GREEN 0.5C FOR MILLING MACHINE DRILL- COMPATIBLE WITH HOSPITAL MACHINE | DENTAL SUPPLIES (LABORATORY, IMPLANT AND MAXILLOFACIAL SURGERY) SUPPLEMENTARY
13361 | 4215223104000 | DENTAL TOOL PMMA/DCL GREEN 1.0C FOR MILLING MACHINE DRILL- COMPATIBLE WITH HOSPITAL MACHINE | DENTAL SUPPLIES (LABORATORY, IMPLANT AND MAXILLOFACIAL SURGERY) SUPPLEMENTARY
13362 | 4215223104100 | DENTAL TOOL PMMA/DCL GREEN 2.5C FOR MILLING MACHINE DRILL- COMPATIBLE WITH HOSPITAL MACHINE | DENTAL SUPPLIES (LABORATORY, IMPLANT AND MAXILLOFACIAL SURGERY) SUPPLEMENTARY
13363 | 4215223104200 | DENTAL TOOL PMMA/DCL GREEN 5.0 FOR MILLING MACHINE DRILL- COMPATIBLE WITH HOSPITAL MACHINE | DENTAL SUPPLIES (LABORATORY, IMPLANT AND MAXILLOFACIAL SURGERY) SUPPLEMENTARY
13364 | 4215223104300 | DENTAL TOOL PMMA/DCL GREEN F1.5 FOR MILLING MACHINE DRILL- COMPATIBLE WITH HOSPITAL MACHINE | DENTAL SUPPLIES (LABORATORY, IMPLANT AND MAXILLOFACIAL SURGERY) SUPPLEMENTARY
13365 | 4215223104400 | DENTAL TOOL WAX BLACK 0.5 FOR MILLING MACHINE DRILL- COMPATIBLE WITH HOSPITAL MACHINE | DENTAL SUPPLIES (LABORATORY, IMPLANT AND MAXILLOFACIAL SURGERY) SUPPLEMENTARY
13366 | 4215223104500 | DENTAL TOOL WAX BLACK 1.0 FOR MILLING MACHINE DRILL- COMPATIBLE WITH HOSPITAL MACHINE | DENTAL SUPPLIES (LABORATORY, IMPLANT AND MAXILLOFACIAL SURGERY) SUPPLEMENTARY
13367 | 4215223104600 | DENTAL TOOL WAX BLACK 2.5 FOR MILLING MACHINE DRILL- COMPATIBLE WITH HOSPITAL MACHINE | DENTAL SUPPLIES (LABORATORY, IMPLANT AND MAXILLOFACIAL SURGERY) SUPPLEMENTARY
13368 | 4215223104700 | DENTAL TOOL WAX BLACK 5.0 FOR MILLING MACHINE DRILL- COMPATIBLE WITH HOSPITAL MACHINE | DENTAL SUPPLIES (LABORATORY, IMPLANT AND MAXILLOFACIAL SURGERY) SUPPLEMENTARY
13369 | 4215223104800 | DENTAL TOOL WAX BLACK F1.5 FOR MILLING MACHINE DRILL- COMPATIBLE WITH HOSPITAL MACHINE | DENTAL SUPPLIES (LABORATORY, IMPLANT AND MAXILLOFACIAL SURGERY) SUPPLEMENTARY
13370 | 4215223104900 | DENTAL TOOL ZIRCONIUM OXIDE YELLOW 0.5 FOR MILLING MACHINE DRILL - COMPATIBLE WITH HOSPITAL MACHINE | DENTAL SUPPLIES (LABORATORY, IMPLANT AND MAXILLOFACIAL SURGERY) SUPPLEMENTARY
13371 | 4215223105000 | DENTAL TOOL ZIRCONIUM OXIDE YELLOW 0.5C FOR MILLING MACHINE DRILL - COMPATIBLE WITH HOSPITAL MACHINE | DENTAL SUPPLIES (LABORATORY, IMPLANT AND MAXILLOFACIAL SURGERY) SUPPLEMENTARY
13372 | 4215223105100 | DENTAL TOOL ZIRCONIUM OXIDE YELLOW 1.0 FOR MILLING MACHINE DRILL - COMPATIBLE WITH HOSPITAL MACHINE | DENTAL SUPPLIES (LABORATORY, IMPLANT AND MAXILLOFACIAL SURGERY) SUPPLEMENTARY
13373 | 4215223105200 | DENTAL TOOL ZIRCONIUM OXIDE YELLOW 1.0C FOR MILLING MACHINE DRILL - COMPATIBLE WITH HOSPITAL MACHINE | DENTAL SUPPLIES (LABORATORY, IMPLANT AND MAXILLOFACIAL SURGERY) SUPPLEMENTARY
13374 | 4215223105300 | DENTAL TOOL ZIRCONIUM OXIDE YELLOW 2.5 FOR MILLING MACHINE DRILL - COMPATIBLE WITH HOSPITAL MACHINE | DENTAL SUPPLIES (LABORATORY, IMPLANT AND MAXILLOFACIAL SURGERY) SUPPLEMENTARY
13375 | 4215223105400 | DENTAL TOOL ZIRCONIUM OXIDE YELLOW 2.5C FOR MILLING MACHINE DRILL - COMPATIBLE WITH HOSPITAL MACHINE | DENTAL SUPPLIES (LABORATORY, IMPLANT AND MAXILLOFACIAL SURGERY) SUPPLEMENTARY
13376 | 4215224101000 | DOWEL PINS SMALL SIZE WITH EFFECTIVE ANTI ROTATION WITH SLEEVES AND RUBBER CUP 1000/BOX | DENTAL SUPPLIES (LABORATORY, IMPLANT AND MAXILLOFACIAL SURGERY) SUPPLEMENTARY
13377 | 4215224101300 | DOUBLE DOWEL PINS REGULAR SIZE WITH EFFECTIVE ANTI ROTATION WITH SLEEVES AND RUBBER CUP 1000 /BOX | DENTAL SUPPLIES (LABORATORY, IMPLANT AND MAXILLOFACIAL SURGERY) SUPPLEMENTARY
13378 | 4215224101500 | MANDREL HOLDER FOR ENTRY CLOTH OR SANDPAPER SHANK DIAM 2.35 - 2.5 MM | DENTAL SUPPLIES (LABORATORY, IMPLANT AND MAXILLOFACIAL SURGERY) SUPPLEMENTARY
13379 | 4215241201200 | FINE STIPPLE CASTING WAX GREEN SHEETS OF 15 X 7.5 CM 0.6 MM THICK | DENTAL SUPPLIES (LABORATORY, IMPLANT AND MAXILLOFACIAL SURGERY) SUPPLEMENTARY
13380 | 4215241201400 | MEDIUM STIPPLE CASTING WAX GREEN SHEETS 0.6 MM THICK | DENTAL SUPPLIES (LABORATORY, IMPLANT AND MAXILLOFACIAL SURGERY) SUPPLEMENTARY
13381 | 4215241201800 | SMOOTH CASTING WAX GREEN SHEETS OF 15 X 7.5 CM/ 0.3 MM THICK | DENTAL SUPPLIES (LABORATORY, IMPLANT AND MAXILLOFACIAL SURGERY) SUPPLEMENTARY
13382 | 4215241202800 | PINK WAX - RIM HARD | DENTAL SUPPLIES (LABORATORY, IMPLANT AND MAXILLOFACIAL SURGERY) SUPPLEMENTARY
13383 | 4215241208000 | DENTAL CAD WAX BLUE THICKNESS 12MM 98.5MM - COMPATIBLE WITH HOSPITAL MACHINE | DENTAL SUPPLIES (LABORATORY, IMPLANT AND MAXILLOFACIAL SURGERY) SUPPLEMENTARY
13384 | 4215241208100 | DENTAL CAD WAX BLUE THICKNESS 20MM 98.5MM - COMPATIBLE WITH HOSPITAL MACHINE | DENTAL SUPPLIES (LABORATORY, IMPLANT AND MAXILLOFACIAL SURGERY) SUPPLEMENTARY
13385 | 4215241504300 | UNIVERSAL PORCELAIN COLOR STAIN AND GLAZE SYSTEM KIT | DENTAL SUPPLIES (LABORATORY, IMPLANT AND MAXILLOFACIAL SURGERY) SUPPLEMENTARY
13386 | 4215241597400 | BLOCK FOR ALL CERAMIC GLASS-CERAMIC LITHIUM DISILICATE (LS2) CAD MT (MEDIUM TRANSLUCENCY) SIZE C14 SHADE A1 COMPATIBLE WITH EACH HOSPITAL CONNECTOR | DENTAL SUPPLIES (LABORATORY, IMPLANT AND MAXILLOFACIAL SURGERY) SUPPLEMENTARY
13387 | 4215241597500 | BLOCK FOR ALL CERAMIC GLASS-CERAMIC LITHIUM DISILICATE (LS2) CAD MT (MEDIUM TRANSLUCENCY) SIZE C14 SHADE A2COMPATIBLE WITH EACH HOSPITAL CONNECTOR | DENTAL SUPPLIES (LABORATORY, IMPLANT AND MAXILLOFACIAL SURGERY) SUPPLEMENTARY
13388 | 4215241597600 | BLOCK FOR ALL CERAMIC GLASS-CERAMIC LITHIUM DISILICATE (LS2) CAD MT (MEDIUM TRANSLUCENCY) SIZE C14 SHADE A3COMPATIBLE WITH EACH HOSPITAL CONNECTOR | DENTAL SUPPLIES (LABORATORY, IMPLANT AND MAXILLOFACIAL SURGERY) SUPPLEMENTARY
13389 | 4215241597800 | BLOCK FOR ALL CERAMIC GLASS-CERAMIC LITHIUM DISILICATE (LS2) CAD MT (MEDIUM TRANSLUCENCY) SIZE C14 SHADE B1COMPATIBLE WITH EACH HOSPITAL CONNECTOR | DENTAL SUPPLIES (LABORATORY, IMPLANT AND MAXILLOFACIAL SURGERY) SUPPLEMENTARY
13390 | 4215241600400 | DENTAL CAD COCR4 (COBALT CHROMIUM) Ø98.5/ 10 MM- COMPATIBLE WITH HOSPITAL MACHINE | DENTAL SUPPLIES (LABORATORY, IMPLANT AND MAXILLOFACIAL SURGERY) SUPPLEMENTARY
13391 | 4215241600500 | DENTAL CAD COCR4 (COBALT CHROMIUM) Ø98.5/ 13.5 MM- COMPATIBLE WITH HOSPITAL MACHINE | DENTAL SUPPLIES (LABORATORY, IMPLANT AND MAXILLOFACIAL SURGERY) SUPPLEMENTARY
13392 | 4215241600600 | DENTAL CAD COCR4 (COBALT CHROMIUM) Ø98.5/ 18 MM- COMPATIBLE WITH HOSPITAL MACHINE | DENTAL SUPPLIES (LABORATORY, IMPLANT AND MAXILLOFACIAL SURGERY) SUPPLEMENTARY
13393 | 4215241600700 | DENTAL CAD COCR4 (COBALT CHROMIUM) Ø98.5/ 24.5 MM- COMPATIBLE WITH HOSPITAL MACHINE | DENTAL SUPPLIES (LABORATORY, IMPLANT AND MAXILLOFACIAL SURGERY) SUPPLEMENTARY
13394 | 4215241601100 | DENTAL CAD TI5 (TITANIUM ALLOY) Ø98.5/ 10 MM- COMPATIBLE WITH HOSPITAL MACHINE | DENTAL SUPPLIES (LABORATORY, IMPLANT AND MAXILLOFACIAL SURGERY) SUPPLEMENTARY
13395 | 4215241601200 | DENTAL CAD TI5 (TITANIUM ALLOY) Ø98.5/ 12 MM- COMPATIBLE WITH HOSPITAL MACHINE | DENTAL SUPPLIES (LABORATORY, IMPLANT AND MAXILLOFACIAL SURGERY) SUPPLEMENTARY
13396 | 4215241601300 | DENTAL CAD TI5 (TITANIUM ALLOY) Ø98.5/ 13.5 MM- COMPATIBLE WITH HOSPITAL MACHINE | DENTAL SUPPLIES (LABORATORY, IMPLANT AND MAXILLOFACIAL SURGERY) SUPPLEMENTARY
13397 | 4215241601400 | DENTAL CAD TI5 (TITANIUM ALLOY) Ø98.5/ 15 MM- COMPATIBLE WITH HOSPITAL MACHINE | DENTAL SUPPLIES (LABORATORY, IMPLANT AND MAXILLOFACIAL SURGERY) SUPPLEMENTARY
13398 | 4215241601500 | DENTAL CAD TI5 (TITANIUM ALLOY) Ø98.5/ 18 MM- COMPATIBLE WITH HOSPITAL MACHINE | DENTAL SUPPLIES (LABORATORY, IMPLANT AND MAXILLOFACIAL SURGERY) SUPPLEMENTARY
13399 | 4215241601600 | DENTAL CAD TI5 (TITANIUM ALLOY) Ø98.5/ 20 MM- COMPATIBLE WITH HOSPITAL MACHINE | DENTAL SUPPLIES (LABORATORY, IMPLANT AND MAXILLOFACIAL SURGERY) SUPPLEMENTARY
13400 | 4215241601700 | DENTAL CAD TI5 (TITANIUM ALLOY) Ø98.5/ 8 MM- COMPATIBLE WITH HOSPITAL MACHINE | DENTAL SUPPLIES (LABORATORY, IMPLANT AND MAXILLOFACIAL SURGERY) SUPPLEMENTARY
13401 | 4215242503300 | BIOCOMPATIBLE DENTAL PHOTO RESIN WITH CURING WAVELENGTH 380-405NM FOR DENTAL GINGIVA MASK/ PINK 1-2 LITER - COMPATIBLE WITH HOSPITAL MACHINE | DENTAL SUPPLIES (LABORATORY, IMPLANT AND MAXILLOFACIAL SURGERY) SUPPLEMENTARY
13402 | 4215242503900 | BIOCOMPATIBLE DENTAL PHOTO RESIN WITH CURING WAVELENGTH 380-405NM FOR DENTAL TRAY/ BLUE 1-2 LITER - COMPATIBLE WITH HOSPITAL MACHINE | DENTAL SUPPLIES (LABORATORY, IMPLANT AND MAXILLOFACIAL SURGERY) SUPPLEMENTARY
13403 | 4215242504400 | BIOCOMPATIBLE DENTAL PHOTO RESIN WITH CURING WAVELENGTH 380-405NM FOR TRY-IN/IN DIFFERENT SHADES 1-2 LITER - COMPATIBLE WITH HOSPITAL MACHINE | DENTAL SUPPLIES (LABORATORY, IMPLANT AND MAXILLOFACIAL SURGERY) SUPPLEMENTARY
13404 | 4215242504600 | DENTAL PHOTO RESIN WITH CURING WAVELENGTH 380-405NM FOR DENTAL MODEL WHITE 1-2 LITER -COMPATIBLE WITH HOSPITAL MACHINE | DENTAL SUPPLIES (LABORATORY, IMPLANT AND MAXILLOFACIAL SURGERY) SUPPLEMENTARY
13405 | 4215245800600 | DIE SPACER SILVER + THINNER | DENTAL SUPPLIES (LABORATORY, IMPLANT AND MAXILLOFACIAL SURGERY) SUPPLEMENTARY
13406 | 4215245800700 | DIE SPACER GOLDEN + THINNER | DENTAL SUPPLIES (LABORATORY, IMPLANT AND MAXILLOFACIAL SURGERY) SUPPLEMENTARY
13407 | 4215246300800 | UNDERCUT WAX MATERIAL | DENTAL SUPPLIES (LABORATORY, IMPLANT AND MAXILLOFACIAL SURGERY) SUPPLEMENTARY
13408 | 4215247000100 | ORTHODONTIC RESIN KIT COLORED CONTAINS THE FOLLOWING POWDER (CLEAR COLOR) COLORED MONOMER WITH AT LEAST 5 COLORS ONE OF THEM IS CLEAR COLOR | DENTAL SUPPLIES (LABORATORY, IMPLANT AND MAXILLOFACIAL SURGERY) SUPPLEMENTARY
13409 | 4215247500300 | INVESTMENT MATERIAL CARBON FREE PHOSPHATE BONDED WITH MEASURE TUBE RANGE OF 150 NON ASBESTOS LINER WITH LIQUID FOR CROWN AND BRIDGE FOR NON PRECIOUS CERAMIC ALLOYS | DENTAL SUPPLIES (LABORATORY, IMPLANT AND MAXILLOFACIAL SURGERY) SUPPLEMENTARY
13410 | 4215247504700 | DENTAL TOOL COBALT-CHROMIUM / TITANIUM BLUE T3.0C FOR MILLING MACHINE DRILL - COMPATIBLE WITH HOSPITAL MACHINE | DENTAL SUPPLIES (LABORATORY, IMPLANT AND MAXILLOFACIAL SURGERY) SUPPLEMENTARY
13411 | 4215247504800 | DENTAL TOOL COBALT-CHROMIUM / TITANIUM BLUE 3.0C FOR MILLING MACHINE DRILL - COMPATIBLE WITH HOSPITAL MACHINE | DENTAL SUPPLIES (LABORATORY, IMPLANT AND MAXILLOFACIAL SURGERY) SUPPLEMENTARY
13412 | 4215247511500 | SILICONE RING WITH BASE FORMER 200G FOR ALL CERAMIC SYSTEM | DENTAL SUPPLIES (LABORATORY, IMPLANT AND MAXILLOFACIAL SURGERY) SUPPLEMENTARY
13413 | 4215247900100 | CHROME COBALT ALLOY NICKEL AND BERYLLIUM FREE 1 KG | DENTAL SUPPLIES (LABORATORY, IMPLANT AND MAXILLOFACIAL SURGERY) SUPPLEMENTARY
13414 | 4215247900400 | NON - PRECIOUS ALLOY FOR METAL TO CERAMIC WORK BERYLLIUM FREE 1 KG | DENTAL SUPPLIES (LABORATORY, IMPLANT AND MAXILLOFACIAL SURGERY) SUPPLEMENTARY
13415 | 4215251600600 | RUBBER SILICONE PLASTER MIXING BOWL SIZE MEDIUM | DENTAL SUPPLIES (LABORATORY, IMPLANT AND MAXILLOFACIAL SURGERY) SUPPLEMENTARY
13416 | 4215251600700 | RUBBER SILICONE PLASTER MIXING BOWL SIZE LARGE | DENTAL SUPPLIES (LABORATORY, IMPLANT AND MAXILLOFACIAL SURGERY) SUPPLEMENTARY
13417 | 4215251600900 | RUBBER SILICONE PLASTER MIXING BOWL SIZE SMALL | DENTAL SUPPLIES (LABORATORY, IMPLANT AND MAXILLOFACIAL SURGERY) SUPPLEMENTARY
13418 | 4215260000000 | WAX TERMINAL BORDER STRIP WITH RETENTION | DENTAL SUPPLIES (LABORATORY, IMPLANT AND MAXILLOFACIAL SURGERY) SUPPLEMENTARY
13419 | 4215270500100 | PREFABRICATED BALL ENDED CLASPS FOR PARTIAL DENTURES AND SPLINTS ASSORTED DIAMETER | DENTAL SUPPLIES (LABORATORY, IMPLANT AND MAXILLOFACIAL SURGERY) SUPPLEMENTARY
13420 | 4215291700600 | 2PCS/SET DENTAL EXTRAORAL SUCTION UNIT HEPA HIGH PRECISION FILTER FILTERING EFFICIENCY IS AS HIGH AS 99.9% HEPA GRADE IS(H) VENDOR CAN SPECIFY COMPATIBLE WITH EACH HOSPITAL MACHINE | DENTAL SUPPLIES (LABORATORY, IMPLANT AND MAXILLOFACIAL SURGERY) SUPPLEMENTARY
13421 | 4215291700700 | 2PCS/SET DENTAL EXTRAORAL SUCTION UNIT HEPA HIGH PRECISION FILTER FILTERING EFFICIENCY IS AS HIGH AS 99.9% PRE FINE FILTER GRADE IS(H) VENDOR CAN SPECIFY COMPATIBLE WITH EACH HOSPITAL MACHINE | DENTAL SUPPLIES (LABORATORY, IMPLANT AND MAXILLOFACIAL SURGERY) SUPPLEMENTARY
13422 | 4224200029100 | SUPER TRANSLUCENT COLOR LIQUID SET (CLASSIC SHADES) | DENTAL SUPPLIES (LABORATORY, IMPLANT AND MAXILLOFACIAL SURGERY) SUPPLEMENTARY
13423 | 4229170102300 | TWIST DRILL FOR RESORBABLE PLATES (ASSORTED SIZE AND DIAMETER) | DENTAL SUPPLIES (LABORATORY, IMPLANT AND MAXILLOFACIAL SURGERY) SUPPLEMENTARY
13424 | 4215241595800 | BLOCK FOR ALL CERAMIC GLASS-CERAMIC LITHIUM DISILICATE (LS2) CAD LT (LOW TRANSLUCENCY) SIZE I12 SHADE D4 COMPATIBLE WITH EACH HOSPITAL CONNECTOR | DENTAL SUPPLIES (LABORATORY, IMPLANT AND MAXILLOFACIAL SURGERY) SUPPLEMENTARY
13425 | 4215241595700 | BLOCK FOR ALL CERAMIC GLASS-CERAMIC LITHIUM DISILICATE (LS2) CAD LT (LOW TRANSLUCENCY) SIZE I12 SHADE D3 COMPATIBLE WITH EACH HOSPITAL CONNECTOR | DENTAL SUPPLIES (LABORATORY, IMPLANT AND MAXILLOFACIAL SURGERY) SUPPLEMENTARY
13426 | 4215241595600 | BLOCK FOR ALL CERAMIC GLASS-CERAMIC LITHIUM DISILICATE (LS2) CAD LT (LOW TRANSLUCENCY) SIZE I12 SHADE D2 COMPATIBLE WITH EACH HOSPITAL CONNECTOR | DENTAL SUPPLIES (LABORATORY, IMPLANT AND MAXILLOFACIAL SURGERY) SUPPLEMENTARY
13427 | 4215241595500 | BLOCK FOR ALL CERAMIC GLASS-CERAMIC LITHIUM DISILICATE (LS2) CAD LT (LOW TRANSLUCENCY) SIZE I12 SHADE C4 COMPATIBLE WITH EACH HOSPITAL CONNECTOR | DENTAL SUPPLIES (LABORATORY, IMPLANT AND MAXILLOFACIAL SURGERY) SUPPLEMENTARY
13428 | 4215241595400 | BLOCK FOR ALL CERAMIC GLASS-CERAMIC LITHIUM DISILICATE (LS2) CAD LT (LOW TRANSLUCENCY) SIZE I12 SHADE C3 COMPATIBLE WITH EACH HOSPITAL CONNECTOR | DENTAL SUPPLIES (LABORATORY, IMPLANT AND MAXILLOFACIAL SURGERY) SUPPLEMENTARY
13429 | 4215241595300 | BLOCK FOR ALL CERAMIC GLASS-CERAMIC LITHIUM DISILICATE (LS2) CAD LT (LOW TRANSLUCENCY) SIZE I12 SHADE C2 COMPATIBLE WITH EACH HOSPITAL CONNECTOR | DENTAL SUPPLIES (LABORATORY, IMPLANT AND MAXILLOFACIAL SURGERY) SUPPLEMENTARY
13430 | 4215241595200 | BLOCK FOR ALL CERAMIC GLASS-CERAMIC LITHIUM DISILICATE (LS2) CAD LT (LOW TRANSLUCENCY) SIZE I12 SHADE C1 COMPATIBLE WITH EACH HOSPITAL CONNECTOR | DENTAL SUPPLIES (LABORATORY, IMPLANT AND MAXILLOFACIAL SURGERY) SUPPLEMENTARY
13431 | 4215241595100 | BLOCK FOR ALL CERAMIC GLASS-CERAMIC LITHIUM DISILICATE (LS2) CAD LT (LOW TRANSLUCENCY) SIZE I12 SHADE B4 COMPATIBLE WITH EACH HOSPITAL CONNECTOR | DENTAL SUPPLIES (LABORATORY, IMPLANT AND MAXILLOFACIAL SURGERY) SUPPLEMENTARY
13432 | 4215241595000 | BLOCK FOR ALL CERAMIC GLASS-CERAMIC LITHIUM DISILICATE (LS2) CAD LT (LOW TRANSLUCENCY) SIZE I12 SHADE B3 COMPATIBLE WITH EACH HOSPITAL CONNECTOR | DENTAL SUPPLIES (LABORATORY, IMPLANT AND MAXILLOFACIAL SURGERY) SUPPLEMENTARY
13433 | 4215241594900 | BLOCK FOR ALL CERAMIC GLASS-CERAMIC LITHIUM DISILICATE (LS2) CAD LT (LOW TRANSLUCENCY) SIZE I12 SHADE B2 COMPATIBLE WITH EACH HOSPITAL CONNECTOR | DENTAL SUPPLIES (LABORATORY, IMPLANT AND MAXILLOFACIAL SURGERY) SUPPLEMENTARY
13434 | 4215241594800 | BLOCK FOR ALL CERAMIC GLASS-CERAMIC LITHIUM DISILICATE (LS2) CAD LT (LOW TRANSLUCENCY) SIZE I12 SHADE B1 COMPATIBLE WITH EACH HOSPITAL CONNECTOR | DENTAL SUPPLIES (LABORATORY, IMPLANT AND MAXILLOFACIAL SURGERY) SUPPLEMENTARY
13435 | 4215241594700 | BLOCK FOR ALL CERAMIC GLASS-CERAMIC LITHIUM DISILICATE (LS2) CAD LT (LOW TRANSLUCENCY) SIZE I12 SHADE A4 COMPATIBLE WITH EACH HOSPITAL CONNECTOR | DENTAL SUPPLIES (LABORATORY, IMPLANT AND MAXILLOFACIAL SURGERY) SUPPLEMENTARY
13436 | 4215241594600 | BLOCK FOR ALL CERAMIC GLASS-CERAMIC LITHIUM DISILICATE (LS2) CAD LT (LOW TRANSLUCENCY) SIZE I12 SHADE A3 COMPATIBLE WITH EACH HOSPITAL CONNECTOR | DENTAL SUPPLIES (LABORATORY, IMPLANT AND MAXILLOFACIAL SURGERY) SUPPLEMENTARY
13437 | 4215241594500 | BLOCK FOR ALL CERAMIC GLASS-CERAMIC LITHIUM DISILICATE (LS2) CAD LT (LOW TRANSLUCENCY) SIZE I12 SHADE A2 COMPATIBLE WITH EACH HOSPITAL CONNECTOR | DENTAL SUPPLIES (LABORATORY, IMPLANT AND MAXILLOFACIAL SURGERY) SUPPLEMENTARY
13438 | 4215241594400 | BLOCK FOR ALL CERAMIC GLASS-CERAMIC LITHIUM DISILICATE (LS2) CAD LT (LOW TRANSLUCENCY) SIZE I12 SHADE A1 COMPATIBLE WITH EACH HOSPITAL CONNECTOR | DENTAL SUPPLIES (LABORATORY, IMPLANT AND MAXILLOFACIAL SURGERY) SUPPLEMENTARY
13439 | 4215241592600 | BLOCK FOR ALL CERAMIC GLASS-CERAMIC LITHIUM DISILICATE (LS2) CAD LT (LOW TRANSLUCENCY) SIZE B32 SHADE D2 COMPATIBLE WITH EACH HOSPITAL CONNECTOR | DENTAL SUPPLIES (LABORATORY, IMPLANT AND MAXILLOFACIAL SURGERY) SUPPLEMENTARY
13440 | 4215241592300 | BLOCK FOR ALL CERAMIC GLASS-CERAMIC LITHIUM DISILICATE (LS2) CAD LT (LOW TRANSLUCENCY) SIZE B32 SHADE C2 COMPATIBLE WITH EACH HOSPITAL CONNECTOR | DENTAL SUPPLIES (LABORATORY, IMPLANT AND MAXILLOFACIAL SURGERY) SUPPLEMENTARY
13441 | 4215241592200 | BLOCK FOR ALL CERAMIC GLASS-CERAMIC LITHIUM DISILICATE (LS2) CAD LT (LOW TRANSLUCENCY) SIZE B32 SHADE C1 COMPATIBLE WITH EACH HOSPITAL CONNECTOR | DENTAL SUPPLIES (LABORATORY, IMPLANT AND MAXILLOFACIAL SURGERY) SUPPLEMENTARY
13442 | 4215241591900 | BLOCK FOR ALL CERAMIC GLASS-CERAMIC LITHIUM DISILICATE (LS2) CAD LT (LOW TRANSLUCENCY) SIZE B32 SHADE B2 COMPATIBLE WITH EACH HOSPITAL CONNECTOR | DENTAL SUPPLIES (LABORATORY, IMPLANT AND MAXILLOFACIAL SURGERY) SUPPLEMENTARY
13443 | 4215241591800 | BLOCK FOR ALL CERAMIC GLASS-CERAMIC LITHIUM DISILICATE (LS2) CAD LT (LOW TRANSLUCENCY) SIZE B32 SHADE B1 COMPATIBLE WITH EACH HOSPITAL CONNECTOR | DENTAL SUPPLIES (LABORATORY, IMPLANT AND MAXILLOFACIAL SURGERY) SUPPLEMENTARY
13444 | 4215241591600 | BLOCK FOR ALL CERAMIC GLASS-CERAMIC LITHIUM DISILICATE (LS2) CAD LT (LOW TRANSLUCENCY) SIZE B32 SHADE A3 COMPATIBLE WITH EACH HOSPITAL CONNECTOR | DENTAL SUPPLIES (LABORATORY, IMPLANT AND MAXILLOFACIAL SURGERY) SUPPLEMENTARY
13445 | 4215241591500 | BLOCK FOR ALL CERAMIC GLASS-CERAMIC LITHIUM DISILICATE (LS2) CAD LT (LOW TRANSLUCENCY) SIZE B32 SHADE A2 COMPATIBLE WITH EACH HOSPITAL CONNECTOR | DENTAL SUPPLIES (LABORATORY, IMPLANT AND MAXILLOFACIAL SURGERY) SUPPLEMENTARY
13446 | 4215241591400 | BLOCK FOR ALL CERAMIC GLASS-CERAMIC LITHIUM DISILICATE (LS2) CAD LT (LOW TRANSLUCENCY) SIZE B32 SHADE A1COMPATIBLE WITH EACH HOSPITAL CONNECTOR | DENTAL SUPPLIES (LABORATORY, IMPLANT AND MAXILLOFACIAL SURGERY) SUPPLEMENTARY
13447 | 4215247503800 | BLOCK FOR ALL CERAMIC GLASS-CERAMIC LITHIUM DISILICATE (LS2) CAD SIZE C14 SHADE OPAL2 OR EQUIVALENT COMPATIBLE WITH EACH HOSPITAL CONNECTOR | DENTAL SUPPLIES (LABORATORY, IMPLANT AND MAXILLOFACIAL SURGERY) SUPPLEMENTARY
13448 | 4215247503900 | BLOCK FOR ALL CERAMIC GLASS-CERAMIC LITHIUM DISILICATE (LS2) CAD SIZE C14 SHADE OPAL1 OR EQUIVALENT COMPATIBLE WITH EACH HOSPITAL CONNECTOR | DENTAL SUPPLIES (LABORATORY, IMPLANT AND MAXILLOFACIAL SURGERY) SUPPLEMENTARY
13449 | 4215161021500 | BLOCK FOR COMPOSITE RESIN CAD LT SIZE C14 SHADE A2 COMPATIBLE WITH EACH HOSPITAL CONNECTOR | DENTAL SUPPLIES (LABORATORY, IMPLANT AND MAXILLOFACIAL SURGERY) SUPPLEMENTARY
13450 | 4215161021400 | BLOCK FOR COMPOSITE RESIN CAD LT SIZE C14 SHADE A1 COMPATIBLE WITH EACH HOSPITAL CONNECTOR | DENTAL SUPPLIES (LABORATORY, IMPLANT AND MAXILLOFACIAL SURGERY) SUPPLEMENTARY
13451 | 4215241604900 | INGOTS GLASS-CERAMIC 'LITHIUM DISILICATE' PRESS LT (LOW TRANSLUCENCY) SHADE D4 | DENTAL SUPPLIES (LABORATORY, IMPLANT AND MAXILLOFACIAL SURGERY) SUPPLEMENTARY
13452 | 4215241604800 | INGOTS GLASS-CERAMIC 'LITHIUM DISILICATE' PRESS LT (LOW TRANSLUCENCY) SHADE C4 | DENTAL SUPPLIES (LABORATORY, IMPLANT AND MAXILLOFACIAL SURGERY) SUPPLEMENTARY
13453 | 4215241604700 | INGOTS GLASS-CERAMIC 'LITHIUM DISILICATE' PRESS LT (LOW TRANSLUCENCY) SHADE C3 | DENTAL SUPPLIES (LABORATORY, IMPLANT AND MAXILLOFACIAL SURGERY) SUPPLEMENTARY
13454 | 4215241604600 | INGOTS GLASS-CERAMIC 'LITHIUM DISILICATE' PRESS LT (LOW TRANSLUCENCY) SHADE C1 | DENTAL SUPPLIES (LABORATORY, IMPLANT AND MAXILLOFACIAL SURGERY) SUPPLEMENTARY
13455 | 4215241604500 | INGOTS GLASS-CERAMIC 'LITHIUM DISILICATE' PRESS LT (LOW TRANSLUCENCY) SHADE BL3 | DENTAL SUPPLIES (LABORATORY, IMPLANT AND MAXILLOFACIAL SURGERY) SUPPLEMENTARY
13456 | 4215241604400 | INGOTS GLASS-CERAMIC 'LITHIUM DISILICATE' PRESS LT (LOW TRANSLUCENCY) SHADE BL1 | DENTAL SUPPLIES (LABORATORY, IMPLANT AND MAXILLOFACIAL SURGERY) SUPPLEMENTARY
13457 | 4215241604300 | INGOTS GLASS-CERAMIC 'LITHIUM DISILICATE' PRESS LT (LOW TRANSLUCENCY) SHADE B4 | DENTAL SUPPLIES (LABORATORY, IMPLANT AND MAXILLOFACIAL SURGERY) SUPPLEMENTARY
13458 | 4215241604200 | INGOTS GLASS-CERAMIC 'LITHIUM DISILICATE' PRESS LT (LOW TRANSLUCENCY) SHADE B3 | DENTAL SUPPLIES (LABORATORY, IMPLANT AND MAXILLOFACIAL SURGERY) SUPPLEMENTARY
13459 | 4215241604100 | INGOTS GLASS-CERAMIC 'LITHIUM DISILICATE' PRESS LT (LOW TRANSLUCENCY)SHADE A4 | DENTAL SUPPLIES (LABORATORY, IMPLANT AND MAXILLOFACIAL SURGERY) SUPPLEMENTARY
13460 | 4215241604000 | INGOTS GLASS-CERAMIC 'LITHIUM DISILICATE' PRESS LT (LOW TRANSLUCENCY) SHADE A3 | DENTAL SUPPLIES (LABORATORY, IMPLANT AND MAXILLOFACIAL SURGERY) SUPPLEMENTARY
13461 | 4215220024200 | DISC PMMA FOR CAD- CAM 98.5MM THICKNESS 25MM LT BL3- COMPATIBLE WITH CENTER MACHINE | DENTAL SUPPLIES (LABORATORY, IMPLANT AND MAXILLOFACIAL SURGERY) SUPPLEMENTARY
13462 | 4215220024100 | DISC PMMA FOR CAD- CAM 98.5MM THICKNESS 25MM LT B2- COMPATIBLE WITH CENTER MACHINE | DENTAL SUPPLIES (LABORATORY, IMPLANT AND MAXILLOFACIAL SURGERY) SUPPLEMENTARY
13463 | 4215220024000 | DISC PMMA FOR CAD- CAM 98.5MM THICKNESS 25MM LT A3.5- COMPATIBLE WITH CENTER MACHINE | DENTAL SUPPLIES (LABORATORY, IMPLANT AND MAXILLOFACIAL SURGERY) SUPPLEMENTARY
13464 | 4215220023900 | DISC PMMA FOR CAD- CAM 98.5MM THICKNESS 25MM LT A3- COMPATIBLE WITH CENTER MACHINE | DENTAL SUPPLIES (LABORATORY, IMPLANT AND MAXILLOFACIAL SURGERY) SUPPLEMENTARY
13465 | 4215220023800 | DISC PMMA FOR CAD- CAM 98.5MM THICKNESS 25MM LT A2- COMPATIBLE WITH CENTER MACHINE | DENTAL SUPPLIES (LABORATORY, IMPLANT AND MAXILLOFACIAL SURGERY) SUPPLEMENTARY
13466 | 4215220023700 | DISC PMMA FOR CAD- CAM 98.5MM THICKNESS 25MM LT A1- COMPATIBLE WITH CENTER MACHINE | DENTAL SUPPLIES (LABORATORY, IMPLANT AND MAXILLOFACIAL SURGERY) SUPPLEMENTARY
13467 | 4215220023600 | DISC PMMA FOR CAD- CAM 98.5MM THICKNESS 20MM LT BL3- COMPATIBLE WITH CENTER MACHINE | DENTAL SUPPLIES (LABORATORY, IMPLANT AND MAXILLOFACIAL SURGERY) SUPPLEMENTARY
13468 | 4215220023500 | DISC PMMA FOR CAD- CAM 98.5MM THICKNESS 20MM LT B3- COMPATIBLE WITH CENTER MACHINE | DENTAL SUPPLIES (LABORATORY, IMPLANT AND MAXILLOFACIAL SURGERY) SUPPLEMENTARY
13469 | 4215220023400 | DISC PMMA FOR CAD- CAM 98.5MM THICKNESS 20MM LT B1- COMPATIBLE WITH CENTER MACHINE | DENTAL SUPPLIES (LABORATORY, IMPLANT AND MAXILLOFACIAL SURGERY) SUPPLEMENTARY
13470 | 4215220023300 | DISC PMMA FOR CAD- CAM 98.5MM THICKNESS 20MM LT A3.5- COMPATIBLE WITH CENTER MACHINE | DENTAL SUPPLIES (LABORATORY, IMPLANT AND MAXILLOFACIAL SURGERY) SUPPLEMENTARY
13471 | 4215220023200 | DISC PMMA FOR CAD- CAM 98.5MM THICKNESS 20MM LT A3- COMPATIBLE WITH CENTER MACHINE | DENTAL SUPPLIES (LABORATORY, IMPLANT AND MAXILLOFACIAL SURGERY) SUPPLEMENTARY
13472 | 4215220023100 | DISC PMMA FOR CAD- CAM 98.5MM THICKNESS 20MM LT A2- COMPATIBLE WITH CENTER MACHINE | DENTAL SUPPLIES (LABORATORY, IMPLANT AND MAXILLOFACIAL SURGERY) SUPPLEMENTARY
13473 | 4215220023000 | DISC PMMA FOR CAD- CAM 98.5MM THICKNESS 20MM LT A1- COMPATIBLE WITH CENTER MACHINE | DENTAL SUPPLIES (LABORATORY, IMPLANT AND MAXILLOFACIAL SURGERY) SUPPLEMENTARY
13474 | 4215220022900 | DISC PMMA FOR CAD- CAM 98.5MM THICKNESS 16MM LT BL3- COMPATIBLE WITH CENTER MACHINE | DENTAL SUPPLIES (LABORATORY, IMPLANT AND MAXILLOFACIAL SURGERY) SUPPLEMENTARY
13475 | 4215220022800 | DISC PMMA FOR CAD- CAM 98.5MM THICKNESS 16MM LT B3- COMPATIBLE WITH CENTER MACHINE | DENTAL SUPPLIES (LABORATORY, IMPLANT AND MAXILLOFACIAL SURGERY) SUPPLEMENTARY
13476 | 4215220022700 | DISC PMMA FOR CAD- CAM 98.5MM THICKNESS 16MM LT B1- COMPATIBLE WITH CENTER MACHINE | DENTAL SUPPLIES (LABORATORY, IMPLANT AND MAXILLOFACIAL SURGERY) SUPPLEMENTARY
13477 | 4215220022600 | DISC PMMA FOR CAD- CAM 98.5MM THICKNESS 16MM LT A3.5- COMPATIBLE WITH CENTER MACHINE | DENTAL SUPPLIES (LABORATORY, IMPLANT AND MAXILLOFACIAL SURGERY) SUPPLEMENTARY
13478 | 4215220022500 | DISC PMMA FOR CAD- CAM 98.5MM THICKNESS 16MM LT A3- COMPATIBLE WITH CENTER MACHINE | DENTAL SUPPLIES (LABORATORY, IMPLANT AND MAXILLOFACIAL SURGERY) SUPPLEMENTARY
13479 | 4215220022400 | DISC PMMA FOR CAD- CAM 98.5MM THICKNESS 16MM LT A2- COMPATIBLE WITH CENTER MACHINE | DENTAL SUPPLIES (LABORATORY, IMPLANT AND MAXILLOFACIAL SURGERY) SUPPLEMENTARY
13480 | 4215220022300 | DISC PMMA FOR CAD- CAM 98.5MM THICKNESS 16MM LT A1- COMPATIBLE WITH CENTER MACHINE | DENTAL SUPPLIES (LABORATORY, IMPLANT AND MAXILLOFACIAL SURGERY) SUPPLEMENTARY
13481 | 4229240200600 | SCREWDRIVER FOR DISTRACTORS (SIZE AND TYPE TO BE SPECIFIED) | DENTAL SUPPLIES (LABORATORY, IMPLANT AND MAXILLOFACIAL SURGERY) SUPPLEMENTARY
13482 | 4229240200700 | SCREWDRIVER TITANIUM FOR RESORBABLE PLATE (SIZE TO BE SPECIFIED) | DENTAL SUPPLIES (LABORATORY, IMPLANT AND MAXILLOFACIAL SURGERY) SUPPLEMENTARY
13483 | 4229240201500 | UNIVERSAL SCREWDRIVER REMOVAL KIT | DENTAL SUPPLIES (LABORATORY, IMPLANT AND MAXILLOFACIAL SURGERY) SUPPLEMENTARY
13484 | 4229310709000 | SET OF TWO FARABEUF CHEEK RETRACTOR STAINLESS STEEL DOUBLE ENDED TWO DIFFERENT BLADE LENGTH | DENTAL SUPPLIES (LABORATORY, IMPLANT AND MAXILLOFACIAL SURGERY) SUPPLEMENTARY
13485 | 4229330100600 | DISTRACTOR TRANSVERSE PALATAL DEVICE DIFFERENT LENGTHS | DENTAL SUPPLIES (LABORATORY, IMPLANT AND MAXILLOFACIAL SURGERY) SUPPLEMENTARY
13486 | 4229330100900 | DISTRACTOR TITANIUM MINI PLATE INTRAORAL DEVICE FOR VERTICAL ALVEOLAR RIDGE DISTRACTION MINI PLATE AND SCREWS (5 7 9MM) LENGTH OF DISTRACTOR (10-15MM) | DENTAL SUPPLIES (LABORATORY, IMPLANT AND MAXILLOFACIAL SURGERY) SUPPLEMENTARY
13487 | 4229330101300 | DISTRACTOR MIDFACE LEFORT THREE AND MONOBLOC RIGHT DEVICE | DENTAL SUPPLIES (LABORATORY, IMPLANT AND MAXILLOFACIAL SURGERY) SUPPLEMENTARY
13488 | 4229330101500 | DISTRACTOR TITANIUM MICRO PLATE INTRAORAL DEVICE FOR VERTICAL ALVEOLAR RIDGE DISTRACTION MICRO PLATES AND SCREWS (5 7 9MM) LENGTH O F DISTRACTOR (10-15MM) | DENTAL SUPPLIES (LABORATORY, IMPLANT AND MAXILLOFACIAL SURGERY) SUPPLEMENTARY
13489 | 4229330102000 | DISTRACTOR MANDIBULAR EXTRAORAL KIT TITANIUM (PATIENT SCREWDRIVER SCREWDRIVER DRILL BIT PLATE HOLDER AND POSITIONER MODELLING PLIER) | DENTAL SUPPLIES (LABORATORY, IMPLANT AND MAXILLOFACIAL SURGERY) SUPPLEMENTARY
13490 | 4229330103100 | SCREWS FOR EXTRAORAL DISTRACTOR (ASSORTED SIZE AND DIAMETER) | DENTAL SUPPLIES (LABORATORY, IMPLANT AND MAXILLOFACIAL SURGERY) SUPPLEMENTARY
13491 | 4229330103200 | TITANIUM PINS FOR INTRAORAL DISTRACTOR (SIZE/TYPE TO BE SPECIFIED) | DENTAL SUPPLIES (LABORATORY, IMPLANT AND MAXILLOFACIAL SURGERY) SUPPLEMENTARY
13492 | 4229330103700 | DISTRACTOR ALVEOLAR (VERTICAL) INTRAORAL STANDARD KIT (PATIENT SCREWDRIVER SCREWDRIVER DRILL BIT PLATE HOLDER AND POSITIONER MOD = ELLING PLIER) | DENTAL SUPPLIES (LABORATORY, IMPLANT AND MAXILLOFACIAL SURGERY) SUPPLEMENTARY
13493 | 4229330103800 | DISTRACTOR MAXILLARY INTRAORAL DEVICE TITANIUM MINI PLATE (UNIDIRECTIONAL) RIGHT AND LEFT WITH SCREWS (5 7 9MM) | DENTAL SUPPLIES (LABORATORY, IMPLANT AND MAXILLOFACIAL SURGERY) SUPPLEMENTARY
13494 | 4229330104200 | DISTRACTOR MAXILLARY INTRAORAL KIT (PATIENT SCREWDRIVER SCREWDRIVER DRILL BIT PLATE HOLDER AND POSITIONER MODELLING PLIER) | DENTAL SUPPLIES (LABORATORY, IMPLANT AND MAXILLOFACIAL SURGERY) SUPPLEMENTARY
13495 | 4229330104600 | DISTRACTOR MIDFACE EXTRAORAL DEVICE | DENTAL SUPPLIES (LABORATORY, IMPLANT AND MAXILLOFACIAL SURGERY) SUPPLEMENTARY
13496 | 4229514315400 | COLORADO MICRODISSECTION NEEDLE MONOPOLAR ELECTRODE INSULATED WITH EXPOSED ULTRA-SHARP TUNGSTEN TIP | DENTAL SUPPLIES (LABORATORY, IMPLANT AND MAXILLOFACIAL SURGERY) SUPPLEMENTARY
13497 | 4229520906500 | CARBIDE DRILL FOR PINDEX UNIT 2.00 MM DIAMETER | DENTAL SUPPLIES (LABORATORY, IMPLANT AND MAXILLOFACIAL SURGERY) SUPPLEMENTARY
13498 | 4229610501800 | ANATOMICALLY PRE-CONTOURED TITANIUM MESH FOR CRANIAL REGION. EACH IMPLANT TO BE DELIVERED WITH DETACHABLE IDENTIFICATION TAG TO AID IN ORIENTATION . EACH IMPLANT TO BE CODED FOR ANTERIOR PARASAGITTAL SEGMENT | DENTAL SUPPLIES (LABORATORY, IMPLANT AND MAXILLOFACIAL SURGERY) SUPPLEMENTARY
13499 | 4229610501900 | ANATOMICALLY PRE-CONTOURED TITANIUM MESH FOR CRANIAL REGION. EACH IMPLANT TO BE DELIVERED WITH DETACHABLE IDENTIFICATION TAG TO AID IN ORIENTATION . EACH IMPLANT TO BE CODED FOR BIFRONTAL SEGMENT | DENTAL SUPPLIES (LABORATORY, IMPLANT AND MAXILLOFACIAL SURGERY) SUPPLEMENTARY
13500 | 4229610502100 | MESH ANATOMICALLY PRE-CONTOURED TITANIUM MESH FOR CRANIAL REGION. EACH IMPLANT TO BE DELIVERED WITH DETACHABLE IDENTIFICATION TAG T O AID IN ORIENTATION . EACH IMPLANT TO BE CODED FOR PARIETAL SEGMENT LEFT | DENTAL SUPPLIES (LABORATORY, IMPLANT AND MAXILLOFACIAL SURGERY) SUPPLEMENTARY
13501 | 4215248002500 | DENTAL LAB PUTTY BASE | DENTAL SUPPLIES (LABORATORY, IMPLANT AND MAXILLOFACIAL SURGERY) SUPPLEMENTARY
13502 | 4215248002400 | DENTAL LAB PUTTY ACTIVATOR/ CATALYST PASTE | DENTAL SUPPLIES (LABORATORY, IMPLANT AND MAXILLOFACIAL SURGERY) SUPPLEMENTARY
13503 | 4215220021600 | DENTAL ACRYLIC INJECTION HYBRID STANDARD KIT SHADE PINK-V COMPATIBLE WITH MACHINE CENTER | DENTAL SUPPLIES (LABORATORY, IMPLANT AND MAXILLOFACIAL SURGERY) SUPPLEMENTARY
13504 | 4215220021400 | DENTAL ACRYLIC INJECTION HYBRID STANDARD KIT SHADE PINK COMPATIBLE WITH MACHINE CENTER | DENTAL SUPPLIES (LABORATORY, IMPLANT AND MAXILLOFACIAL SURGERY) SUPPLEMENTARY
13505 | 4215220021300 | DENTAL ACRYLIC INJECTION HYBRID STANDARD KIT SHADE CLEAR COMPATIBLE WITH MACHINE CENTER | DENTAL SUPPLIES (LABORATORY, IMPLANT AND MAXILLOFACIAL SURGERY) SUPPLEMENTARY
13506 | 4215220021200 | DENTAL ACCESSORIES WAX COMPONENTS COMPATIBLE WITH MACHINE CENTER | DENTAL SUPPLIES (LABORATORY, IMPLANT AND MAXILLOFACIAL SURGERY) SUPPLEMENTARY
13507 | 4215211300200 | DENTAL ACRYLIC INJECTION SYSTEM HIGH IMPACT STANDARD KIT SHADE PINK COMPATIBLE WITH MACHINE CENTER | DENTAL SUPPLIES (LABORATORY, IMPLANT AND MAXILLOFACIAL SURGERY) SUPPLEMENTARY
13508 | 4215211300100 | DENTAL ACRYLIC INJECTION HIGH IMPACT STANDARD KIT SHADE PINK-V COMPATIBLE WITH MACHINE CENTER | DENTAL SUPPLIES (LABORATORY, IMPLANT AND MAXILLOFACIAL SURGERY) SUPPLEMENTARY
13509 | 4215211300000 | DENTAL ACRYLIC INJECTION HIGH IMPACT STANDARD KIT SHADE PINK-V IMPLANT COMPATIBLE WITH MACHINE CENTER | DENTAL SUPPLIES (LABORATORY, IMPLANT AND MAXILLOFACIAL SURGERY) SUPPLEMENTARY
13510 | 4215260601000 | PMMA CLEAR SPLINT THICKNESS 20MM 98.5MM - COMPATIBLE WITH CENTER MACHINE | DENTAL SUPPLIES (LABORATORY, IMPLANT AND MAXILLOFACIAL SURGERY) SUPPLEMENTARY
13511 | 4215245100400 | UTILITY WAX FOR BORDER MOLDING | DENTAL SUPPLIES (LABORATORY, IMPLANT AND MAXILLOFACIAL SURGERY) SUPPLEMENTARY
13512 | 4229610502300 | ANATOMICALLY PRE-CONTOURED TITANIUM MESH FOR CRANIAL REGION. EACH IMPLANT TO BE DELIVERED WITH DETACHABLE IDENTIFICATION TAG TO AID IN ORIENTATION . EACH IMPLANT TO BE CODED FOR POSTERIOR PARASAGITTAL SEGMENT | DENTAL SUPPLIES (LABORATORY, IMPLANT AND MAXILLOFACIAL SURGERY) SUPPLEMENTARY
13513 | 4229610502400 | ANATOMICALLY PRE-CONTOURED TITANIUM MESH FOR CRANIAL REGION. EACH IMPLANT TO BE DELIVERED WITH DETACHABLE IDENTIFICATION TAG TO AID IN ORIENTATION. EACH IMPLANT TO BE CODED FRONTOTEMPORAL PARASAGITTAL SEGMENT LEFT | DENTAL SUPPLIES (LABORATORY, IMPLANT AND MAXILLOFACIAL SURGERY) SUPPLEMENTARY
13514 | 4215150019700 | BUTANE GAS REFILL 250 ML OR 200 ML | DENTAL SUPPLIES (LABORATORY, IMPLANT AND MAXILLOFACIAL SURGERY) SUPPLEMENTARY
13515 | 4215247509500 | STAINLESS STEEL ROUND WIRE SIZE 0 020 20/STRAIGHT (20 / TUBE) | DENTAL SUPPLIES (LABORATORY, IMPLANT AND MAXILLOFACIAL SURGERY) SUPPLEMENTARY
13516 | 4215247510000 | STAINLESS STEEL ROUND WIRE SIZE 0 036 20/STRAIGHT (20 / TUBE) | DENTAL SUPPLIES (LABORATORY, IMPLANT AND MAXILLOFACIAL SURGERY) SUPPLEMENTARY
13517 | 4232150532100 | TMJ FRACTURE PLATE IN 3D DESIGN TMJ FRACTURE PLATE IN 3D DESIGN NON-LOCKING PLATE DESIGN WITH GLIDING HOLES TMJ FRACTURE PLATE IN 3D DESIGN LOCKING PLATE DESIGN COMPATIBLE WITH LOCKING AND NON LOCKING SCREWS | DENTAL SUPPLIES (LABORATORY, IMPLANT AND MAXILLOFACIAL SURGERY) SUPPLEMENTARY
13518 | 4215247511600 | DIVESTING LIQUID 1 L FOR ALL CERAMIC SYSTEM | DENTAL SUPPLIES (LABORATORY, IMPLANT AND MAXILLOFACIAL SURGERY) SUPPLEMENTARY
13519 | 4232150571600 | INSTRUMENTATION COMPLETE SET INCLUDING TWO SCREWDRIVER TIPS FOR RESORBABLE PLATE WITH COMPATIBLE CASE AND LID FOR STERILIZATION | DENTAL SUPPLIES (LABORATORY, IMPLANT AND MAXILLOFACIAL SURGERY) SUPPLEMENTARY
13520 | 4215247512700 | BLOCK FOR ALL CERAMIC GLASS-CERAMIC LITHIUM DISILICATE (LS2) CAD LT (LOW TRANSLUCENCY) SIZE C14 SHADE A3.5 COMPATIBLE WITH EACH HOSPITAL CONNECTOR | DENTAL SUPPLIES (LABORATORY, IMPLANT AND MAXILLOFACIAL SURGERY) SUPPLEMENTARY
13521 | 4215247512800 | BLOCK FOR ALL CERAMIC GLASS-CERAMIC LITHIUM DISILICATE (LS2) CAD LT (LOW TRANSLUCENCY) SIZE C14 SHADE BL1 COMPATIBLE WITH EACH HOSPITAL CONNECTOR | DENTAL SUPPLIES (LABORATORY, IMPLANT AND MAXILLOFACIAL SURGERY) SUPPLEMENTARY
13522 | 4215247512900 | BLOCK FOR ALL CERAMIC GLASS-CERAMIC LITHIUM DISILICATE (LS2) CAD LT (LOW TRANSLUCENCY) SIZE C14 SHADE BL2 COMPATIBLE WITH EACH HOSPITAL CONNECTOR | DENTAL SUPPLIES (LABORATORY, IMPLANT AND MAXILLOFACIAL SURGERY) SUPPLEMENTARY
13523 | 4215247513000 | BLOCK FOR ALL CERAMIC GLASS-CERAMIC LITHIUM DISILICATE (LS2) CAD LT (LOW TRANSLUCENCY) SIZE C14 SHADE BL3 COMPATIBLE WITH EACH HOSPITAL CONNECTOR | DENTAL SUPPLIES (LABORATORY, IMPLANT AND MAXILLOFACIAL SURGERY) SUPPLEMENTARY
13524 | 4215247513100 | BLOCK FOR ALL CERAMIC GLASS-CERAMIC LITHIUM DISILICATE (LS2) CAD LT (LOW TRANSLUCENCY) SIZE C14 SHADE BL4 COMPATIBLE WITH EACH HOSPITAL CONNECTOR | DENTAL SUPPLIES (LABORATORY, IMPLANT AND MAXILLOFACIAL SURGERY) SUPPLEMENTARY
13525 | 4215247513200 | BLOCK FOR ALL CERAMIC GLASS-CERAMIC LITHIUM DISILICATE (LS2) CAD LT (LOW TRANSLUCENCY) SIZE B32 SHADE BL2 COMPATIBLE WITH EACH HOSPITAL CONNECTOR | DENTAL SUPPLIES (LABORATORY, IMPLANT AND MAXILLOFACIAL SURGERY) SUPPLEMENTARY
13526 | 4215247513400 | BLOCK FOR ALL CERAMIC GLASS-CERAMIC LITHIUM DISILICATE (LS2) CAD HT (HIGH TRANSLUCENCY) SIZE C14 SHADE BL1 COMPATIBLE WITH EACH HOSPITAL CONNECTOR | DENTAL SUPPLIES (LABORATORY, IMPLANT AND MAXILLOFACIAL SURGERY) SUPPLEMENTARY
13527 | 4215247513800 | BLOCK FOR ALL CERAMIC GLASS-CERAMIC LITHIUM DISILICATE (LS2) CAD MO (MEDIUM OPACITY) SIZE C14 SHADE MO0 OR EQUIVALENT COMPATIBLE WITH EACH HOSPITAL CONNECTOR | DENTAL SUPPLIES (LABORATORY, IMPLANT AND MAXILLOFACIAL SURGERY) SUPPLEMENTARY
13528 | 4215241602400 | INGOTS GLASS-CERAMIC 'LITHIUM DISILICATE' PRESS LT (LOW TRANSLUCENCY) SHADE A1 | DENTAL SUPPLIES (LABORATORY, IMPLANT AND MAXILLOFACIAL SURGERY) SUPPLEMENTARY
13529 | 4215241602500 | INGOTS GLASS-CERAMIC 'LITHIUM DISILICATE' PRESS LT (LOW TRANSLUCENCY) SHADE A2 | DENTAL SUPPLIES (LABORATORY, IMPLANT AND MAXILLOFACIAL SURGERY) SUPPLEMENTARY
13530 | 4215247514000 | INGOTS GLASS-CERAMIC 'LITHIUM DISILICATE' PRESS LT (LOW TRANSLUCENCY) SHADE A3.5 | DENTAL SUPPLIES (LABORATORY, IMPLANT AND MAXILLOFACIAL SURGERY) SUPPLEMENTARY
13531 | 4215241602600 | INGOTS GLASS-CERAMIC 'LITHIUM DISILICATE' PRESS LT (LOW TRANSLUCENCY) SHADE B1 | DENTAL SUPPLIES (LABORATORY, IMPLANT AND MAXILLOFACIAL SURGERY) SUPPLEMENTARY
13532 | 4215241602700 | INGOTS GLASS-CERAMIC 'LITHIUM DISILICATE' PRESS LT (LOW TRANSLUCENCY) SHADE B2 | DENTAL SUPPLIES (LABORATORY, IMPLANT AND MAXILLOFACIAL SURGERY) SUPPLEMENTARY
13533 | 4215241602800 | INGOTS GLASS-CERAMIC 'LITHIUM DISILICATE' PRESS LT (LOW TRANSLUCENCY) SHADE D2 | DENTAL SUPPLIES (LABORATORY, IMPLANT AND MAXILLOFACIAL SURGERY) SUPPLEMENTARY
13534 | 4215247514900 | MOUTH GUARD MATERIAL HARD CIRCLE CLEAR SHEET 1.0X125MM | DENTAL SUPPLIES (LABORATORY, IMPLANT AND MAXILLOFACIAL SURGERY) SUPPLEMENTARY
13535 | 4215247515000 | MOUTH GUARD MATERIAL HARD CIRCLE CLEAR SHEET 2.0X125MM | DENTAL SUPPLIES (LABORATORY, IMPLANT AND MAXILLOFACIAL SURGERY) SUPPLEMENTARY
13536 | 4232150631000 | SCREW FOR RESORBABLE PLATE (ASSORTED LENGTH AND DIAMETER) | DENTAL SUPPLIES (LABORATORY, IMPLANT AND MAXILLOFACIAL SURGERY) SUPPLEMENTARY
13537 | 4215166002100 | FLAT BRUSH FOR OPAQUE - GLAZED ADAPT SYNTHETIC HAIR SIZE 6 | DENTAL SUPPLIES (LABORATORY, IMPLANT AND MAXILLOFACIAL SURGERY) SUPPLEMENTARY
13538 | 4215169701000 | SOFTENING AGENT REDUCES HARDNESS TO SHORE A 15-20. | DENTAL SUPPLIES (LABORATORY, IMPLANT AND MAXILLOFACIAL SURGERY) SUPPLEMENTARY
13539 | 4215169701800 | GOLD CYLINDER FOR SCREW RETAINED 4 TO 4.45 MM | DENTAL SUPPLIES (LABORATORY, IMPLANT AND MAXILLOFACIAL SURGERY) SUPPLEMENTARY
13540 | 4215150109100 | DENTAL IMPLANT CONN ABUTMENT REPLICA MULTI - UNIT | DENTAL SUPPLIES (LABORATORY, IMPLANT AND MAXILLOFACIAL SURGERY) SUPPLEMENTARY
13541 | 4229550658900 | MAXI MAGNACAP ABUTMENT KEEPER THAT FITS DIRECTLY ONTO AN EXTRA-ORAL MAXILLOFACIAL IMPLANT ABUTMENTS ALL WITH AN EXTERNAL HEX. NON-STERILE. HEIGHT 2.1 MM DIAMETER 5.1 MM. (PCS=EACH) | DENTAL SUPPLIES (LABORATORY, IMPLANT AND MAXILLOFACIAL SURGERY) SUPPLEMENTARY
13542 | 4229550659500 | MINI MAGNACAP LAB ANALOGUE CAP FOR AN EXTRA-ORAL MAXILLOFACIAL IMPLANT ABUTMENT. A COLOR CODED MAGNACAP REPLICA FOR LABORATORY MODELS. NON-STERILE.HEIGHT: 2.1 MM DIAMETER: 4.4 MM (PCS=EA) | DENTAL SUPPLIES (LABORATORY, IMPLANT AND MAXILLOFACIAL SURGERY) SUPPLEMENTARY
13543 | 4229550659000 | MAXI MAGNACAP LAB ANALOGUE CAP FOR AN EXTRA-ORAL MAXILLOFACIAL IMPLANT ABUTMENT. A COLOR CODED MAGNACAP REPLICA FOR LABORATORY MODELS. NON-STERILE. HEIGHT: 2.1 MM DIAMETER: 5.1 MM (PCS=EACH) | DENTAL SUPPLIES (LABORATORY, IMPLANT AND MAXILLOFACIAL SURGERY) SUPPLEMENTARY
13544 | 4215169702100 | TRANSFER MAGNET/ MINI TRANSFER MAGNET HEIGHT 3.2MM DIAMETER 4.5MM | DENTAL SUPPLIES (LABORATORY, IMPLANT AND MAXILLOFACIAL SURGERY) SUPPLEMENTARY
13545 | 4215169702200 | TRANSFER MAGNET/ MAXI TRANSFER MAGNET HEIGHT 3.9MM DIAMETER 5.5MM | DENTAL SUPPLIES (LABORATORY, IMPLANT AND MAXILLOFACIAL SURGERY) SUPPLEMENTARY
13546 | 4215169702300 | PROSTHESIS LIP MAGNET/MICRO LIP MAGNET 1.99MM 4.5MM | DENTAL SUPPLIES (LABORATORY, IMPLANT AND MAXILLOFACIAL SURGERY) SUPPLEMENTARY
13547 | 4215169702400 | PROSTHESIS LIP MAGNET/MINI LIP MAGNET 3.20MM 4.5MM | DENTAL SUPPLIES (LABORATORY, IMPLANT AND MAXILLOFACIAL SURGERY) SUPPLEMENTARY
13548 | 4215169702500 | PROSTHESIS LIP MAGNET/MIDI LIP MAGNET 3.20MM 5.5MM | DENTAL SUPPLIES (LABORATORY, IMPLANT AND MAXILLOFACIAL SURGERY) SUPPLEMENTARY
13549 | 4215169702600 | NON-LIPPED PROSTHESIS MAGNET/MINI MICRO MAGNET HEIGHT 1.85MM DIAMETER 4.5MM | DENTAL SUPPLIES (LABORATORY, IMPLANT AND MAXILLOFACIAL SURGERY) SUPPLEMENTARY
13550 | 4215169702700 | NON-LIPPED PROSTHESIS MAGNET/MICRO MAGNET 1.99MM 4.5MM | DENTAL SUPPLIES (LABORATORY, IMPLANT AND MAXILLOFACIAL SURGERY) SUPPLEMENTARY
13551 | 4215169702800 | NON-LIPPED PROSTHESIS MAGNET/MINI MAGNET 3.20MM 4.5MM | DENTAL SUPPLIES (LABORATORY, IMPLANT AND MAXILLOFACIAL SURGERY) SUPPLEMENTARY
13552 | 4215169702900 | NON-LIPPED PROSTHESIS MAGNET/MIDI MAGNET 3.20MM 5.5MM | DENTAL SUPPLIES (LABORATORY, IMPLANT AND MAXILLOFACIAL SURGERY) SUPPLEMENTARY
13553 | 4215169703000 | NON-LIPPED PROSTHESIS MAGNET/MAXI MAGNET 3.90MM 5.5MM | DENTAL SUPPLIES (LABORATORY, IMPLANT AND MAXILLOFACIAL SURGERY) SUPPLEMENTARY
13554 | 4215169703100 | AURICULAR MAGNET MAXI LONG LIP HEIGHT 3.90 D 5.5 11.5 FORCE | DENTAL SUPPLIES (LABORATORY, IMPLANT AND MAXILLOFACIAL SURGERY) SUPPLEMENTARY
13555 | 4215169703300 | DRY PIGMENT KIT COSMETIC GRADE DRY POWDERS USED BOTH INTRINSICALLY AND EXTRINSICALLY TO COLOR SILICONE MATERIALS. | DENTAL SUPPLIES (LABORATORY, IMPLANT AND MAXILLOFACIAL SURGERY) SUPPLEMENTARY
13556 | 4215169703500 | OCULAR IMPRESSION TRAY OCULAR IMPRESSION TRAYS AVAILABLE IN VARIOUS SIZES | DENTAL SUPPLIES (LABORATORY, IMPLANT AND MAXILLOFACIAL SURGERY) SUPPLEMENTARY
13557 | 4215246432600 | PROSTHETIC KIT CONTAIN RATCHET SCREWDRIVER - ASSORTED SIZE COMPATIBLE WITH EACH HOSPITAL SYSTEM | DENTAL SUPPLIES (LABORATORY, IMPLANT AND MAXILLOFACIAL SURGERY) SUPPLEMENTARY
13558 | 4229330104500 | DISTRACTOR TITANIUM MINI PLATE INTRAORAL DEVICE FOR VERTICAL ALVEOLAR RIDGE DISTRACTION MINI PLATE AND SCREWS (5 7 9MM) LENGTH OF DISTRACTOR (15-20MM) | DENTAL SUPPLIES (LABORATORY, IMPLANT AND MAXILLOFACIAL SURGERY) SUPPLEMENTARY
13559 | 4215221301100 | SCREW FOR ANTERIOR/POSTERIOR ARTIFICIAL TEETH COMPATIBLE WITH EACH SECTOR SYSTEM | DENTAL SUPPLIES (LABORATORY, IMPLANT AND MAXILLOFACIAL SURGERY) SUPPLEMENTARY
13560 | 4215161440800 | BUR STONE HP GREEN COLOR CYLINDER SIZE 5 MM ISO# 655 - 104 - 107 - 523 - 050 | DENTAL SUPPLIES (LABORATORY, IMPLANT AND MAXILLOFACIAL SURGERY) SUPPLEMENTARY
13561 | 4215167200100 | MFD AS PER MM CLEANSING- FAN -TYPE RAPID EXPANDER: MINI | DENTAL SUPPLIES (LABORATORY, IMPLANT AND MAXILLOFACIAL SURGERY) SUPPLEMENTARY
13562 | 4115161100000 | SPECTRO COLORIMETER DIGITAL SKIN MATCHING INSTRUMENT WITH LCD SCREEN. STORE UP TO 100 MEASUREMENTS BUILT IN MICROPHONE TO RECORD FOR EACH COLOR SAMPLE REVIEWING BEFORE MEASUREMENT AND ZOOM MANUALLY TO SPECIFIC SKIN AREA PORTABLE AND POWERED WITH A USB RECHARGEABLE BATTERY 5V @500 MA AND 3 DIFFERENT MEASUREMENT AREA SIZES 8MM 4MM AND 2MM | DENTAL SUPPLIES (LABORATORY, IMPLANT AND MAXILLOFACIAL SURGERY) SUPPLEMENTARY
13563 | 4224200028700 | MFD AS PER MM CLEANSING- PIGMENT FOR INTRINSIC SKIN COLORATION OF SILICONE RUBBERS USED WITH SPECTROMETER DIGITAL COLOR MATCHING SYSTEM WHITE COLOR 10 - 50 ML | DENTAL SUPPLIES (LABORATORY, IMPLANT AND MAXILLOFACIAL SURGERY) SUPPLEMENTARY
13564 | 4224200028600 | MFD AS PER MM CLEANSING- PIGMENT FOR INTRINSIC SKIN COLORATION OF SILICONE RUBBERS USED WITH SPECTROMETER DIGITAL COLOR MATCHING SYSTEM RED MOTTLE COLOR 10 - 50 ML | DENTAL SUPPLIES (LABORATORY, IMPLANT AND MAXILLOFACIAL SURGERY) SUPPLEMENTARY
13565 | 4224200028500 | MFD AS PER MM CLEANSING- PIGMENT FOR INTRINSIC SKIN COLORATION OF SILICONE RUBBERS USED WITH SPECTROMETER DIGITAL COLOR MATCHING SYSTEM RED COLOR 10 - 50 ML | DENTAL SUPPLIES (LABORATORY, IMPLANT AND MAXILLOFACIAL SURGERY) SUPPLEMENTARY
13566 | 4224200028400 | MFD AS PER MM CLEANSING- PIGMENT FOR INTRINSIC SKIN COLORATION OF SILICONE RUBBERS USED WITH SPECTROMETER DIGITAL COLOR MATCHING SYSTEM RED BROWN COLOR 10 - 50 ML | DENTAL SUPPLIES (LABORATORY, IMPLANT AND MAXILLOFACIAL SURGERY) SUPPLEMENTARY
13567 | 4224200028300 | MFD AS PER MM CLEANSING- PIGMENT FOR INTRINSIC SKIN COLORATION OF SILICONE RUBBERS USED WITH SPECTROMETER DIGITAL COLOR MATCHING SYSTEM PINK COLOR 10 - 50 ML | DENTAL SUPPLIES (LABORATORY, IMPLANT AND MAXILLOFACIAL SURGERY) SUPPLEMENTARY
13568 | 4224200028200 | MFD AS PER MM CLEANSING- PIGMENT FOR INTRINSIC SKIN COLORATION OF SILICONE RUBBERS USED WITH SPECTROMETER DIGITAL COLOR MATCHING SYSTEM ORANGE COLOR 10 - 50 ML | DENTAL SUPPLIES (LABORATORY, IMPLANT AND MAXILLOFACIAL SURGERY) SUPPLEMENTARY
13569 | 4224200028100 | MFD AS PER MM CLEANSING- PIGMENT FOR INTRINSIC SKIN COLORATION OF SILICONE RUBBERS USED WITH SPECTROMETER DIGITAL COLOR MATCHING SYSTEM ORANGE BROWN COLOR 10 - 50 ML | DENTAL SUPPLIES (LABORATORY, IMPLANT AND MAXILLOFACIAL SURGERY) SUPPLEMENTARY
13570 | 4224200028000 | MFD AS PER MM CLEANSING- PIGMENT FOR INTRINSIC SKIN COLORATION OF SILICONE RUBBERS USED WITH SPECTROMETER DIGITAL COLOR MATCHING SYSTEM OLIVE COLOR 10 - 50 ML | DENTAL SUPPLIES (LABORATORY, IMPLANT AND MAXILLOFACIAL SURGERY) SUPPLEMENTARY
13571 | 4224200027800 | MFD AS PER MM CLEANSING- PIGMENT FOR INTRINSIC SKIN COLORATION OF SILICONE RUBBERS USED WITH SPECTROMETER DIGITAL COLOR MATCHING SYSTEM LIGHT GREY COLOR 10 - 50 ML | DENTAL SUPPLIES (LABORATORY, IMPLANT AND MAXILLOFACIAL SURGERY) SUPPLEMENTARY
13572 | 4224200027700 | MFD AS PER MM CLEANSING- PIGMENT FOR INTRINSIC SKIN COLORATION OF SILICONE RUBBERS USED WITH SPECTROMETER DIGITAL COLOR MATCHING SYSTEM LIGHT DAPPLE 10 - 50 ML | DENTAL SUPPLIES (LABORATORY, IMPLANT AND MAXILLOFACIAL SURGERY) SUPPLEMENTARY
13573 | 4224200027600 | MFD AS PER MM CLEANSING- PIGMENT FOR INTRINSIC SKIN COLORATION OF SILICONE RUBBERS USED WITH SPECTROMETER DIGITAL COLOR MATCHING SYSTEM DEEP ORANGE COLOR 10 - 50 ML | DENTAL SUPPLIES (LABORATORY, IMPLANT AND MAXILLOFACIAL SURGERY) SUPPLEMENTARY
13574 | 4224200027500 | MFD AS PER MM CLEANSING- PIGMENT FOR INTRINSIC SKIN COLORATION OF SILICONE RUBBERS USED WITH SPECTROMETER DIGITAL COLOR MATCHING SYSTEM DEEP MOTTLE COLOR 10 - 50 ML | DENTAL SUPPLIES (LABORATORY, IMPLANT AND MAXILLOFACIAL SURGERY) SUPPLEMENTARY
13575 | 4224200027400 | MFD AS PER MM CLEANSING- PIGMENT FOR INTRINSIC SKIN COLORATION OF SILICONE RUBBERS USED WITH SPECTROMETER DIGITAL COLOR MATCHING SYSTEM DEEP GREY COLOR 10 - 50 ML | DENTAL SUPPLIES (LABORATORY, IMPLANT AND MAXILLOFACIAL SURGERY) SUPPLEMENTARY
13576 | 4224200027300 | MFD AS PER MM CLEANSING- PIGMENT FOR INTRINSIC SKIN COLORATION OF SILICONE RUBBERS USED WITH SPECTROMETER DIGITAL COLOR MATCHING SYSTEM DARK DAPPLE COLOR 10 - 50 ML | DENTAL SUPPLIES (LABORATORY, IMPLANT AND MAXILLOFACIAL SURGERY) SUPPLEMENTARY
13577 | 4224200027200 | MFD AS PER MM CLEANSING- PIGMENT FOR INTRINSIC SKIN COLORATION OF SILICONE RUBBERS USED WITH SPECTROMETER DIGITAL COLOR MATCHING SYSTEM CREAM COLOR 10 - 50 ML | DENTAL SUPPLIES (LABORATORY, IMPLANT AND MAXILLOFACIAL SURGERY) SUPPLEMENTARY
13578 | 4224200027100 | MFD AS PER MM CLEANSING- PIGMENT FOR INTRINSIC SKIN COLORATION OF SILICONE RUBBERS USED WITH SPECTROMETER DIGITAL COLOR MATCHING SYSTEM AUBERGINE COLOR 10 - 50 ML | DENTAL SUPPLIES (LABORATORY, IMPLANT AND MAXILLOFACIAL SURGERY) SUPPLEMENTARY
13579 | 4215222001300 | DENTAL SYNTHETIC STONE APPROX. 4.5 KG/PKG PLASTIC CONTAINER | DENTAL SUPPLIES (LABORATORY, IMPLANT AND MAXILLOFACIAL SURGERY) SUPPLEMENTARY
13580 | 4215241200400 | WAX PATTERN DOUBLE ARM CLASP WITH REST LARGE | DENTAL SUPPLIES (LABORATORY, IMPLANT AND MAXILLOFACIAL SURGERY) SUPPLEMENTARY
13581 | 4215180505000 | METAL FINISHING WHEEL FOR ALL ALLOYS NON - CONTAMINATING 1 MM WIDE | DENTAL SUPPLIES (LABORATORY, IMPLANT AND MAXILLOFACIAL SURGERY) SUPPLEMENTARY
13582 | 4215150500400 | CERAMIC ETCHING GEL ASSORTMENT FOR METAL FREE CERAMIC SYSTEM CONTAINS: 1X5ML GEL 1X30G NEUTRALIZING POWDER 1X1 DOSING SCOOP | DENTAL SUPPLIES (LABORATORY, IMPLANT AND MAXILLOFACIAL SURGERY) SUPPLEMENTARY
13583 | 4215222100000 | DENTAL LABORATORY MODEL HOLDER | DENTAL SUPPLIES (LABORATORY, IMPLANT AND MAXILLOFACIAL SURGERY) SUPPLEMENTARY
13584 | 4215221600100 | DENTAL LABORATORY SOLDER HOLDER | DENTAL SUPPLIES (LABORATORY, IMPLANT AND MAXILLOFACIAL SURGERY) SUPPLEMENTARY
13585 | 4215220011500 | CERAMIC MIXING GLASS ROD | DENTAL SUPPLIES (LABORATORY, IMPLANT AND MAXILLOFACIAL SURGERY) SUPPLEMENTARY
13586 | 4215220012200 | MFD AS PER MM CLEANSING- MOUTH GUARD MATERIAL SHEETS FOR VACUUM FORMING SYSTEM 0.08 THICK 25 SHEETS/BOX | DENTAL SUPPLIES (LABORATORY, IMPLANT AND MAXILLOFACIAL SURGERY) SUPPLEMENTARY
13587 | 4215220012700 | MOUTH GUARD MATERIAL SOFT SQUARE CLEAR SHEET 3.0 X 125 MM | DENTAL SUPPLIES (LABORATORY, IMPLANT AND MAXILLOFACIAL SURGERY) SUPPLEMENTARY
13588 | 4215222000800 | PLASTER OF PARIS REGULAR SET TYPE (1 OR 2) WHITE COLOR WEIGHT +15 KGM | DENTAL SUPPLIES (LABORATORY, IMPLANT AND MAXILLOFACIAL SURGERY) SUPPLEMENTARY
13589 | 4215248200100 | FINE INVESTMENT FOR CHROME COBALT WITH LIQUID | DENTAL SUPPLIES (LABORATORY, IMPLANT AND MAXILLOFACIAL SURGERY) SUPPLEMENTARY
13590 | 4215247502500 | MFD AS PER MM CLEANSING- BLOCK FOR ALL CERAMIC GLASS-CERAMIC LITHIUM DISILICATE (LS2) CAD LT (LOW TRANSLUCENCY) SIZE B32 SHADE A3.5 COMPATIBLE WITH EACH HOSPITAL CONNECTOR | DENTAL SUPPLIES (LABORATORY, IMPLANT AND MAXILLOFACIAL SURGERY) SUPPLEMENTARY
13591 | 4215247502600 | MFD AS PER MM CLEANSING- BLOCK FOR ALL CERAMIC GLASS-CERAMIC LITHIUM DISILICATE (LS2) CAD HT (HIGH TRANSLUCENCY) SIZE B40 SHADE D2 COMPATIBLE WITH EACH HOSPITAL CONNECTOR | DENTAL SUPPLIES (LABORATORY, IMPLANT AND MAXILLOFACIAL SURGERY) SUPPLEMENTARY
13592 | 4215247502700 | MFD AS PER MM CLEANSING- BLOCK FOR ALL CERAMIC GLASS-CERAMIC LITHIUM DISILICATE (LS2) CAD HT (HIGH TRANSLUCENCY) SIZE B40 SHADE C2 COMPATIBLE WITH EACH HOSPITAL CONNECTOR | DENTAL SUPPLIES (LABORATORY, IMPLANT AND MAXILLOFACIAL SURGERY) SUPPLEMENTARY
13593 | 4215247502800 | MFD AS PER MM CLEANSING- BLOCK FOR ALL CERAMIC GLASS-CERAMIC LITHIUM DISILICATE (LS2) CAD HT (HIGH TRANSLUCENCY) SIZE B40 SHADE C1 COMPATIBLE WITH EACH HOSPITAL CONNECTOR | DENTAL SUPPLIES (LABORATORY, IMPLANT AND MAXILLOFACIAL SURGERY) SUPPLEMENTARY
13594 | 4215247502900 | MFD AS PER MM CLEANSING- BLOCK FOR ALL CERAMIC GLASS-CERAMIC LITHIUM DISILICATE (LS2) CAD HT (HIGH TRANSLUCENCY) SIZE B40 SHADE B2 COMPATIBLE WITH EACH HOSPITAL CONNECTOR | DENTAL SUPPLIES (LABORATORY, IMPLANT AND MAXILLOFACIAL SURGERY) SUPPLEMENTARY
13595 | 4215247503000 | MFD AS PER MM CLEANSING- BLOCK FOR ALL CERAMIC GLASS-CERAMIC LITHIUM DISILICATE (LS2) CAD HT (HIGH TRANSLUCENCY) SIZE B40 SHADE B1 COMPATIBLE WITH EACH HOSPITAL CONNECTOR | DENTAL SUPPLIES (LABORATORY, IMPLANT AND MAXILLOFACIAL SURGERY) SUPPLEMENTARY
13596 | 4215247503100 | MFD AS PER MM CLEANSING- BLOCK FOR ALL CERAMIC GLASS-CERAMIC LITHIUM DISILICATE (LS2) CAD HT (HIGH TRANSLUCENCY) SIZE B40 SHADE A3 COMPATIBLE WITH EACH HOSPITAL CONNECTOR | DENTAL SUPPLIES (LABORATORY, IMPLANT AND MAXILLOFACIAL SURGERY) SUPPLEMENTARY
13597 | 4215247503200 | MFD AS PER MM CLEANSING- BLOCK FOR ALL CERAMIC GLASS-CERAMIC LITHIUM DISILICATE (LS2) CAD HT (HIGH TRANSLUCENCY) SIZE B40 SHADE A2 COMPATIBLE WITH EACH HOSPITAL CONNECTOR | DENTAL SUPPLIES (LABORATORY, IMPLANT AND MAXILLOFACIAL SURGERY) SUPPLEMENTARY
13598 | 4215247503300 | MFD AS PER MM CLEANSING- BLOCK FOR ALL CERAMIC GLASS-CERAMIC LITHIUM DISILICATE (LS2) CAD HT (HIGH TRANSLUCENCY) SIZE B40 SHADE A1 COMPATIBLE WITH EACH HOSPITAL CONNECTOR | DENTAL SUPPLIES (LABORATORY, IMPLANT AND MAXILLOFACIAL SURGERY) SUPPLEMENTARY
13599 | 4215247503400 | MFD AS PER MM CLEANSING- BLOCK FOR ALL CERAMIC GLASS-CERAMIC LITHIUM DISILICATE (LS2) CAD MO (MEDIUM OPACITY) SIZE C14 SHADE MO4 OR EQUIVALENT COMPATIBLE WITH EACH HOSPITAL CONNECTOR | DENTAL SUPPLIES (LABORATORY, IMPLANT AND MAXILLOFACIAL SURGERY) SUPPLEMENTARY
13600 | 4215247503500 | MFD AS PER MM CLEANSING- BLOCK FOR ALL CERAMIC GLASS-CERAMIC LITHIUM DISILICATE (LS2) CAD MO (MEDIUM OPACITY) SIZE C14 SHADE MO3 OR EQUIVALENT COMPATIBLE WITH EACH HOSPITAL CONNECTOR | DENTAL SUPPLIES (LABORATORY, IMPLANT AND MAXILLOFACIAL SURGERY) SUPPLEMENTARY
13601 | 4215247503600 | MFD AS PER MM CLEANSING- BLOCK FOR ALL CERAMIC GLASS-CERAMIC LITHIUM DISILICATE (LS2) CAD MO (MEDIUM OPACITY) SIZE C14 SHADE MO2 OR EQUIVALENT COMPATIBLE WITH EACH HOSPITAL CONNECTOR | DENTAL SUPPLIES (LABORATORY, IMPLANT AND MAXILLOFACIAL SURGERY) SUPPLEMENTARY
13602 | 4215247503700 | MFD AS PER MM CLEANSING- BLOCK FOR ALL CERAMIC GLASS-CERAMIC LITHIUM DISILICATE (LS2) CAD MO (MEDIUM OPACITY) SIZE C14 SHADE MO1 OR EQUIVALENT COMPATIBLE WITH EACH HOSPITAL CONNECTOR | DENTAL SUPPLIES (LABORATORY, IMPLANT AND MAXILLOFACIAL SURGERY) SUPPLEMENTARY
13603 | 4215247504000 | BLOCK FOR ALL CERAMIC GLASS-CERAMIC (LEUCITE BASED GLASS CERAMIC) CAD HT (HIGH TRANSLUCENCY) SIZE B40L SHADE A1COMPATIBLE WITH EACH HOSPITAL CONNECTOR | DENTAL SUPPLIES (LABORATORY, IMPLANT AND MAXILLOFACIAL SURGERY) SUPPLEMENTARY
13604 | 4215161020500 | BLOCK FOR COMPOSITE RESIN CAD HT SIZE C14 SHADE A2 COMPATIBLE WITH EACH HOSPITAL CONNECTOR | DENTAL SUPPLIES (LABORATORY, IMPLANT AND MAXILLOFACIAL SURGERY) SUPPLEMENTARY
13605 | 4215161020400 | BLOCK FOR COMPOSITE RESIN CAD HT SIZE C14 SHADE A1 COMPATIBLE WITH EACH HOSPITAL CONNECTOR | DENTAL SUPPLIES (LABORATORY, IMPLANT AND MAXILLOFACIAL SURGERY) SUPPLEMENTARY
13606 | 4215247509600 | STAINLESS STEEL ROUND WIRE SIZE 0 025 20/STRAIGHT (20 / TUBE) | DENTAL SUPPLIES (LABORATORY, IMPLANT AND MAXILLOFACIAL SURGERY) SUPPLEMENTARY
13607 | 4215247509700 | STAINLESS STEEL ROUND WIRE SIZE 0 028 20/STRAIGHT (20 / TUBE) | DENTAL SUPPLIES (LABORATORY, IMPLANT AND MAXILLOFACIAL SURGERY) SUPPLEMENTARY
13608 | 4215247509800 | STAINLESS STEEL ROUND WIRE SIZE 0 030 20/STRAIGHT (20 / TUBE) | DENTAL SUPPLIES (LABORATORY, IMPLANT AND MAXILLOFACIAL SURGERY) SUPPLEMENTARY
13609 | 4215247509900 | STAINLESS STEEL ROUND WIRE SIZE 0 032 20/STRAIGHT (20 / TUBE) | DENTAL SUPPLIES (LABORATORY, IMPLANT AND MAXILLOFACIAL SURGERY) SUPPLEMENTARY
13610 | 4215247510100 | STAINLESS STEEL ROUND WIRE SIZE 0 040 20/STRAIGHT (20 / TUBE) | DENTAL SUPPLIES (LABORATORY, IMPLANT AND MAXILLOFACIAL SURGERY) SUPPLEMENTARY
13611 | 4215247510200 | MFD AS PER MM CLEANSING- DENTAL EXPANSION SCREW FAN-TYPE | DENTAL SUPPLIES (LABORATORY, IMPLANT AND MAXILLOFACIAL SURGERY) SUPPLEMENTARY
13612 | 4215247510300 | DENTAL HYRAX EXPANSION SCREWS | DENTAL SUPPLIES (LABORATORY, IMPLANT AND MAXILLOFACIAL SURGERY) SUPPLEMENTARY
13613 | 4215247510500 | MFD AS PER MM CLEANSING- DENTAL MAXILLARY EXPANDER SIZE 8MM | DENTAL SUPPLIES (LABORATORY, IMPLANT AND MAXILLOFACIAL SURGERY) SUPPLEMENTARY
13614 | 4215161045300 | QUADHELIX PREFABRICATED PALATAL WITH ARMS IN LINGUAL SHEETS 0.9/42 MM | DENTAL SUPPLIES (LABORATORY, IMPLANT AND MAXILLOFACIAL SURGERY) SUPPLEMENTARY
13615 | 4215161044700 | QUADHELIX PREFABRICATED PALATAL WITH ARMS IN LINGUAL SHEETS 0.9/34 MM | DENTAL SUPPLIES (LABORATORY, IMPLANT AND MAXILLOFACIAL SURGERY) SUPPLEMENTARY
13616 | 4215247514100 | INGOTS GLASS-CERAMIC 'LITHIUM DISILICATE' PRESS LT (LOW TRANSLUCENCY) SHADE C2 | DENTAL SUPPLIES (LABORATORY, IMPLANT AND MAXILLOFACIAL SURGERY) SUPPLEMENTARY
13617 | 4215247514200 | INGOTS GLASS-CERAMIC 'LITHIUM DISILICATE' PRESS LT (LOW TRANSLUCENCY) SHADE D3 | DENTAL SUPPLIES (LABORATORY, IMPLANT AND MAXILLOFACIAL SURGERY) SUPPLEMENTARY
13618 | 4215247514300 | INGOTS GLASS-CERAMIC 'LITHIUM DISILICATE' PRESS LT (LOW TRANSLUCENCY) SHADE BL2 | DENTAL SUPPLIES (LABORATORY, IMPLANT AND MAXILLOFACIAL SURGERY) SUPPLEMENTARY
13619 | 4215247514400 | INGOTS GLASS-CERAMIC 'LITHIUM DISILICATE' PRESS LT (LOW TRANSLUCENCY) SHADE BL4 | DENTAL SUPPLIES (LABORATORY, IMPLANT AND MAXILLOFACIAL SURGERY) SUPPLEMENTARY
13620 | 4215247515200 | MFD AS PER MM CLEANSING- MOUTH GUARD MATERIAL SOFT CIRCLE CLEAR SHEET 3.0X125MM | DENTAL SUPPLIES (LABORATORY, IMPLANT AND MAXILLOFACIAL SURGERY) SUPPLEMENTARY
13621 | 4215247515400 | FLUX FOR ORTHO SOLDERING | DENTAL SUPPLIES (LABORATORY, IMPLANT AND MAXILLOFACIAL SURGERY) SUPPLEMENTARY
13622 | 4215220022100 | DENTAL LAB STORE-DENTAL WEHMER DUAL DISC MODEL TRIMMER DIAMOND TRIMMING WHEEL- FINE MODEL | DENTAL SUPPLIES (LABORATORY, IMPLANT AND MAXILLOFACIAL SURGERY) SUPPLEMENTARY
13623 | 4215220022000 | DENTAL LAB STORE-DENTAL WEHMER DUAL DISC MODEL TRIMMER DIAMOND TRIMMING WHEEL- COARSE MODEL | DENTAL SUPPLIES (LABORATORY, IMPLANT AND MAXILLOFACIAL SURGERY) SUPPLEMENTARY
13624 | 4215223102700 | COOLANT FOR MILLING MACHINE - COMPATIBLE WITH EACH HOSPITAL MACHINE (EA=BOTTLE) | DENTAL SUPPLIES (LABORATORY, IMPLANT AND MAXILLOFACIAL SURGERY) SUPPLEMENTARY
13625 | 4215240010200 | PFM DEEP/OPAQUE DENTINE ALL SHADES ( A - D ) ASSORTED | DENTAL SUPPLIES (LABORATORY, IMPLANT AND MAXILLOFACIAL SURGERY) SUPPLEMENTARY
13626 | 4215224022900 | PFM BUILDUP LIQUID ASSORTED / | DENTAL SUPPLIES (LABORATORY, IMPLANT AND MAXILLOFACIAL SURGERY) SUPPLEMENTARY
13627 | 4215221301500 | SCREWED ARTIFICIAL TOOTH FOR PRIMARY (ASSORTED) COMPATIBLE WITH EACH SECTOR SYSTEM | DENTAL SUPPLIES (LABORATORY, IMPLANT AND MAXILLOFACIAL SURGERY) SUPPLEMENTARY
13628 | 4229180228300 | FORCEP ADSON TG MICRO STEEL 15CM REUSABLE | DENTAL SUPPLIES (LABORATORY, IMPLANT AND MAXILLOFACIAL SURGERY) SUPPLEMENTARY
13629 | 4215161478800 | UNIVERSAL REGULAR OSSEODENSIFICATION SURGICAL BUR KIT FOR DENTAL IMPLANT PREPARATION | DENTAL SUPPLIES (LABORATORY, IMPLANT AND MAXILLOFACIAL SURGERY) SUPPLEMENTARY
13630 | 4215166001900 | FLAT BRUSH FOR OPAQUE - GLAZED ADAPT SYNTHETIC HAIR SIZE 4 | DENTAL SUPPLIES (LABORATORY, IMPLANT AND MAXILLOFACIAL SURGERY) SUPPLEMENTARY
13631 | 4215180506900 | THIN DISC FOR CUTTING SPRUES CARBORUNDUM THICKNESS 0.5 MM DIAMETER 2.2 CM | DENTAL SUPPLIES (LABORATORY, IMPLANT AND MAXILLOFACIAL SURGERY) SUPPLEMENTARY
13632 | 4215162402200 | HIGH-TORQUE ELECTRICAL LABORATORY HANDPIECE SYSTEM WITH A STANDARD HANDPIECE CUTTING SPEED NOT LESS THAN 40000RPM HEAVY-DUTY FOR ALL METAL VARIABLE SPEED FOOT CONTROL BUILT-IN COOLING SYSTEM CONVENIENT FORWARD/REVERSE HAND/FOOT AND VARIABLE CONTROLS ON THE FRONT PANEL | DENTAL SUPPLIES (LABORATORY, IMPLANT AND MAXILLOFACIAL SURGERY) SUPPLEMENTARY
13633 | 4229230600000 | VERBRUGGE BONE HOLDING FORCEPS 14.5 CM GRADE 410 - 420 SERIES STAINLESS STEEL (HIGH CARBON CONTENT AND A CERTAIN PERCENTAGE OF CHROMIUM) HEAT TREATED FOR GREATER RIGIDITY | DENTAL SUPPLIES (LABORATORY, IMPLANT AND MAXILLOFACIAL SURGERY) SUPPLEMENTARY
13634 | 4215163800600 | UTILITY SCISSORS MULTI USE STAINLESS STEEL | DENTAL SUPPLIES (LABORATORY, IMPLANT AND MAXILLOFACIAL SURGERY) SUPPLEMENTARY
13635 | 4215151306600 | PREFABRICATED ABUTMENT FOR CEMENT RETAINED INCLUDE SCREWS, FOR BONE LEVEL DENTAL IMPLANT MATERIAL : TITANIUM PLATFORM : ASSORTED DIAMETER: ASSORTED ANGULATION : STRAIGHT (0) GINGIVAL HIGHT:ASSORTED ( ENGAGING) | DENTAL SUPPLIES (LABORATORY, IMPLANT AND MAXILLOFACIAL SURGERY) SUPPLEMENTARY
13636 | 4215151307900 | TEMPORARY ABUTMENT - NON METAL WITH FINAL SCREW CUSTOMIZABLE IN LAB OR CHAIRSIDE,FOR BONE LEVEL DENTAL IMPLANT PLATFORM : ASSORTED ( ENGAGING) | DENTAL SUPPLIES (LABORATORY, IMPLANT AND MAXILLOFACIAL SURGERY) SUPPLEMENTARY
13637 | 4215151305200 | CASTABLE ABUTMENT FOR TITANIUM INCLUDING THE SCREW , FOR BONE LEVEL DENTAL IMPLANT DIAMETER: ASSORTED GINGIVAL HEIGHT: ASSORTED | DENTAL SUPPLIES (LABORATORY, IMPLANT AND MAXILLOFACIAL SURGERY) SUPPLEMENTARY
13638 | 4215151306400 | PREFABRICATED ABUTMENT FOR CEMENT RETAINED INCLUDE SCREWS, FOR BONE LEVEL DENTAL IMPLANT MATERIAL : TITANIUM PLATFORM : ASSORTED DIAMETER: ASSORTED ANGULATION : ASSORTED GINGIVAL HIGHT:ASSORTED ( ENGAGING) | DENTAL SUPPLIES (LABORATORY, IMPLANT AND MAXILLOFACIAL SURGERY) SUPPLEMENTARY
13639 | 4215246434900 | COVER SCREW, FOR BONE LEVEL DENTAL IMPLANT,TITANIUM OR TITANIUM ALLOY DIAMETER: ASSORTED | DENTAL SUPPLIES (LABORATORY, IMPLANT AND MAXILLOFACIAL SURGERY) SUPPLEMENTARY
13640 | 4215151306700 | PREFABRICATED ABUTMENT FOR CEMENT RETAINED INCLUDE SCREWS, FOR BONE LEVEL DENTAL IMPLANT MATERIAL : TITANIUM PLATFORM : ASSORTED DIAMETER: ASSORTED ANGULATION : STRAIGHT (0) GINGIVAL HIGHT:ASSORTED ( NON ENGAGING) | DENTAL SUPPLIES (LABORATORY, IMPLANT AND MAXILLOFACIAL SURGERY) SUPPLEMENTARY
13641 | 4215240010800 | PFM OPAQUE POWDER ALL SHADES ( A - D ) ASSORTED | DENTAL SUPPLIES (LABORATORY, IMPLANT AND MAXILLOFACIAL SURGERY) SUPPLEMENTARY
13642 | 4215221300600 | WAX PATTERN DOUBLE ARM CLASP WITH REST SMALL | DENTAL SUPPLIES (LABORATORY, IMPLANT AND MAXILLOFACIAL SURGERY) SUPPLEMENTARY
13643 | 4229310708700 | MUNRO MANDIBULAR LATERAL RAMUS RETRACTOR, STAINLESS STEEL, 20X80MM APPROXIMATE | DENTAL SUPPLIES (LABORATORY, IMPLANT AND MAXILLOFACIAL SURGERY) SUPPLEMENTARY
13644 | 4222161000900 | BUR LINDEMANN BONE CUTTER KIT STAINLESS STEEL 1. RA 10 MM ISO# 500 - 204 - 409 - 297 - 0212. RA 10 MM ISO# 500 - 205 - 409 - 297 - 0233. HP 11 MM ISO# 500 - 104 - 410 - 297 - 0234. HP XL 35 MM ISO# 330 - 104 - 412 - 297 - 023 | DENTAL SUPPLIES (LABORATORY, IMPLANT AND MAXILLOFACIAL SURGERY) SUPPLEMENTARY
13645 | 4215270101200 | ORTHODONTIC PLASTIC OR RUBBER MODEL BASE | DENTAL SUPPLIES (LABORATORY, IMPLANT AND MAXILLOFACIAL SURGERY) SUPPLEMENTARY
13646 | 4215240001200 | PLASTIC RETENTION FOR DIRECT APPLICATION TO WAXING (ASSORTMENT) 500 - 600 /PKG | DENTAL SUPPLIES (LABORATORY, IMPLANT AND MAXILLOFACIAL SURGERY) SUPPLEMENTARY
13647 | 4215222001000 | "DENTAL MOUNTED STONES (BURS), BOX CONTAINS ASSORTMENT OF MOUNTED STONES FOR GOLD AND NON PRECIOUS ALLOYS" | DENTAL SUPPLIES (LABORATORY, IMPLANT AND MAXILLOFACIAL SURGERY) SUPPLEMENTARY
13648 | 4215180503200 | MANDREL FELT CONE TO BE MOUNTED ON, SCREW TYPE, LARGE SIZE. | DENTAL SUPPLIES (LABORATORY, IMPLANT AND MAXILLOFACIAL SURGERY) SUPPLEMENTARY
13649 | 4215166002300 | APPLICATOR BRUSH FOR LIQUID SEPARATOR | DENTAL SUPPLIES (LABORATORY, IMPLANT AND MAXILLOFACIAL SURGERY) SUPPLEMENTARY
13650 | 4215151305000 | CASTABLE ABUTMENT FOR GOLD ALLOY INCLUDING THE SCREW, FOR BONE LEVEL DENTAL IMPLANT DIAMETER: ASSORTED GINGIVAL HEIGHT: ASSORTED | DENTAL SUPPLIES (LABORATORY, IMPLANT AND MAXILLOFACIAL SURGERY) SUPPLEMENTARY
13651 | 4215151305800 | HEALING ABUTMENT, FOR BONE LEVEL DENTAL IMPLANT,TITANIUM OR TITANIUM ALLOY SHAPE: ASSORTED DIAMETER: ASSORTED HEIGHT: ASSORTED | DENTAL SUPPLIES (LABORATORY, IMPLANT AND MAXILLOFACIAL SURGERY) SUPPLEMENTARY
13652 | 4215162406100 | "HANDPIECE, IMPLANTOLOGY CONTRA-ANGLE, WITHOUT LIGHT, EXTERNAL IRRIGATION, COMPATIBLE WITH EACH HOSPITAL IMPLANT MOTOR SYSTEM" | DENTAL SUPPLIES (LABORATORY, IMPLANT AND MAXILLOFACIAL SURGERY) SUPPLEMENTARY
13653 | 4215220012500 | MOUTH GUARD MATERIAL HARD SQUARE CLEAR SHEET 2.0 X 125 MM 100 /PK | DENTAL SUPPLIES (LABORATORY, IMPLANT AND MAXILLOFACIAL SURGERY) SUPPLEMENTARY
13654 | 4215246434400 | ANALOG, FOR BONE LEVEL DENTAL IMPLANT DIAMETER: ASSORTED | DENTAL SUPPLIES (LABORATORY, IMPLANT AND MAXILLOFACIAL SURGERY) SUPPLEMENTARY
13655 | 4215246434700 | BONE LEVEL TITANIUM DENTAL IMPLANT -STRAIGHT SURFACE: BIOACTIVE ROUGH DIAMETER : ASSORTED LENGTH :ASSORTED LENGTH | DENTAL SUPPLIES (LABORATORY, IMPLANT AND MAXILLOFACIAL SURGERY) SUPPLEMENTARY
13656 | 4215246435300 | IMPRESSION POST, FOR BONE LEVEL DENTAL IMPLANT TYPE :PICK UP (OPEN TRAY) HEIGHT :ASSORTED DIAMETER :ASSORTED | DENTAL SUPPLIES (LABORATORY, IMPLANT AND MAXILLOFACIAL SURGERY) SUPPLEMENTARY
13657 | 4215240010700 | PFM MARGIN POWDER ALL SHADES ( A - D ) ASSORTED | DENTAL SUPPLIES (LABORATORY, IMPLANT AND MAXILLOFACIAL SURGERY) SUPPLEMENTARY
13658 | 4215240010400 | PFM ENAMEL ALL SHADES ( A - D ) ASSORTED | DENTAL SUPPLIES (LABORATORY, IMPLANT AND MAXILLOFACIAL SURGERY) SUPPLEMENTARY
13659 | 4215240010300 | PFM DENTINE POWDER ALL SHADES ( A - D ) ASSORTED | DENTAL SUPPLIES (LABORATORY, IMPLANT AND MAXILLOFACIAL SURGERY) SUPPLEMENTARY
13660 | 4215240010100 | PFM CHARACTERIZATION POWDER (COLORS - CLEAR) ASSORTED ALL SHADES | DENTAL SUPPLIES (LABORATORY, IMPLANT AND MAXILLOFACIAL SURGERY) SUPPLEMENTARY
13661 | 4215221302100 | SEMI ADJUSTABLE ARTICULATOR WITH ADJUSTABLE PROTRUSIVE IMMEDIATE AND PROGRESSIVE SHIFT WITH CENTRIC LATCH AND CUSTOMIZED INCISAL TABLE | DENTAL SUPPLIES (LABORATORY, IMPLANT AND MAXILLOFACIAL SURGERY) SUPPLEMENTARY
13662 | 4215240010900 | PFM WASH OPAQUE PASTE ALL SHADES ( A - D ) ASSORTED | DENTAL SUPPLIES (LABORATORY, IMPLANT AND MAXILLOFACIAL SURGERY) SUPPLEMENTARY
13663 | 4229420705400 | SMITH SAGITTAL SPLIT SEPARATORS, SET OF 2 (RIGHT AND LEFT), STAINLESS STEEL , 16CM APPROXIMATE | DENTAL SUPPLIES (LABORATORY, IMPLANT AND MAXILLOFACIAL SURGERY) SUPPLEMENTARY
13664 | 4215168803400 | OBWEGESER WEDGE OSTEOTOME, STAINLESS STEEL, 22CM APPROXIMATE, 8MM TIP | DENTAL SUPPLIES (LABORATORY, IMPLANT AND MAXILLOFACIAL SURGERY) SUPPLEMENTARY
13665 | 4215168803300 | OBWEGESER WEDGE OSTEOTOME, STAINLESS STEEL, 22CM APPROXIMATE, 16MM TIP | DENTAL SUPPLIES (LABORATORY, IMPLANT AND MAXILLOFACIAL SURGERY) SUPPLEMENTARY
13666 | 4215168802900 | MINI LAMBOTTE OSTEOTOME, STAINLESS STEEL, STRAIGHT, 13CM APPROXIMATE, WORKING END WIDTH: LARGE (10-14MM TIP) | DENTAL SUPPLIES (LABORATORY, IMPLANT AND MAXILLOFACIAL SURGERY) SUPPLEMENTARY
13667 | 4215168803200 | MINI LAMBOTTE OSTEOTOME, STAINLESS STEEL, STRAIGHT, 17CM APPROXIMATE, WORKING END WIDTH: SMALL (2-4MM) | DENTAL SUPPLIES (LABORATORY, IMPLANT AND MAXILLOFACIAL SURGERY) SUPPLEMENTARY
13668 | 4215168803100 | MINI LAMBOTTE OSTEOTOME, STAINLESS STEEL, STRAIGHT, 17CM APPROXIMATE, WORKING END WIDTH: MEDIUM (6-8MM TIP) | DENTAL SUPPLIES (LABORATORY, IMPLANT AND MAXILLOFACIAL SURGERY) SUPPLEMENTARY
13669 | 4215168803000 | MINI LAMBOTTE OSTEOTOME, STAINLESS STEEL, STRAIGHT, 17CM APPROXIMATE, WORKING END WIDTH: LARGE (10-14MM TIP) | DENTAL SUPPLIES (LABORATORY, IMPLANT AND MAXILLOFACIAL SURGERY) SUPPLEMENTARY
13670 | 4229420704900 | CUSHING NERVE HOOK, STAINLESS STEEL, 20-30CM APPROXIMATE, RIGHT ANGEL, WORKING END: 6MM | DENTAL SUPPLIES (LABORATORY, IMPLANT AND MAXILLOFACIAL SURGERY) SUPPLEMENTARY
13671 | 4215161204100 | OBWEGESER CHANNEL RETRACTOR, FOR MANDIBLE, 17CM APPROXIMATE, STAINLESS STEEL, WORKING END: 10MM | DENTAL SUPPLIES (LABORATORY, IMPLANT AND MAXILLOFACIAL SURGERY) SUPPLEMENTARY
13672 | 4215168803500 | OBWGEEZER OSTEOTOME, NASAL SEPTUM DOUBLE-GUARDED OSTEOTOME, STAINLESS STEEL 18CM APPROXIMATE, BLADE WIDTH: 6MM | DENTAL SUPPLIES (LABORATORY, IMPLANT AND MAXILLOFACIAL SURGERY) SUPPLEMENTARY
13673 | 4215246434600 | BONE LEVEL TITANIUM DENTAL IMPLANT - TAPERED SURFACE: BIOACTIVE ROUGH DIAMETER : ASSORTED LENGTH :ASSORTED LENGTH | DENTAL SUPPLIES (LABORATORY, IMPLANT AND MAXILLOFACIAL SURGERY) SUPPLEMENTARY
13674 | 4215246435400 | IMPRESSION POST, FOR BONE LEVEL DENTAL IMPLANT TYPE :TRANSFER (CLOSED TRAY) HEIGHT :ASSORTED DIAMETER :ASSORTED | DENTAL SUPPLIES (LABORATORY, IMPLANT AND MAXILLOFACIAL SURGERY) SUPPLEMENTARY
13675 | 4215151305500 | FINAL MULTI-UNIT ABUTMENT FOR SCREW RETAINED INCLUDE SCREWS, FOR BONE LEVEL DENTAL IMPLANT MATERIAL : TITANIUM PLATFORM : ASSORTED DIAMETER: ASSORTED ANGULATION : STRAIGHT (0) GINGIVAL HIGHT:ASSORTED | DENTAL SUPPLIES (LABORATORY, IMPLANT AND MAXILLOFACIAL SURGERY) SUPPLEMENTARY
13676 | 4215151305400 | FINAL MULTI-UNIT ABUTMENT FOR SCREW RETAINED INCLUDE SCREWS, BONE LEVEL DENTAL IMPLANT MATERIAL : TITANIUM PLATFORM : ASSORTED DIAMETER: ASSORTED ANGULATION : ASSORTED GINGIVAL HIGHT:ASSORTED | DENTAL SUPPLIES (LABORATORY, IMPLANT AND MAXILLOFACIAL SURGERY) SUPPLEMENTARY
13677 | 4215151307500 | TEMPORARY ABUTMENT - METAL WITH FINAL SCREW CUSTOMIZABLE IN LAB OR CHAIRSIDE, FOR BONE LEVEL DENTAL IMPLANT PLATFORM : ASSORTED ( ENGAGING) | DENTAL SUPPLIES (LABORATORY, IMPLANT AND MAXILLOFACIAL SURGERY) SUPPLEMENTARY
13678 | 4215151307400 | TEMPORARY ABUTMENT - METAL WITH FINAL SCREW CUSTOMIZABLE IN LAB OR CHAIRSIDE, FOR BONE LEVEL DENTAL IMPLANT PLATFORM : ASSORTED ( NON ENGAGING) | DENTAL SUPPLIES (LABORATORY, IMPLANT AND MAXILLOFACIAL SURGERY) SUPPLEMENTARY
13679 | 4215151308500 | TITANIUM CAD/CAM ABUTMENT INCLUDING FINAL PROSTHETIC SCREW. FOR BONE LEVEL DENTAL IMPLANT GINGIVAL HEIGHT:ASSORTED DIAMETER: ASSORTED LENGTH: ASSORTED ANGULATION: STRAIGHT(0) ENGAGING | DENTAL SUPPLIES (LABORATORY, IMPLANT AND MAXILLOFACIAL SURGERY) SUPPLEMENTARY
13680 | 4215151308400 | TITANIUM CAD/CAM ABUTMENT INCLUDING FINAL PROSTHETIC SCREW. FOR BONE LEVEL DENTAL IMPLANT GINGIVAL HEIGHT:ASSORTED DIAMETER: ASSORTED LENGTH: ASSORTED ANGULATION: STRAIGHT (0) NON-ENGAGING | DENTAL SUPPLIES (LABORATORY, IMPLANT AND MAXILLOFACIAL SURGERY) SUPPLEMENTARY
13681 | 4215151308300 | TITANIUM CAD/CAM ABUTMENT INCLUDING FINAL PROSTHETIC SCREW.FOR BONE LEVEL DENTAL IMPLANT GINGIVAL HEIGHT:ASSORTED DIAMETER: ASSORTED LENGTH: ASSORTED ANGULATION: ASSORTED ENGAGING | DENTAL SUPPLIES (LABORATORY, IMPLANT AND MAXILLOFACIAL SURGERY) SUPPLEMENTARY
13682 | 4215151308800 | TITANIUM CAD/CAM ABUTMENT INCLUDING FINAL PROSTHETIC SCREW.FOR BONE LEVEL DENTAL IMPLANT GINGIVAL HEIGHT:ASSORTED DIAMETER: ASSORTED LENGTH: ASSORTED ANGULATION: ASSORTED NON-ENGAGING | DENTAL SUPPLIES (LABORATORY, IMPLANT AND MAXILLOFACIAL SURGERY) SUPPLEMENTARY
13683 | 4215151307200 | STRAIGHT LOCATOR OR EQUIVALENT ABUTMENT,FOR DENTAL BONE LEVEL IMPLANT DIAMETER ASSORTED HEIGHT:ASSORTED | DENTAL SUPPLIES (LABORATORY, IMPLANT AND MAXILLOFACIAL SURGERY) SUPPLEMENTARY
13684 | 4215151306100 | IMPRESSION COPING FOR BONE LEVEL IMPLANT LOCATOR ABUTMENT | DENTAL SUPPLIES (LABORATORY, IMPLANT AND MAXILLOFACIAL SURGERY) SUPPLEMENTARY
13685 | 4215246435700 | INTRA ORAL , SCAN BODY SIZE : ASSORTED | DENTAL SUPPLIES (LABORATORY, IMPLANT AND MAXILLOFACIAL SURGERY) SUPPLEMENTARY
13686 | 4215211301500 | LOCATOR OR EQUIVALENT RETENTIVE PROCESSING PACKAGE, INCLUDES: DENTURE CAP, WITH PROCESSING INSERT AND BLOCK - OUT SPACER REPLACEMENT INSERT: 3 DIFFERENT SIZES OF STRENGHT | DENTAL SUPPLIES (LABORATORY, IMPLANT AND MAXILLOFACIAL SURGERY) SUPPLEMENTARY
13687 | 4215151307300 | STRAIGHT LOCATOR OR EQUIVALENT ABUTMENT,FOR DENTAL TISSUE IMPLANT DIAMETER ASSORTED HEIGHT:ASSORTED | DENTAL SUPPLIES (LABORATORY, IMPLANT AND MAXILLOFACIAL SURGERY) SUPPLEMENTARY
13688 | 4215246436600 | TISSUE LEVEL TITANIUM DENTAL IMPLANT -STRAIGHT SURFACE: BIOACTIVE ROUGH DIAMETER : ASSORTED LENGTH :ASSORTED LENGTH | DENTAL SUPPLIES (LABORATORY, IMPLANT AND MAXILLOFACIAL SURGERY) SUPPLEMENTARY
13689 | 4215246434500 | ANALOG, FOR TISSUE LEVEL DENTAL IMPLANT DIAMETER: ASSORTED | DENTAL SUPPLIES (LABORATORY, IMPLANT AND MAXILLOFACIAL SURGERY) SUPPLEMENTARY
13690 | 4215246435500 | IMPRESSION POST, FOR TISSUE LEVEL DENTAL IMPLANT TYPE :PICK UP (OPEN TRAY) HEIGHT :ASSORTED DIAMETER :ASSORTED | DENTAL SUPPLIES (LABORATORY, IMPLANT AND MAXILLOFACIAL SURGERY) SUPPLEMENTARY
13691 | 4215246435600 | IMPRESSION POST, FOR TISSUE LEVEL DENTAL IMPLANT TYPE :TRANSFER (CLOSED TRAY) HEIGHT :ASSORTED DIAMETER :ASSORTED | DENTAL SUPPLIES (LABORATORY, IMPLANT AND MAXILLOFACIAL SURGERY) SUPPLEMENTARY
13692 | 4215151307000 | PREFABRICATED ABUTMENT FOR CEMENT RETAINED, FOR TISSUE LEVEL DENTAL IMPLANT MATERIAL : TITANIUM PLATFORM : ASSORTED DIAMETER: ASSORTED ANGULATION : STRAIGHT (0) GINGIVAL HIGHT:ASSORTED ( ENGAGING) | DENTAL SUPPLIES (LABORATORY, IMPLANT AND MAXILLOFACIAL SURGERY) SUPPLEMENTARY
13693 | 4215151306800 | PREFABRICATED ABUTMENT FOR CEMENT RETAINED, FOR TISSUE LEVEL DENTAL IMPLANT MATERIAL : TITANIUM PLATFORM : ASSORTED DIAMETER: ASSORTED ANGULATION : ASSORTED GINGIVAL HIGHT:ASSORTED ( ENGAGING) | DENTAL SUPPLIES (LABORATORY, IMPLANT AND MAXILLOFACIAL SURGERY) SUPPLEMENTARY
13694 | 4215151305600 | FINAL MULTI-UNIT ABUTMENT FOR SCREW RETAINED, FOR TISSUE LEVEL DENTAL IMPLANT MATERIAL : TITANIUM PLATFORM : ASSORTED DIAMETER: ASSORTED ANGULATION : STRAIGHT (0) GINGIVAL HIGHT:ASSORTED | DENTAL SUPPLIES (LABORATORY, IMPLANT AND MAXILLOFACIAL SURGERY) SUPPLEMENTARY
13695 | 4215151307700 | TEMPORARY ABUTMENT - METAL WITH SCREW CUSTOMIZABLE IN LAB OR CHAIRSIDE, FOR TISSUE LEVEL DENTAL IMPLANT PLATFORM : ASSORTED ( ENGAGING) | DENTAL SUPPLIES (LABORATORY, IMPLANT AND MAXILLOFACIAL SURGERY) SUPPLEMENTARY
13696 | 4215151308700 | TITANIUM CAD/CAM ABUTMENT INCLUDING FINAL PROSTHETIC SCREW. FOR TISSUE LEVEL DENTAL IMPLANT GINGIVAL HEIGHT:ASSORTED DIAMETER: ASSORTED LENGTH: ASSORTED ANGULATION: STRAIGHT(0) ENGAGING | DENTAL SUPPLIES (LABORATORY, IMPLANT AND MAXILLOFACIAL SURGERY) SUPPLEMENTARY
13697 | 4215151308600 | TITANIUM CAD/CAM ABUTMENT INCLUDING FINAL PROSTHETIC SCREW. FOR TISSUE LEVEL DENTAL IMPLANT GINGIVAL HEIGHT:ASSORTED DIAMETER: ASSORTED LENGTH: ASSORTED ANGULATION: STRAIGHT (0) NON-ENGAGING | DENTAL SUPPLIES (LABORATORY, IMPLANT AND MAXILLOFACIAL SURGERY) SUPPLEMENTARY
13698 | 4220341004000 | CARTRIDGES, FOR ACTIVATED CLOTTING TIME, DISPOSABLE. MACHINES TO BE PROVIDED FREE OF CHARGE TO EACH REQUESTED CENTER | INTERVENTIONAL RADIOLOGY AND CARDIAC CATHETERIZATION SUPPLEMENTARY
13699 | 4220341114200 | CATHETER, DIAGNOSTIC, NIH, WITH MARKER, ASSORTED SIZES AS PER HOSPITAL REQUEST | INTERVENTIONAL RADIOLOGY AND CARDIAC CATHETERIZATION SUPPLEMENTARY
13700 | 4220344711000 | BREAST TISSUE MARKER, WITH HYDROGEL PLUG, PRE-LOADED, PROVIDES LONG TERM UNMATCHED ULTRASOUND VISIBILITY | INTERVENTIONAL RADIOLOGY AND CARDIAC CATHETERIZATION SUPPLEMENTARY
13701 | 4220341013200 | CATHETER DEVICE, FOR CHRONIC TOTAL OCCLUSION, TO CREATE INTRALUMINAL PLACEMENT, BRAIDED, 120-150 CM, DISPOSABLE, STERILE | INTERVENTIONAL RADIOLOGY AND CARDIAC CATHETERIZATION SUPPLEMENTARY
13702 | 4220341088900 | DRAINAGE CATHETER BILIARY SET, RADIOPAQUE, INCLUDES GUIDEWIRE AND STIFFENING CANNULA, ASSORTED SIZE AS PER HOSPITAL REQUEST, DISPOSABLE, STERILE | INTERVENTIONAL RADIOLOGY AND CARDIAC CATHETERIZATION SUPPLEMENTARY
13703 | 4220341089300 | GASTROJEJUNOSTOMY SET, PERCUTANEOUS, INCLUDES: CATHETER 12 TO 24 FR, SEEKING CATHETER 7FR X 110 CM, EXTRA STIFF GUIDEWIRE 0.038 IN X 260 CM, NEEDLE 18G X 9 CM, PEEL AWAY INTRODUCER, DILATOR, SUTURE ANCHOR SET, DISPOSABLE, STERILE | INTERVENTIONAL RADIOLOGY AND CARDIAC CATHETERIZATION SUPPLEMENTARY
13704 | 4220341018200 | GASTROSTOMY SET PERCUTANEOUS INCLUDES: GASTROSTOMY CATHETER 12 TO 24 FR, STIFF GUIDEWIRE 0.038IN X 145 CM NEEDLE 18G X 7 C M FEEDING CONNECTOR DILATOR CATHETER FIXATION DEVICE SUTURE ANCHOR SET SHOULD BE PROVIDED STERILE | INTERVENTIONAL RADIOLOGY AND CARDIAC CATHETERIZATION SUPPLEMENTARY
13705 | 4220341012000 | GUIDEWIRE, MICRO, 100% HYDROPHILIC COATING, POLYURETHANE COATING, NITINOL CORE, TAPERED ANGLED TIP, STIFF, 0.018IN, DISPOSABLE, STERILE, THE SPECIFIC GUIDEWIRE LENGTHS MUST BE DECIDED BY THE RECEIVING CENTER BEFORE DELIVERY | INTERVENTIONAL RADIOLOGY AND CARDIAC CATHETERIZATION SUPPLEMENTARY
13706 | 4220341090800 | NEEDLE, BREAST LOCALIZATION, DOUBLE HOOK, FOR PREOPERATIVE MARKING, 20G TO 21G, ASSORTED LENGTH, DISPOSABLE, STERILE | INTERVENTIONAL RADIOLOGY AND CARDIAC CATHETERIZATION SUPPLEMENTARY
13707 | 4220341090900 | NEEDLE, BREAST LOCALIZATION, FOR PREOPERATIVE MARKING, 20G TO 21G, ASSORTED LENGTHS, DISPOSABLE, STERILE | INTERVENTIONAL RADIOLOGY AND CARDIAC CATHETERIZATION SUPPLEMENTARY
13708 | 4214250403200 | NEEDLE, COAXIAL, ASSORTED SIZES AND LENGTHS AS PER HOSPITAL REQUEST, DISPOSABLE, STERILE | INTERVENTIONAL RADIOLOGY AND CARDIAC CATHETERIZATION SUPPLEMENTARY
13709 | 4220341019400 | PERCUTANEOUS VASCULAR SHEATH SET, INTRODUCER SHEATH LENGTH: NOT LESS THAN 23CM, RADIOPAQUE TIP, ASSORTED SIZES 5F -11F, SILICONE HEMOSTATIC VALVE, SIDE-PORT WITH SIDE-ARM AND 3 WAY-STOPCOCK, NON-TRAUMATIC DILATOR, DISPOSABLE, STERILE | INTERVENTIONAL RADIOLOGY AND CARDIAC CATHETERIZATION SUPPLEMENTARY
13710 | 4220341092700 | PICC (PERIPHERALLY INSERTED CENTRAL CATHETER), POWER INJECTABLE PICC WITH VALVE, UNCUFFED, 5 FR, TRIPLE LUMEN, NOT LESS THAN 55CM LENGTH, INCLUDES: COMPATIBLE PEEL AWAY SHEATH, 21-22 G NEEDLE, 0.018IN GUIDEWIRE, GUIDEWIRE LENGTH NOT LESS THAN 60CM DISPOSABLE, STERILE, (NON-SILICONE MATERIAL) | INTERVENTIONAL RADIOLOGY AND CARDIAC CATHETERIZATION SUPPLEMENTARY
13711 | 4220341092400 | PICC (PERIPHERALLY INSERTED CENTRAL CATHETER), POWER INJECTABLE PICC WITH VALVE, UNCUFFED, 5 FR, DUAL LUMEN, NOT LESS THAN 55CM LENGTH, INCLUDES: COMPATIBLE PEEL AWAY SHEATH, 21-22 G NEEDLE, 0.018IN GUIDEWIRE, GUIDEWIRE LENGTH NOT LESS THAN 60CM, DISPOSABLE, STERILE, (NON-SILICONE MATERIAL) | INTERVENTIONAL RADIOLOGY AND CARDIAC CATHETERIZATION SUPPLEMENTARY
13712 | 4220341092900 | PICC (PERIPHERALLY INSERTED CENTRAL CATHETER), POWER INJECTABLE PICC WITH VALVE, UNCUFFED, 3FR, SINGLE LUMEN, LENGTH NOT LESS THAN 55CM, INCLUDES: COMPATIBLE PEEL AWAY SHEATH, 21-22 G NEEDLE, 0.018IN GUIDEWIRE, GUIDEWIRE LENGTH NOT LESS THAN 60CM, DISPOSABLE, STERILE, (NON-SILICONE MATERIAL) | INTERVENTIONAL RADIOLOGY AND CARDIAC CATHETERIZATION SUPPLEMENTARY
13713 | 4220341092600 | PICC (PERIPHERALLY INSERTED CENTRAL CATHETER), POWER INJECTABLE PICC WITH VALVE, UNCUFFED, 5FR, SINGLE LUMEN, LENGTH NOT LESS THAN 55CM, INCLUDES: COMPATIBLE PEEL AWAY SHEATH, 21-22 G NEEDLE, 0.018IN GUIDEWIRE, GUIDEWIRE LENGTH NOT LESS THAN 60 CM, DISPOSABLE, STERILE, (NON-SILICONE MATERIAL) | INTERVENTIONAL RADIOLOGY AND CARDIAC CATHETERIZATION SUPPLEMENTARY
13714 | 4220341025600 | STENT, ESOPHAGEAL, COVERED, WITH REFLUX CONTROL VALVE, SELF-EXPANDABLE, LOW PROFILE, SINGLE-HANDED DELIVERY SYSTEM, ASSORTED SIZES AS PER HOSPITAL REQUEST | INTERVENTIONAL RADIOLOGY AND CARDIAC CATHETERIZATION SUPPLEMENTARY
13715 | 4220340304700 | INTRODUCER SHEATH, RADIOPAQUE TIP, DISPOSABLE, STERILE, ASSORTED SIZES AS PER HOSPITAL REQUEST | INTERVENTIONAL RADIOLOGY AND CARDIAC CATHETERIZATION SUPPLEMENTARY
13716 | 4223160907000 | GASTROJEJUNOSTOMY INTRODUCER KIT, ASSORTED SIZE | INTERVENTIONAL RADIOLOGY AND CARDIAC CATHETERIZATION SUPPLEMENTARY
13717 | 4227200601100 | GASTROSTOMY INTRODUCER KIT, ASSORTED SIZE | INTERVENTIONAL RADIOLOGY AND CARDIAC CATHETERIZATION SUPPLEMENTARY
13718 | 4220342605300 | GUIDEWIRE, PERIPHERAL INTERVENTION, WORKHORSE/FLOPPY, 0.014IN, J-TIP OR STRAIGHT, ASSORTED RANGE AND SIZES AS PER HOSPITAL REQUEST | INTERVENTIONAL RADIOLOGY AND CARDIAC CATHETERIZATION SUPPLEMENTARY
13719 | 4220342605200 | GUIDEWIRE, PERIPHERAL INTERVENTION, INTERMEDIATE TIP LOAD, 0.014IN, J-TIP OR STRAIGHT, ASSORTED RANGE AND SIZES AS PER HOSPITAL REQUEST | INTERVENTIONAL RADIOLOGY AND CARDIAC CATHETERIZATION SUPPLEMENTARY
13720 | 4220340401400 | GUIDEWIRE, PERIPHERAL INTERVENTION, HIGH TIP LOAD FOR CTO CASES, 0.014IN, J-TIP OR STRAIGHT, ASSORTED RANGE AND SIZES AS PER HOSPITAL REQUEST | INTERVENTIONAL RADIOLOGY AND CARDIAC CATHETERIZATION SUPPLEMENTARY
13721 | 4220340440900 | GUIDEWIRE, PERIPHERAL INTERVENTION, WORKHORSE/FLOPPY, 0.018IN, J-TIP OR STRAIGHT, ASSORTED RANGE AND SIZES AS PER HOSPITAL REQUEST | INTERVENTIONAL RADIOLOGY AND CARDIAC CATHETERIZATION SUPPLEMENTARY
13722 | 4220340434200 | GUIDEWIRE, PERIPHERAL INTERVENTION, INTERMEDIATE TIP LOAD, 0.018IN, J-TIP OR STRAIGHT, ASSORTED RANGE AND SIZES AS PER HOSPITAL REQUEST | INTERVENTIONAL RADIOLOGY AND CARDIAC CATHETERIZATION SUPPLEMENTARY
13723 | 4222150406000 | PICC (PERIPHERALLY INSERTED CENTRAL CATHETER), POWER INJECTABLE PICC WITH VALVE, UNCUFFED, 6 FR, TRIPLE LUMEN, NOT LESS THAN 55CM LENGTH, INCLUDES: COMPATIBLE PEEL AWAY SHEATH, 21-22 G NEEDLE, 0.018IN GUIDEWIRE, GUIDEWIRE LENGTH NOT LESS THAN 60CM DISPOSABLE, STERILE, (NON-SILICONE MATERIAL) | INTERVENTIONAL RADIOLOGY AND CARDIAC CATHETERIZATION SUPPLEMENTARY
13724 | 4220340700400 | SYRINGE HIGH PRESSURE 1 ML CAPACITY FIXED MALE LUER LOCK BARREL MATERIAL: POLYCARBONATE TIP MATERIAL: SILICONE PLUNGER MATERIAL: ABS VARIOUS COLORS AS PER HOSPITAL REQUEST DISPOSABLE STERILE | INTERVENTIONAL RADIOLOGY AND CARDIAC CATHETERIZATION SUPPLEMENTARY
13725 | 4220340700700 | SYRINGE HIGH PRESSURE 3 ML CAPACITY FIXED MALE LUER LOCK BARREL MATERIAL: POLYCARBONATE TIP MATERIAL: SILICONE PLUNGER MATERIAL: ABS VARIOUS COLORS AS PER HOSPITAL REQUEST DISPOSABLE STERILE | INTERVENTIONAL RADIOLOGY AND CARDIAC CATHETERIZATION SUPPLEMENTARY
13726 | 4220340701000 | SYRINGE HIGH PRESSURE 5-6 ML CAPACITY FIXED MALE LUER LOCK BARREL MATERIAL: POLYCARBONATE TIP MATERIAL: SILICONE PLUNGER MATERIAL: ABS VARIOUS COLORS AS PER HOSPITAL REQUEST DISPOSABLE STERILE | INTERVENTIONAL RADIOLOGY AND CARDIAC CATHETERIZATION SUPPLEMENTARY
13727 | 4220340700500 | SYRINGE HIGH PRESSURE 10 ML CAPACITY FIXED MALE LUER LOCK BARREL MATERIAL: POLYCARBONATE TIP MATERIAL: SILICONE PLUNGER MATERIAL: ABS VARIOUS COLORS AS PER HOSPITAL REQUEST DISPOSABLE STERILE | INTERVENTIONAL RADIOLOGY AND CARDIAC CATHETERIZATION SUPPLEMENTARY
13728 | 4220340700600 | SYRINGE HIGH PRESSURE 20 ML CAPACITY FIXED MALE LUER LOCK BARREL MATERIAL: POLYCARBONATE TIP MATERIAL: SILICONE PLUNGER MATERIAL: ABS VARIOUS COLORS AS PER HOSPITAL REQUEST DISPOSABLE STERILE | INTERVENTIONAL RADIOLOGY AND CARDIAC CATHETERIZATION SUPPLEMENTARY
13729 | 4220340700800 | SYRINGE HIGH PRESSURE 30 ML CAPACITY FIXED MALE LUER LOCK BARREL MATERIAL: POLYCARBONATE TIP MATERIAL: SILICONE PLUNGER MATERIAL: ABS VARIOUS COLORS AS PER HOSPITAL REQUEST DISPOSABLE STERILE | INTERVENTIONAL RADIOLOGY AND CARDIAC CATHETERIZATION SUPPLEMENTARY
13730 | 4220340559400 | TRANSCATHETER CEREBRAL PROTECTION DEVICE, USED TO CAPTURE AND REMOVE THROMBUS AND DEBRIS IN TAVI PROCEDURE | INTERVENTIONAL RADIOLOGY AND CARDIAC CATHETERIZATION SUPPLEMENTARY
13731 | 4229422014700 | BONE NEEDLE PENETRATION SET, 12G, INCLUDING PENETRATION CANNULA AND STYLET, DRILL, AND DEPTH GAUGE, DISPOSABLE, STERILE | INTERVENTIONAL RADIOLOGY AND CARDIAC CATHETERIZATION SUPPLEMENTARY
13732 | 4220344710700 | BONE BIOPSY SET, ASSORTED SIZES AS PER HOSPITAL REQUEST, DISPOSABLE, STERILE | INTERVENTIONAL RADIOLOGY AND CARDIAC CATHETERIZATION SUPPLEMENTARY
13733 | 4220341088600 | DRAINAGE CONNECTION TUBE, WITH ONE WAY STOPCOCK, NOT LESS THAN 30 CM, DISPOSABLE, STERILE | INTERVENTIONAL RADIOLOGY AND CARDIAC CATHETERIZATION SUPPLEMENTARY
13734 | 4229600641000 | OCCLUSION BALLOON, FOR ABDOMINAL/THORACIC AORTA, POST STENT DILATATION, ASSORTED SIZES AS PER HOSPITAL REQUEST | INTERVENTIONAL RADIOLOGY AND CARDIAC CATHETERIZATION SUPPLEMENTARY
13735 | 4229440000100 | ENDOVASCULAR ACCESS SYSTEM, FOR NON-SURGICAL ARTERIOVENOUS FISTULAS CREATION, WITH ALL NEEDED ACCESSORIES. | INTERVENTIONAL RADIOLOGY AND CARDIAC CATHETERIZATION SUPPLEMENTARY
13736 | 4229440000200 | ENDOVASCULAR AVF SET, INCLUDES: TWO DISPOSABLE 4F CATHETERS, VENOUS CATHETER WITH RADIO-FREQUENCY ELECTRODE, ARTERIAL CATHETER WITH CERAMIC BACKSTOP, EACH CATHETER IS MAGNETIZED FOR AIDED ALIGNMENT, MEDICAL DRIVE SYSTEM (INCLUDING THE GENERATOR, ARM BOARD, AND FIXATION STRAPS) TO EVERY ORDERING CENTER, STERILE | INTERVENTIONAL RADIOLOGY AND CARDIAC CATHETERIZATION SUPPLEMENTARY
13737 | 4220341605400 | PULSED FIELD ABLATION (PFA) CATHETER, WITH ALL NEEDED ACCESSORIES, DISPOSABLE, STERILE, ASSORTED SIZES AND SHAPES AS PER HOSPITAL REQUEST | INTERVENTIONAL RADIOLOGY AND CARDIAC CATHETERIZATION SUPPLEMENTARY
13738 | 4220350601600 | CARDIAC CONTRACTILITY MODULATION SYSTEM, FOR HEART FAILURE PATIENTS, THE SYSTEM CONSISTS OF IMPLANTABLE PULSE GENERATOR AND CHARGER, THE SYSTEM HAS TO BE COMPATIBLE WITH CONVENTIONAL LEADS | INTERVENTIONAL RADIOLOGY AND CARDIAC CATHETERIZATION SUPPLEMENTARY
13739 | 4229542704900 | CATHETER SET, HYSTERO-SALPINGOGRAPHY BALLOON CATHETER, LATEX FREE, SMOOTH TIP, OPEN OR CLOSED TIP, ASSORTED SIZES AS PER HOSPITAL REQUEST | INTERVENTIONAL RADIOLOGY AND CARDIAC CATHETERIZATION SUPPLEMENTARY
13740 | 4220184300100 | NIPPLE MARKER, USED TO IDENTIFY NIPPLE LOCATION DURING MAMMOGRAPHY, DISPOSABLE, STERILE, ASSORTED SIZES AND SHAPES AS PER HOSPITAL REQUEST | INTERVENTIONAL RADIOLOGY AND CARDIAC CATHETERIZATION SUPPLEMENTARY
13741 | 4222150405900 | PICC (PERIPHERALLY INSERTED CENTRAL CATHETER), POWER INJECTABLE PICC WITH VALVE, UNCUFFED, 4FR, SINGLE LUMEN, LENGTH NOT LESS THAN 55CM, INCLUDES: COMPATIBLE PEEL AWAY SHEATH, 21-22 G NEEDLE, 0.018IN GUIDEWIRE, GUIDEWIRE LENGTH NOT LESS THAN 60 CM, DISPOSABLE, STERILE, (NON-SILICONE MATERIAL) | INTERVENTIONAL RADIOLOGY AND CARDIAC CATHETERIZATION SUPPLEMENTARY
13742 | 4229554100000 | IMPLANTABLE PORT KIT, RADIO TRANSLUCENT, WITH ATTACHABLE POLYURETHANE CATHETER, ASSORTED SIZES AS PER HOSPITAL REQUEST | INTERVENTIONAL RADIOLOGY AND CARDIAC CATHETERIZATION SUPPLEMENTARY
13743 | 4229150000900 | BONE BIOPSY NEEDLE, COAXIAL, CURVED, FOR VERTEBRAL BODY BIOPSY AND INFUSION, INTRODUCER NEEDLE SIZE 10G X 10-13 CM, STERILE | INTERVENTIONAL RADIOLOGY AND CARDIAC CATHETERIZATION SUPPLEMENTARY
13744 | 4229440300600 | TRANSCATHETER BICAVAL VALVES SYSTEM, FOR TRICUSPID INSUFFICIENCY AND CAVAL REFLUX, ASSORTED SIZES AS PER HOSPITAL REQUEST | INTERVENTIONAL RADIOLOGY AND CARDIAC CATHETERIZATION SUPPLEMENTARY
13745 | 4220341114700 | CORONARY ATHERECTOMY SYSTEM, COMPLETE KIT, DISPOSABLE, STERILE. | INTERVENTIONAL RADIOLOGY AND CARDIAC CATHETERIZATION SUPPLEMENTARY
13746 | 4229591214900 | STENT, VENOUS, SELF-EXPANDABLE, OBLIQUE END, ASSORTED SIZES AS PER HOSPITAL REQUEST | INTERVENTIONAL RADIOLOGY AND CARDIAC CATHETERIZATION SUPPLEMENTARY
13747 | 4220345300100 | TRANSSEPTAL ACCESS SYSTEM, INTEGRATED TRANSSEPTAL DILATOR/NEEDLE, COMPATIBLE WITH ALL INDUSTRY-LEADING INTRODUCERS, ASSORTED SIZES AS PER HOSPITAL REQUEST | INTERVENTIONAL RADIOLOGY AND CARDIAC CATHETERIZATION SUPPLEMENTARY
13748 | 4220341605300 | CATHETER, ENABLES PULSED FIELD AND RADIOFREQUENCY NAVIGATION, BIDIRECTIONAL, IRRIGATED, MULTI-ELECTRODES, HIGH DENSITY MAPPING AND ABLATION. | INTERVENTIONAL RADIOLOGY AND CARDIAC CATHETERIZATION SUPPLEMENTARY
13749 | 4229440300700 | TRANSCATHETER PULMONARY VALVE SYSTEM, SELF-EXPANDABLE, TO TREAT SEVERE PULMONARY REGURGITATION, ASSORTED SIZES AS PER HOSPITAL REQUEST | INTERVENTIONAL RADIOLOGY AND CARDIAC CATHETERIZATION SUPPLEMENTARY
13750 | 4220340581200 | BALLOON, PTCA, SUPER HIGH PRESSURE, FOR HIGHLY RESISTANT CORONARY STENOSIS, ASSORTED SIZES AS PER HOSPITAL REQUEST | INTERVENTIONAL RADIOLOGY AND CARDIAC CATHETERIZATION SUPPLEMENTARY
13751 | 4214251300600 | PUNCTURE NEEDLE, SHORT BEVEL, WIDE INTERNAL DIAMETER, SELDINGER TECHNIQUE, 18GA X 6-7 CM, DISPOSABLE, STERILE. | INTERVENTIONAL RADIOLOGY AND CARDIAC CATHETERIZATION SUPPLEMENTARY
13752 | 4220343321400 | CORONARY CATHETER, FOR CTO CROSSING, TO DELIVER A GUIDEWIRE VIA TRUE LUMEN OR SUBINTIMAL PATHWAYS, HYDROPHILIC COATED, MULTI-WIRE COILED SHAFT, FAST SPINNING, 0.014 INCH GUIDEWIRE, DISPOSABLE, STERILE | INTERVENTIONAL RADIOLOGY AND CARDIAC CATHETERIZATION SUPPLEMENTARY
13753 | 4220350000600 | IMPLANTABLE PACEMAKER, WITH BLUETOOTH/WIRELESS TECHNOLOGY, DUAL PACEMAKER; 1-MAXIMUM BATTERY LIFE REQUIRED; 2- PROGRAMMERS /SOFTWARE UPGRADE AND ENOUGH PRINTING PAPERS MUST BE PROVIDED FREE OF CHARGE TO ALL CENTERS; 3- TECHNICAL AND EDUCATIONAL SUPPORT SHOULD BE PROVIDED TO THE HOSPITAL STAFF IN ALL CENTERS WITH EXPERT TEAM (CERTIFIED); 4- COMPLETE SYSTEM WITH (RA AND RV LEADS, INTRODUCER SHEATHS AND SURGICAL CABLES); 5-FULLY MRI COMPATIBLE | INTERVENTIONAL RADIOLOGY AND CARDIAC CATHETERIZATION SUPPLEMENTARY
13754 | 4220341089500 | CATHETER FIXATION DEVICE, CUTANEOUS, 6 - 24 FR NEEDLELESS ROTATIONAL CATHETER SECUREMENT DEVICE FOR PERCUTANEOUS CATHETERS, ANTI - MIGRATION, PREV ENTS MOVEMENT AND ACCIDENTAL REMOVAL OF THE CATHETER, DISPOSABLE, STERILE | INTERVENTIONAL RADIOLOGY AND CARDIAC CATHETERIZATION SUPPLEMENTARY
13755 | 4229540200000 | SKIN MARKER PEN , GENTIAN VIOLET INK QUICK DRYING AND DOES NOT RUN , LARGE INK RESERVOIR , STANDARD TIP WITH RULER , STERILE | GENERAL CONSUMABLES (GENERAL SURGICAL SUPPLIES) SUPPLEMENTARY
13756 | 4231270200300 | CARRIER SKIN GRAFT SIZE 1.5:1 TO BE USED WITH SKIN GRAFT MACHINE | GENERAL CONSUMABLES (GENERAL SURGICAL SUPPLIES) SUPPLEMENTARY
13757 | 4231270200400 | CARRIER SKIN GRAFT SIZE 3 :1 TO BE USED WITH SKIN GRAFT MACHINE | GENERAL CONSUMABLES (GENERAL SURGICAL SUPPLIES) SUPPLEMENTARY
13758 | 4214320300400 | CATHETER, KIT, CHEMOTHERAPY, FOR PEDIATRIC, 6 FR WITH ATTACHED PORT, 100% SILICONE, MRI COMPATIBLE, STERILE | GENERAL CONSUMABLES (GENERAL SURGICAL SUPPLIES) SUPPLEMENTARY
13759 | 4110411801900 | CONTAINER, FOR SURGICAL SPECIMEN, 350-500 ML, PUSH AND TURN CAP, TRANSPARENT, DISPOSABLE, NON-STERILE | GENERAL CONSUMABLES (GENERAL SURGICAL SUPPLIES) SUPPLEMENTARY
13760 | 4229541505200 | COVER MINI C-ARM FLUOROSCOPY CLEAR SHOULD COVER C-SHAPE STERILE | GENERAL CONSUMABLES (GENERAL SURGICAL SUPPLIES) SUPPLEMENTARY
13761 | 4213170114100 | DRAPE SURGICAL INCISE DRAPE ANTIMICROBIAL ADHESIVE SIZE: 60 X 85 CM (+/- 5 CM) STERILE | GENERAL CONSUMABLES (GENERAL SURGICAL SUPPLIES) SUPPLEMENTARY
13762 | 4229551306500 | ELECTROSURGERY BIPOLAR FORCEPS HIGHLY POLISHED TIPS, LIGHT CLOSING FORCE, WELL BALANCED AND NYLON COATING RESIST ABRASION, 0.4 - 1 MM TIP X 8 - 11 CM, (UNIVERSAL PLUG TO FIT ALL TYPES OF ELECTROSURGERY MACHINES MUST BE PROVIDED FOC WHENEVER NECESSARY). | GENERAL CONSUMABLES (GENERAL SURGICAL SUPPLIES) SUPPLEMENTARY
13763 | 4229351601000 | GUIDEWIRE, PTFE COATED, 0.028 INCH X 100 - 150CM LENGTH, FOR PEDIATRIC UROLOGY, DISPOSABLE, STERILE | GENERAL CONSUMABLES (GENERAL SURGICAL SUPPLIES) SUPPLEMENTARY
13764 | 4231160701800 | HEMOSTATIC, ABSORBABLE, OXIDIZED CELLULOSE -NON-REGENERATED-, LIGHT RETICULUM, SIZE: 5 X 35 CM (+/- 1 CM), STERILE | GENERAL CONSUMABLES (GENERAL SURGICAL SUPPLIES) SUPPLEMENTARY
13765 | 4229340702400 | HYDROPHILIC COATING, URETERIC BALLOON DILATOR, 7 FR, TAPERED TIP WITH GUIDE WIRE 0.038 INCH, RADIO-OPAQUE MARKERS AT BOTH END OF THE BALLOON, BURST PRESSURE 20ATM, INFLATED BALLOON DIAMETER 6 - 7 MM AND LENGTH 6 CM WITH INFLATION DEVICE, DISPOSABLE, STERILE | GENERAL CONSUMABLES (GENERAL SURGICAL SUPPLIES) SUPPLEMENTARY
13766 | 4229340702500 | HYDROPHILIC COATING, URETERIC BALLOON DILATOR, 5 FR, TAPERED TIP WITH GUIDE WIRE 0.038 INCH, RADIO-OPAQUE, MARKERS AT BOTH END OF THE BALLOON, BURST PRESSURE 20 ATM, INFLATED BALLOON DIAMETER 4 - 5 MM AND LENGTH 4 CM WITH INFLATION DEVICE, DISPOSABLE, STERILE | GENERAL CONSUMABLES (GENERAL SURGICAL SUPPLIES) SUPPLEMENTARY
13767 | 4229421100500 | CUSTOM PACK BIOPSY PROCEDURE; 1 TRAY 2 SYRINGE DIFFERENT SIZES 2 NEEDLES 18G - 25G SCALPEL BLADE SIZE 11 10 GAUZE SWAPS 4"X4" SKIN MARKER 1 BACK TABLE COVER POVIDON PREP KIT MEDICATION LABELS 2 TOWELS 1 ADHESIVE FENESTRATED DRAPE DRESSING 5 X 5 CM DISPOSABLE STERILE | GENERAL CONSUMABLES (GENERAL SURGICAL SUPPLIES) SUPPLEMENTARY
13768 | 4231210401200 | POUCH, FLUID COLLECTION TRIANGLE, WITH SUCTION PORT 60 X 60 CM (+/- 10 CM), STERILE | GENERAL CONSUMABLES (GENERAL SURGICAL SUPPLIES) SUPPLEMENTARY
13769 | 4229633400000 | PROCTOSCOPE, LARGE, WITH LIGHT, DISPOSABLE, NON-STERILE. | GENERAL CONSUMABLES (GENERAL SURGICAL SUPPLIES) SUPPLEMENTARY
13770 | 4229310719400 | RETRACTOR INTEGRATED CORDLESS LED LIGHT SOURCE LED LIGHT SOURCE PRODUCES NO DAMAGING HEAT ON/OFF SWITCH INTEGRATED SMOKE EVACUATION CHANNEL REINFORCED NYLON MATERIAL PROVIDES EXCEPTIONAL STRENGTH AND RIGIDITY ANGLED TIP WITH GRIP FOR IMPROVED TISSUE ADHERENCE LIGHTWEIGHT SIZE: 90 X 60 MM SINGLE USE -STERILE | GENERAL CONSUMABLES (GENERAL SURGICAL SUPPLIES) SUPPLEMENTARY
13771 | 4229310710600 | RETRACTOR ARTICULATED, LONE STAR OR EQUIVALENT, 14 CM X 14 CM (+/- 1 CM) DISPOSABLE STERILE | GENERAL CONSUMABLES (GENERAL SURGICAL SUPPLIES) SUPPLEMENTARY
13772 | 4229310719500 | RETRACTOR ARTICULATED, LONE STAR OR EQUIVALENT, 22 CM X 11 CM (+/-1 CM) DISPOSABLE STERILE | GENERAL CONSUMABLES (GENERAL SURGICAL SUPPLIES) SUPPLEMENTARY
13773 | 4229310719600 | RETRACTOR ARTICULATED, LONE STAR OR EQUIVALENT, 25 CM X 11 CM (+/-1 CM) DISPOSABLE STERILE | GENERAL CONSUMABLES (GENERAL SURGICAL SUPPLIES) SUPPLEMENTARY
13774 | 4229310719700 | RETRACTOR ARTICULATED, LONE STAR OR EQUIVALENT, 28 CM X 18 CM (+/-1 CM) DISPOSABLE STERILE | GENERAL CONSUMABLES (GENERAL SURGICAL SUPPLIES) SUPPLEMENTARY
13775 | 4229310719800 | RETRACTOR ARTICULATED, LONE STAR OR EQUIVALENT, 32-34 CM X 18-22 CM DISPOSABLE STERILE | GENERAL CONSUMABLES (GENERAL SURGICAL SUPPLIES) SUPPLEMENTARY
13776 | 4229310719900 | RETRACTOR ELASTIC STAYS HOOK BLUNT 12MM LARGE DISPOSABLE STERILE | GENERAL CONSUMABLES (GENERAL SURGICAL SUPPLIES) SUPPLEMENTARY
13777 | 4229310720100 | RETRACTOR ELASTIC STAYS HOOK SHARP 3MM SMALL DISPOSABLE STERILE | GENERAL CONSUMABLES (GENERAL SURGICAL SUPPLIES) SUPPLEMENTARY
13778 | 4231170400600 | RETRACTOR ELASTIC STAYS HOOK SHARP 5MM OR LARGE DISPOSABLE STERILE | GENERAL CONSUMABLES (GENERAL SURGICAL SUPPLIES) SUPPLEMENTARY
13779 | 4222151210600 | SET, BIOPSY, FOR SKIN : 1 X TRAY WITH INTEGRAL GALLIPOT, 5 X GAUZE 10 X 10 CM, HAND TOWEL, 1 X TABLE COVER, 1 X FRAZIER SKIN HOOK 18CM, SHARP, 1 X # 3 SCALPEL HANDLE 5 INCH, 1 X HALSEY NEEDLE HOLDER 5 INCH, SERRATED JAWS, 1 X FORCEPS ADSON 1 X 2 TOOTHED 5 INCH, 1 X IRIS SCISSORS 4 ½ INCH, CURVED, SHARP/SHARP, 1 X SCISSOR DRESSING STITCH SHARP/BLUNT TIP 5 ½ INCH, 1 X MOSQUITO CURVED 5 ½ INCH, 1 X DRAPE APERTURE 50 X 60 CM, 3 INCH, ALL DISPOSABLE, STERILE | GENERAL CONSUMABLES (GENERAL SURGICAL SUPPLIES) SUPPLEMENTARY
13780 | 4222150403600 | SET, CATHETER, THERAPY, PERIPHERALLY INSERTED CENTRAL CATHETER (PICC LINE), 6 FR, DOUBLE LUMEN, LENGTH 60 CM ( +/- 5 CM ), PEEL AWAY SHEATH 7 FR, 21 G NEEDLE, 0.018 INCH GUIDEWIRE, DISPOSABLE, STERILE | GENERAL CONSUMABLES (GENERAL SURGICAL SUPPLIES) SUPPLEMENTARY
13781 | 4222150501000 | SET, NEPHROSTOMY, POLYURETHANE PIGTAIL, 30 CM (+/- 5CM), RADIO - OPAQUE, SIZE: CH 12, DISPOSABLE, STERILE | GENERAL CONSUMABLES (GENERAL SURGICAL SUPPLIES) SUPPLEMENTARY
13782 | 4214271200400 | SET, URETERIC, STONE DISLODGER, WITH RETRACTABLE, NITINOL FOUR WIRES BASKET, WITHOUT TIP, SIZE: 4 - 4.5 FRENCH, LENGTH 60 - 90 CM, DISPOSABLE, STERILE | GENERAL CONSUMABLES (GENERAL SURGICAL SUPPLIES) SUPPLEMENTARY
13783 | 4231150200300 | CATHETER, CENTRAL VENOUS CATHETER KIT, CONTENTS; 4.2 FR EXTERNAL CATHETER SEGMENT, SINGLE LUMEN, GUIDEWIRE, INTRODUCER, DILATOR, TUNNELER, SILICONE ADHESIVE, END CAP, SYRINGE 10-20ML, NEEDLE BLUNT 20G X 25 MM, DISPOSABLE, STERILE | GENERAL CONSUMABLES (GENERAL SURGICAL SUPPLIES) SUPPLEMENTARY
13784 | 4214330101300 | CATHETER, KIT, CHEMOTHERAPY, VENOUS ACCESS PORT SYSTEM, 8.5 FR, WITH ATTACHED PORT, SILICONE, MRI COMPATIBLE, STERILE | GENERAL CONSUMABLES (GENERAL SURGICAL SUPPLIES) SUPPLEMENTARY
13785 | 4213170120500 | DRAPE, STOCKINETTE EXTREMITY, VOLUME LARGE 32 X 120 CM (+/-5 CM), IMPERVIOUS, WITH PLASTIC COVERING, DISPOSABLE, STERILE | GENERAL CONSUMABLES (GENERAL SURGICAL SUPPLIES) SUPPLEMENTARY
13786 | 4213210300300 | DRAPE, SURGICAL, U SHAPE (SPLIT SHEET), PLASTIC, TRANSPARENT, WITH ADHESIVE AROUND SLOT, 100-120 X 150-180 CM, STERILE | GENERAL CONSUMABLES (GENERAL SURGICAL SUPPLIES) SUPPLEMENTARY
13787 | 4213170105200 | DRAPE, VERTICAL ISOLATION, TRANSPARENT PLASTIC POLYETHYLENE FILM 330 X 240 CM (+/-10CM), INCISE AREA 30 X 40 CM ( +/- 10 CM ), STERILE, DISPOSABLE | GENERAL CONSUMABLES (GENERAL SURGICAL SUPPLIES) SUPPLEMENTARY
13788 | 4229552513000 | MESH, TISSUE REINFORCEMENT WITH UNIQUE BIOSYNTHETIC WEB SCAFFOLD, HERNIA RECONSTRUCTION MADE OF 67% POLYGLYCOLIC ACID (PGA): 33% TRIMETHYLENECARBONATE (TMC) 1MM THICKNESS, COLLAGEN REPLACEMENT RATIO 1:1 SIZE 20 CM X 20 CM, STERILE, DISPOSABLE | GENERAL CONSUMABLES (GENERAL SURGICAL SUPPLIES) SUPPLEMENTARY
13789 | 4229552513100 | MESH, TISSUE REINFORCEMENT WITH UNIQUE BIOSYNTHETIC WEB SCAFFOLD, HERNIA RECONSTRUCTION MADE OF 67% POLYGLYCOLIC ACID (PGA): 33% TRIMETHYLENECARBONATE (TMC) 1MM THICKNESS, COLLAGEN REPLACEMENT RATIO 1:1 SIZE 20 CM X 30 CM CUSTOMIZED, STERILE, DISPOSABLE | GENERAL CONSUMABLES (GENERAL SURGICAL SUPPLIES) SUPPLEMENTARY
13790 | 4220341070500 | PLEURAL AND PERITONEAL CATHETER INSERTION SET, INCLUDES 1 X SILICONE CATHETER 16 FR X 40-45 CM WITH METAL TUNNELLER, 1 X 18G GUIDEWIRE INSERTION NEEDLE, 1 X J-TIP GUIDEWIRE, 1 X SHEATH/DILATOR, 1 PAIR OF GLOVES ( REGULAR SIZE), 1 X SCALPEL, 2 X SYRINGE, 1 X FENESTRATED DRAPE, 2 X SQUARE DRAPE, 3 X SAFETY NEEDLE, 8 - 10 GAUZE SWAB, 1 X NEEDLEVISE SHARPS DEVICE, 1 X NEEDLE DRIVER, 1 X GALLIPOT, 2 X SPONGE SWABS, 1 X DRAINAGE LINE, 1 X VALVE CAP, 1 X TUNNELLING FORCEPS, 1 X FOAM CATHETER PAD, 1 X CLEAR-FILM DRESSING, DISPOSABLE, STERILE | GENERAL CONSUMABLES (GENERAL SURGICAL SUPPLIES) SUPPLEMENTARY
13791 | 4229632800100 | CYSTO-NEPHRO SCOPE, FLEXIBLE, WITH INNER DIAMETER NOT LESS THAN 6.8 FR AND OUTER DIAMETER NOT MORE THAN 16 FR, WITH SEPARATE SUCTION CONTROL BUTTON, IRRIGATION PORT AND DUAL INTERANCE WORKING CHANNEL, DEFLECTION NOT LESS THAN 210 DEGREE UP/DOWN, USE WITH LAPTOP/TABLE AND MONITOR DISPOSABLE STERILE (ONE SCREEN FREE OF CHARGE WITH EVERY 100 PC) | GENERAL CONSUMABLES (GENERAL SURGICAL SUPPLIES) SUPPLEMENTARY
13792 | 4214273308400 | SET, STENT, INDWELLING, POLYURETHANE, DOUBLE URETERAL, PIGTAIL STENT, OPEN ENDED, TAPERED TIP, WITH HOLES IN THE BODY, WITHOUT GUIDEWIRE, SIZE: CH 4.7 - 5, 24 CM, DISPOSABLE, STERILE | GENERAL CONSUMABLES (GENERAL SURGICAL SUPPLIES) SUPPLEMENTARY
13793 | 4229551604400 | ARTIFICIAL URINARY SPHINCTER WITH OCCLUSIVE CUFF, ASSORTED SIZES | GENERAL CONSUMABLES (GENERAL SURGICAL SUPPLIES) SUPPLEMENTARY
13794 | 4214273700000 | PRESSURE REGULATING BALLOON, ASSORTED SIZES | GENERAL CONSUMABLES (GENERAL SURGICAL SUPPLIES) SUPPLEMENTARY
13795 | 4229551605000 | CONTROL PUMP WITH ACCESSORY KIT | GENERAL CONSUMABLES (GENERAL SURGICAL SUPPLIES) SUPPLEMENTARY
13796 | 4229520800100 | BLADE DERMATOME TO BE USED WITH SKIN GRAFT MACHINE SHOULD BE COMPATIBLE WITH HOSPITAL MACHINE DISPOSABLE STERILE | GENERAL CONSUMABLES (GENERAL SURGICAL SUPPLIES) SUPPLEMENTARY
13797 | 4214250407700 | NEEDLE, BIOPSY, BONE MARROW, 14G, ADJUSTABLE, LENGTH FROM 3/8 TO 1 7/8 INCH, ILIAC ASPIRATION, HARVESTING WITH HOLE DISPOSABLE, STERILE | GENERAL CONSUMABLES (GENERAL SURGICAL SUPPLIES) SUPPLEMENTARY
13798 | 4229352101700 | CANISTER HIGH VOLUME FOR COLLECTION FAT PROCESSING AND SEPARATING THE FAT AUTOCLAVABLE SIZE 1000 CC | GENERAL CONSUMABLES (GENERAL SURGICAL SUPPLIES) SUPPLEMENTARY
13799 | 4229352101800 | CANISTER HIGH VOLUME FOR COLLECTION FAT PROCESSING AND SEPARATING THE FAT AUTOCLAVABLE SIZE 2000 CC | GENERAL CONSUMABLES (GENERAL SURGICAL SUPPLIES) SUPPLEMENTARY
13800 | 4229352101900 | CANISTER HIGH VOLUME FOR COLLECTION FAT PROCESSING AND SEPARATING THE FAT AUTOCLAVABLE SIZE 3000 CC | GENERAL CONSUMABLES (GENERAL SURGICAL SUPPLIES) SUPPLEMENTARY
13801 | 4110411802400 | CONTAINER, FOR SURGICAL SPECIMEN, 500 ML, PUSH AND TURN CAP, NON-TRANSPARENT, DISPOSABLE, NON-STERILE | GENERAL CONSUMABLES (GENERAL SURGICAL SUPPLIES) SUPPLEMENTARY
13802 | 4214310300600 | DEVICE, INTRAUTERINE, CONTRACEPTION, NON HORMONAL, STERILE | GENERAL CONSUMABLES (GENERAL SURGICAL SUPPLIES) SUPPLEMENTARY
13803 | 4214310300300 | DEVICE, INTRAUTERINE, COPPER GYN-T 380 OR EQUIVALENT | GENERAL CONSUMABLES (GENERAL SURGICAL SUPPLIES) SUPPLEMENTARY
13804 | 4229310719300 | PANNICULUS RETRACTOR DEVICE USED FOR RELIABLE RETRACTION OF THE PANNICULUS DURING SURGICAL PROCEDURE WHICH WILL RETRACT AND HOLD THE PANNICULUS FOR THE DURATION OF THE OPERATION WITHOUT THE NEED FOR TAPES OR CLAMPS DISPOSABLE STERILE | GENERAL CONSUMABLES (GENERAL SURGICAL SUPPLIES) SUPPLEMENTARY
13805 | 4111620003100 | STAPLER FOR CIRCUMCISION AND SUTURING FOR MALES. HIGH QUALITY BIOCOMPATIBILITY MATERIAL WITH HOST SHELL NAIL-CABIN PROTECTIVE CAP THE END CUTTING BODY CIRCULAR BLADE NAIL-CABIN SUTURING NAIL CONCAVE SEAT ADJUSTING KNOB FLEXIBLE HANDGRIP SAFETY PIN. SUTURING NAIL WITH 316L STAINLESS STEEL. DEVICE MUST SIMULTANEOUSLY COMPLETE CIRCUMCISION CUTTING AND SUTURING IN THE SAME TIME. NO STITCHES REQUIRED.SIMPLE TO OPERATE SAFE PAINLESS AND EFFICIENT. THE STAPLER WILL FALL DOWN AFTER 5-7 DAYS WITHOUT INTERVENTION. BOTH PENIS AND FORESKIN FRENUM ARE COMPLETELY PROTECTED BY NAIL BASE SIZE 12 DISPOSABLE STERILE | GENERAL CONSUMABLES (GENERAL SURGICAL SUPPLIES) SUPPLEMENTARY
13806 | 4111620003200 | STAPLER FOR CIRCUMCISION AND SUTURING FOR MALES. HIGH QUALITY BIOCOMPATIBILITY MATERIAL WITH HOST SHELL NAIL-CABIN PROTECTIVE CAP THE END CUTTING BODY CIRCULAR BLADE NAIL-CABIN SUTURING NAIL CONCAVE SEAT ADJUSTING KNOB FLEXIBLE HANDGRIP SAFETY PIN. SUTURING NAIL WITH 316L STAINLESS STEEL. DEVICE MUST SIMULTANEOUSLY COMPLETE CIRCUMCISION CUTTING AND SUTURING IN THE SAME TIME. NO STITCHES REQUIRED.SIMPLE TO OPERATE SAFE PAINLESS AND EFFICIENT. THE STAPLER WILL FALL DOWN AFTER 5-7 DAYS WITHOUT INTERVENTION. BOTH PENIS AND FORESKIN FRENUM ARE COMPLETELY PROTECTED BY NAIL BASE SIZE 14 DISPOSABLE STERILE | GENERAL CONSUMABLES (GENERAL SURGICAL SUPPLIES) SUPPLEMENTARY
13807 | 4214330101400 | CATHETER, KIT, CHEMOTHERAPY, VENOUS ACCESS PORT SYSTEM, FOR PEDIATRIC, 4.5 FR, WITH ATTACHED PORT, POLYURETHANE, MRI COMPATIBLE, STERILE | GENERAL CONSUMABLES (GENERAL SURGICAL SUPPLIES) SUPPLEMENTARY
13808 | 4229545303800 | DRAIN, PENROSE, LATEX RUBBER, RADIOPAQUE, 1 X 18 INCH, DISPOSABLE, STERILE | GENERAL CONSUMABLES (GENERAL SURGICAL SUPPLIES) SUPPLEMENTARY
13809 | 4213170106000 | DRAPE, CARDIO VASCULAR, ALONG WITH PLASTIC POCKETS FROM RIGHT AND LEFT SIDE, 77 X 133 INCH (+/-10 INCH), POCKETS LENGTH 100 -130 INCH, STERILE, DISPOSABLE | GENERAL CONSUMABLES (GENERAL SURGICAL SUPPLIES) SUPPLEMENTARY
13810 | 4213170120800 | DRAPE, FLUID MANAGEMENT WARMER DRAPE, TO MEASURE THE FLOW IN / OUT, DRAPE SIZE 142 CM X 157 CM (+ / - 10 CM), IT SHOULD BE COMPATIBLE WITH HOSPITAL MACHINES, (ONE MACHINE FREE OF CHARGE WITH EVERY 240 EACH), SINGLE USE, STERILE | GENERAL CONSUMABLES (GENERAL SURGICAL SUPPLIES) SUPPLEMENTARY
13811 | 4213210300200 | DRAPE, STOCKINETTE EXTREMITY, VOLUME MEDIUM 22 X 75 CM (+/-5 CM), IMPERVIOUS, WITH PLASTIC COVERING, DISPOSABLE, STERILE | GENERAL CONSUMABLES (GENERAL SURGICAL SUPPLIES) SUPPLEMENTARY
13812 | 4213170120900 | DRAPE, UTILITY, SURGICAL, PLASTIC, TRANSPARENT, 40- 45 CM X 30 - 34 CM, FLUID RESIST, STERILE | GENERAL CONSUMABLES (GENERAL SURGICAL SUPPLIES) SUPPLEMENTARY
13813 | 4214380500000 | ELECTRODE BALL, COATED PTFE, FOR COAGULATION, ROUND TIP, SIZE 2 INCH, DISPOSABLE, STERILE | GENERAL CONSUMABLES (GENERAL SURGICAL SUPPLIES) SUPPLEMENTARY
13814 | 4222170301000 | FLUID WARMING SYSTEM, INCLUDE BASIN WITH DRAPE, 6 - 8 LITERS, IT SHOULD BE COMPATIBLE WITH HOSPITAL MACHINES, (ONE MACHINE FREE OF CHARGE WITH EVERY 200 KIT), SINGLE USE, STERILE | GENERAL CONSUMABLES (GENERAL SURGICAL SUPPLIES) SUPPLEMENTARY
13815 | 4213220513100 | GLOVES SURGICAL, MOISTURIZER, LATEX, NON - POWDERED, SIZE: 6.0 INDIVIDUALLY WRAPPED IN INNER PACK DISPOSABLE, STERILE | GENERAL CONSUMABLES (GENERAL SURGICAL SUPPLIES) SUPPLEMENTARY
13816 | 4213220513200 | GLOVES SURGICAL, MOISTURIZER, LATEX, NON - POWDERED, SIZE: 6.5 INDIVIDUALLY WRAPPED IN INNER PACK DISPOSABLE, STERILE | GENERAL CONSUMABLES (GENERAL SURGICAL SUPPLIES) SUPPLEMENTARY
13817 | 4213220513300 | GLOVES SURGICAL, MOISTURIZER, LATEX, NON - POWDERED, SIZE: 7.0 INDIVIDUALLY WRAPPED IN INNER PACK DISPOSABLE, STERILE | GENERAL CONSUMABLES (GENERAL SURGICAL SUPPLIES) SUPPLEMENTARY
13818 | 4213220513400 | GLOVES SURGICAL, MOISTURIZER, LATEX, NON - POWDERED, SIZE: 7.5 INDIVIDUALLY WRAPPED IN INNER PACK DISPOSABLE, STERILE | GENERAL CONSUMABLES (GENERAL SURGICAL SUPPLIES) SUPPLEMENTARY
13819 | 4213220513500 | GLOVES SURGICAL, MOISTURIZER, LATEX, NON - POWDERED, SIZE: 8.0 INDIVIDUALLY WRAPPED IN INNER PACK DISPOSABLE, STERILE | GENERAL CONSUMABLES (GENERAL SURGICAL SUPPLIES) SUPPLEMENTARY
13820 | 4213220513600 | GLOVES SURGICAL, MOISTURIZER, LATEX, NON - POWDERED, SIZE: 8.5 INDIVIDUALLY WRAPPED IN INNER PACK DISPOSABLE, STERILE | GENERAL CONSUMABLES (GENERAL SURGICAL SUPPLIES) SUPPLEMENTARY
13821 | 4229514330000 | HANDPIECE, MALLEABLE BEAM, SINGLE FUNCTION, 15.2 CM X 3M CORD, COMPATIBLE WITH ARGEON MACHINE, STERILE, DISPOSABLE | GENERAL CONSUMABLES (GENERAL SURGICAL SUPPLIES) SUPPLEMENTARY
13822 | 4229514330100 | HANDPIECE, MALLEABLE BEAM, SINGLE FUNCTION, 7.6 CM X 3M CORD, COMPATIBLE WITH ARGEON MACHINE, STERILE, DISPOSABLE | GENERAL CONSUMABLES (GENERAL SURGICAL SUPPLIES) SUPPLEMENTARY
13823 | 4229610007400 | HEMOSTASIS, HEMOSTATIC MATRIX PLUS, FLEX TIP, BOVINE-DERIVED GELATIN MATRIX AND HUMAN THROMBIN, 10 ML, STERILE | GENERAL CONSUMABLES (GENERAL SURGICAL SUPPLIES) SUPPLEMENTARY
13824 | 4229552512900 | HEMOSTATIC, ABSORBABLE, OXIDIZED CELLULOSE -NON-REGENERATED-, MULTILAYER TRIUM, FIBRILLAR ADVANCED MATERIAL, SIZE: 10 X 10 CM (+/- 1 CM), STERILE | GENERAL CONSUMABLES (GENERAL SURGICAL SUPPLIES) SUPPLEMENTARY
13825 | 4231160703800 | HEMOSTATIC, POWDER, CONSISTING OF HYDROGEN CALCIUM SALT, OXIDIZED NON-REGENERATED CELLULOSE, SIZE: 3G, STERILE | GENERAL CONSUMABLES (GENERAL SURGICAL SUPPLIES) SUPPLEMENTARY
13826 | 4214380500100 | NEEDLE ELECTRODE, PTFE COATED, SHARP TIP, HEAD MICRO CUTTING FOR SPECIFIC USE, MODIFIED WITH INSULATED COVER, SIZE 15 CM - 17 CM, DISPOSABLE, STERILE | GENERAL CONSUMABLES (GENERAL SURGICAL SUPPLIES) SUPPLEMENTARY
13827 | 4229551000900 | SEALANT, SURGICAL, ABSORBABLE, ADHESION BARRIER, GEL, 2 X 8 ML SYRINGES, AND ONE APPLICATOR, SYNTHETIC POLYETHYLENE GLYCOLS, STERILE | GENERAL CONSUMABLES (GENERAL SURGICAL SUPPLIES) SUPPLEMENTARY
13828 | 4219250101100 | SHEATH COVER, WITH A ROUND RIGID FIXATION RING, OPTICAL WINDOW FOR HIGH-SENSITIVITY IMAGING SYSTEM LENS PROTECTION, USED FOR PARATHYROID DETECTION, IT SHOULD BE COMPATIBLE WITH HOSPITAL MACHINES, DISPOSABLE, STERILE | GENERAL CONSUMABLES (GENERAL SURGICAL SUPPLIES) SUPPLEMENTARY
13829 | 4213210200000 | SHEET, FOR OR AND STRETCHER TABLE, ABSORBENT WITH ELASTIC BAND FITTED, SHEET SIZE 110 X 230 CM (+ / - 10 CM), INCLUDE KNEE, BODY AND ARM BOARD STRAPS, HEADREST COVER, SINGLE USE | GENERAL CONSUMABLES (GENERAL SURGICAL SUPPLIES) SUPPLEMENTARY
13830 | 4216160806400 | SOLUTION, FOR THE FLUSHING AND COLD STORAGE OF ABDOMINAL ORGANS, NON-PYROGENIC, EURO-COLLINES ELECTROLYTE ADDITIVE SOLUTION, THE SOLUTION HAS AN OSMOLALITY OF 310 ± 15 MOSM/KG, 1 LITER BAG | GENERAL CONSUMABLES (GENERAL SURGICAL SUPPLIES) SUPPLEMENTARY
13831 | 4231200501500 | STRIP, REINFORCED SKIN CLOSURE, 1/4 X 4 INCH (6 MM X 100 MM), STERILE | GENERAL CONSUMABLES (GENERAL SURGICAL SUPPLIES) SUPPLEMENTARY
13832 | 4214440000000 | SUCTION DEVICE, FOR REMOVING LARGE AMOUNT OF FLUIDS FROM THE FLOOR, CAN EASILY BE MOVED AROUND, SIZE: 2.5 - 3 M, NON-STERILE, DISPOSABLE | GENERAL CONSUMABLES (GENERAL SURGICAL SUPPLIES) SUPPLEMENTARY
13833 | 4220340519100 | CATHETER, BALLOON KIT, HIGH PRESSURE, ULTRAMAX OR EQUIVALENT, 15 FR, LENGTH 6 CM, DISPOSABLE, STERILE | GENERAL CONSUMABLES (GENERAL SURGICAL SUPPLIES) SUPPLEMENTARY
13834 | 4220340519200 | CATHETER, BALLOON KIT, HIGH PRESSURE, ULTRAMAX OR EQUIVALENT, 18 FR, LENGTH 6 CM, DISPOSABLE, STERILE | GENERAL CONSUMABLES (GENERAL SURGICAL SUPPLIES) SUPPLEMENTARY
13835 | 4229490830300 | GRASPER, FLEXIBLE URETEROSCOPIC CUP BIOPSY FORCEPS, FR 2 - 2.6 FR, 110 - 120 CM, SINGLE USE, STERILE | GENERAL CONSUMABLES (GENERAL SURGICAL SUPPLIES) SUPPLEMENTARY
13836 | 4214271801300 | IMPLANT, PENILE, INFLATABLE, ANTIBIOTIC-IMPREGNATED, ASSORTED SIZES | GENERAL CONSUMABLES (GENERAL SURGICAL SUPPLIES) SUPPLEMENTARY
13837 | 4220341203500 | SET, STENT, INDWELLING, POLYURETHANE, DOUBLE URETERAL, PIGTAIL STENT, OPEN ENDED, TAPERED TIP, WITH HOLES IN THE BODY, LOCKABLE PUSHER, WITH LONG GUIDEWIRE, RADIO-OPAQUE, SIZE: CH 6.0, 26CM, DISPOSABLE, STERILE | GENERAL CONSUMABLES (GENERAL SURGICAL SUPPLIES) SUPPLEMENTARY
13838 | 4214273308500 | SET, STENT, INDWELLING, POLYURETHANE, DOUBLE URETERAL, PIGTAIL STENT, OPEN ENDED, TAPERED TIP, WITH HOLES IN THE BODY, WITHOUT GUIDEWIRE, SIZE: CH 4.7 - 5, 26 CM, DISPOSABLE, STERILE | GENERAL CONSUMABLES (GENERAL SURGICAL SUPPLIES) SUPPLEMENTARY
13839 | 4229590319000 | SET, STENT, INDWELLING, POLYURETHANE, DOUBLE URETERAL, PIGTAIL STENT, OPEN ENDED, TAPERED TIP, WITH HOLES IN THE BODY, WITHOUT GUIDEWIRE, SIZE: CH 8, 26 CM, DISPOSABLE, STERILE | GENERAL CONSUMABLES (GENERAL SURGICAL SUPPLIES) SUPPLEMENTARY
13840 | 4229590319100 | STENT, METAL, FOR TREAT URINARY TRACT OBSTRUCTIONS, ASSORTED SIZES, DISPOSABLE, STERILE | GENERAL CONSUMABLES (GENERAL SURGICAL SUPPLIES) SUPPLEMENTARY
13841 | 4229553201000 | TESTICULAR PROSTHESIS, SILICONE, ASSORTED SIZES, STERILE | GENERAL CONSUMABLES (GENERAL SURGICAL SUPPLIES) SUPPLEMENTARY
13842 | 4229631100800 | URETHROCYSTOSCOPY, FLEXIBLE, FOR STENT REMOVAL, WITH INTEGRATED GRASPER, USE WITH LAPTOP/TABLE AND MONITOR DISPOSABLE STERILE (ONE SCREEN FREE OF CHARGE WITH EVERY 100 PC) | GENERAL CONSUMABLES (GENERAL SURGICAL SUPPLIES) SUPPLEMENTARY
13843 | 4229547701600 | MRI LEAD WITH 4 ELECTRODES, COMPATIBLE WITH SACRAL NERVE STIMULATION RECHARGEABLE (STAGE I) | GENERAL CONSUMABLES (GENERAL SURGICAL SUPPLIES) SUPPLEMENTARY
13844 | 4229547701500 | MRI LEAD WITH 4 ELECTRODES, COMPATIBLE WITH SACRAL NERVE STIMULATION NON-RECHARGEABLE (STAGE I) | GENERAL CONSUMABLES (GENERAL SURGICAL SUPPLIES) SUPPLEMENTARY
13845 | 4229547701200 | EXTENSION TO BE USED WITH MRI LEAD, COMPATIBLE WITH SACRAL NERVE STIMULATION RECHARGEABLE (STAGE I) | GENERAL CONSUMABLES (GENERAL SURGICAL SUPPLIES) SUPPLEMENTARY
13846 | 4229547701100 | EXTENSION TO BE USED WITH MRI LEAD, COMPATIBLE WITH SACRAL NERVE STIMULATION NON-RECHARGEABLE (STAGE I) | GENERAL CONSUMABLES (GENERAL SURGICAL SUPPLIES) SUPPLEMENTARY
13847 | 4229547701300 | EXTERNAL STIMULATOR, SINGLE USE, COMPATIBLE WITH SACRAL NERVE STIMULATION RECHARGEABLE AND NON-RECHARGEABLE (STAGE I) | GENERAL CONSUMABLES (GENERAL SURGICAL SUPPLIES) SUPPLEMENTARY
13848 | 4229547701000 | CONTROLLER TO ADJUST THE STIMULATION OF EXTERNAL STIMULATOR, COMPATIBLE WITH SACRAL NERVE STIMULATION RECHARGEABLE AND NON-RECHARGEABLE (STAGE I) | GENERAL CONSUMABLES (GENERAL SURGICAL SUPPLIES) SUPPLEMENTARY
13849 | 4229547702000 | SACRAL NERVE STIMULATION DEVICE RECHARGEABLE - STAGE II, BATTERY UP TO 10 YEARS RECHARGEABLE, MRI COMPATIBLE ON 3 TESLA, CONNECTED TO MRI LEAD WITH 4 ELECTRODE WIRELESS PROGRAMING UP TO 4 PROGRAM PULSE | GENERAL CONSUMABLES (GENERAL SURGICAL SUPPLIES) SUPPLEMENTARY
13850 | 4229547701800 | RECHARGER BLUETOOTH TO CHARGE THE SACRAL NERVE STIMULATION, COMPATIBLE WITH SACRAL NERVE STIMULATION DEVICE RECHARGEABLE (STAGE II) | GENERAL CONSUMABLES (GENERAL SURGICAL SUPPLIES) SUPPLEMENTARY
13851 | 4229547701400 | FIXATION BELT LARGE SIZE USED WITH RECHARGER, COMPATIBLE WITH SACRAL NERVE STIMULATION DEVICE RECHARGEABLE (STAGE II) | GENERAL CONSUMABLES (GENERAL SURGICAL SUPPLIES) SUPPLEMENTARY
13852 | 4229547701700 | PATIENT CONTROLLER TO CONTROL THE INTENSITY OF STIMULATION AND CONTROL THE CHARGING, COMPATIBLE WITH SACRAL NERVE STIMULATION DEVICES RECHARGEABLE AND NON-RECHARGEABLE (STAGE II) | GENERAL CONSUMABLES (GENERAL SURGICAL SUPPLIES) SUPPLEMENTARY
13853 | 4229547701900 | SACRAL NERVE STIMULATION DEVICE NON RECHARGEABLE - STAGE II, BATTERY UP TO 5 YEARS CONNECTED TO LEAD WITH 4 ELECTRODE WIRELESS PROGRAMMING UP TO 4 PROGRAM PULSE WITH 60- 450 MICROSEC AMPLITUDE 0 - 8.5 VOLTS FREQUENCY 2.1 - 130 HZ WEIGHTLESS THAN 25 GR NEURO | GENERAL CONSUMABLES (GENERAL SURGICAL SUPPLIES) SUPPLEMENTARY
13854 | 4229552512600 | ACELLULAR DERMAL MATRIX DERIVED FROM HUMAN, COLLAGEN AND ELASTIN, MICROPERFORATED, FOR SOFT TISSUE RECONSTRUCTION, THICKNESS 0.6 - 1.05 MM, SIZE 18 X 20 CM, FULLY EXPANDED, STERILE | GENERAL CONSUMABLES (GENERAL SURGICAL SUPPLIES) SUPPLEMENTARY
13855 | 4229552512700 | ACELLULAR DERMAL MATRIX DERIVED FROM HUMAN, COLLAGEN AND ELASTIN, MICROPERFORATED, FOR SOFT TISSUE RECONSTRUCTION, THICKNESS 0.6 - 1.05 MM, SIZE 8 X 20 CM, STERILE | GENERAL CONSUMABLES (GENERAL SURGICAL SUPPLIES) SUPPLEMENTARY
13856 | 4200000263100 | ACELLULAR DERMAL MATRIX DERIVED FROM HUMAN, COLLAGEN AND ELASTIN, UNMESHED, FOR CHRONIC WOUNDS, THICKNESS 0.2 - 1.00MM, SIZE 5X 7 CM, STERILE | GENERAL CONSUMABLES (GENERAL SURGICAL SUPPLIES) SUPPLEMENTARY
13857 | 4229552512800 | ACELLULAR DERMAL MATRIX DERIVED FROM HUMAN, COLLAGEN AND ELASTIN, UNMESHED, FOR SOFT TISSUE RECONSTRUCTION, THICKNESS 1.25 - 2 MM, SIZE 8 X 20 CM, STERILE | GENERAL CONSUMABLES (GENERAL SURGICAL SUPPLIES) SUPPLEMENTARY
13858 | 4229350301100 | SUCTION TUBE PVC THICKNESS 3MM LENGTH 8-9 FEET DISPOSABLE COMPATIBLE WITH VASER OR EQUIVALENT | GENERAL CONSUMABLES (GENERAL SURGICAL SUPPLIES) SUPPLEMENTARY
13859 | 4229351104100 | REINJECTION TUBE PROPRIETARY TUBING DESIGNED USED FOR LIPOFILLING SILICONE TUBE STERILE DISPOSABLE COMPATIBLE WITH VASER OR EQUIVALENT | GENERAL CONSUMABLES (GENERAL SURGICAL SUPPLIES) SUPPLEMENTARY
13860 | 4229350301200 | CANISTER PLASTIC WITH LID 1250-1300 CC DESIGNED FOR USE WITH THE VENTX/ VASER LIPOSUCTION DEVICE OR EQUIVALENT | GENERAL CONSUMABLES (GENERAL SURGICAL SUPPLIES) SUPPLEMENTARY
13861 | 4229351103900 | INFILTRATION TUBE PVC WITH SINGLE SPIKE LENGTH 8-9 FEET STERILE DISPOSABLE COMPATIBLE WITH VASER OR EQUIVALENT | GENERAL CONSUMABLES (GENERAL SURGICAL SUPPLIES) SUPPLEMENTARY
13862 | 4229351104000 | NANO FILTER FAT TISSUE MICROMETERS HOMOGENIZATION AND FILTERING - 2.4 1.2 AND 0.6 MM STERILE DISPOSABLE COMPATIBLE WITH VASER OR EQUIVALENT | GENERAL CONSUMABLES (GENERAL SURGICAL SUPPLIES) SUPPLEMENTARY
13863 | 4229420634700 | DRAPE, INCISE DRAPE, TRANSPARENT, THIN LIGHT FILM, FOR OPHTHALMIC PEDIATRIC SURGERY, SIZE 45 X 60 CM (+/- 5 CM), ADHESIVE FROM ONE SITE 45 X 3-4 CM, DISPOSABLE, STERILE | OPHTHALMOLOGY SUPPLIES SUPPLEMENTARY
13864 | 4218308500200 | TIP COVER, COMPATIBLE WITH HAND HELD TONO-PEN TONOMETERS, INDIVIDUALLY PACKED, SANITIZED, DISPOSABLE | OPHTHALMOLOGY SUPPLIES SUPPLEMENTARY
13865 | 4218308500100 | SENSOR, FOR MEMBRANE, AND TIP ASSEMBLY, COMPATIBLE FOR RATCHET 30 PNEUMATONOMETER | OPHTHALMOLOGY SUPPLIES SUPPLEMENTARY
13866 | 4229454500400 | KNIFE, CRESCENT, 2.2 MM, ANGLED, BEVEL UP, DISPOSABLE, STERILE | OPHTHALMOLOGY SUPPLIES SUPPLEMENTARY
13867 | 4229350105000 | CANNULA, 27 G, NUCLEUS HYDRODISSECTION, BEVELED TIP ANGLED, 8 MM, STERILE | OPHTHALMOLOGY SUPPLIES SUPPLEMENTARY
13868 | 4229420616700 | DEHYDRATED TRIPLE THICKNESS 150 MICRONS AMNIOTIC MEMBRANE FOR TRANSPLANT, FOR GLAUCOMA, STERILE | OPHTHALMOLOGY SUPPLIES SUPPLEMENTARY
13869 | 4229420651600 | PACK, FRAGMENTATION, FOR STELLARIS MACHINE, STERILE | OPHTHALMOLOGY SUPPLIES SUPPLEMENTARY
13870 | 4229450002700 | OIL, HEAVY SILICONE, HIGH DENSITY 1.02 - 1.06 G/CM, 10 ML SYRINGE, STERILE | OPHTHALMOLOGY SUPPLIES SUPPLEMENTARY
13871 | 4229420611800 | BLADE, RECIPIENT AND DONOR, TREPHINE, CONTROLLED DEPTH CORNEAL, VACUUM, DIFFERENT SIZE RANGES (6MM TO 9MM) ACCORDING TO SURGEON'S REQUEST, STERILE | OPHTHALMOLOGY SUPPLIES SUPPLEMENTARY
13872 | 4229420618100 | DSAEK ARTIFICIAL ANTERIOR CHAMBER, CONTROLLED PRESSURE, DISPOSABLE, MACHINE COMPATIBLE STERILE | OPHTHALMOLOGY SUPPLIES SUPPLEMENTARY
13873 | 4229380300700 | SPATULA DESMET SCORER REUSABLE | OPHTHALMOLOGY SUPPLIES SUPPLEMENTARY
13874 | 4229420617800 | FORCEPS, DONOR DESMET, REUSABLE | OPHTHALMOLOGY SUPPLIES SUPPLEMENTARY
13875 | 4229551800000 | ENDOGLIDE-ULTRATHIN DSAEK SURGERY DESIGN ALLOWS THE DONOR GRAFT TO BE LOADED INTO THE DELIVERY CARTRIDGE STERILE | OPHTHALMOLOGY SUPPLIES SUPPLEMENTARY
13876 | 4229420625500 | IOL GLIDE SHEETS FICHMAN STYLE STERILE | OPHTHALMOLOGY SUPPLIES SUPPLEMENTARY
13877 | 4229420703900 | LANDERS OCULAR WIDE FIELD TEMPORARY KERATOPROSTHESIS SUTURE HOLES ASSORTED SIZES STERILE | OPHTHALMOLOGY SUPPLIES SUPPLEMENTARY
13878 | 4229420652700 | DEVICE CAPSULOTOMY COMPATIBLE WITH ZEPTO MACHINE DISPOSABLE | OPHTHALMOLOGY SUPPLIES SUPPLEMENTARY
13879 | 4229510401000 | CAUTERY, ELECTROSURGICAL HAND HELD BATTERY OPERATED, LOW TEMPERATURE, DISPOSABLE, STERILE | OPHTHALMOLOGY SUPPLIES SUPPLEMENTARY
13880 | 4229510401700 | BIPOLAR, ERASER, HEMOSTATIC, OPHTHALMIC, STRAIGHT POINTED, COMPATIBLE WITH THE HOSPITAL MACHINE, STERILE | OPHTHALMOLOGY SUPPLIES SUPPLEMENTARY
13881 | 4229510400900 | ERASER, HEMOSTATIC, OPHTHALMIC, CURVED, COMPATIBLE WITH THE HOSPITAL MACHINE, STERILE | OPHTHALMOLOGY SUPPLIES SUPPLEMENTARY
13882 | 4229420632300 | FORCEPS, BIPOLAR, ANGLED SHAFTS, INSULATED, NON-STICK TIP, REUSABLE | OPHTHALMOLOGY SUPPLIES SUPPLEMENTARY
13883 | 4229452200600 | TREPHINE, LACRIMAL, ULTRA SHARP MICRO 21 G X 1.5 IN, SINGLE USE | OPHTHALMOLOGY SUPPLIES SUPPLEMENTARY
13884 | 4231221000000 | MARKER, SURGICAL, ULTRA FINE TIP, INDIVIDUALLY PACKAGED WITH 1 WATERPROOF RULER FOR OPHTHALMIC SURGERY, STERILE | OPHTHALMOLOGY SUPPLIES SUPPLEMENTARY
13885 | 4229550900400 | IMPLANT, EYE SPHERE, METHCRLT-PMMA, ASSORTED SIZES | OPHTHALMOLOGY SUPPLIES SUPPLEMENTARY
13886 | 4229420704100 | NEEDLE, 60 MM LONG WITH ULTRA SHARP TIP, FOR EYELID PTOSIS SURGERY, STERILE | OPHTHALMOLOGY SUPPLIES SUPPLEMENTARY
13887 | 4229454101400 | CONTACT LENSES, SILICONE HYDROGEL SOFT TORIC, MUST HAVE ALL POWER RANGE +20.00DS TO -20.00DS DIAMETER 13.80MM TO 14.5MM BASE CURVE 8.30MM TO 8.90MM, REQUESTED AS PER REQUIRED | OPHTHALMOLOGY SUPPLIES SUPPLEMENTARY
13888 | 4229420615400 | CONTACT LENSES, HYDROGEL SOFT MULTIFOCAL, SPHERE, MUST HAVE ALL POWER RANGE +20.00DS TO -20.00DS, AXIS 0 TO 180, ADD +0.75DS TO +3.00DS, DIAMETER 13.80MM TO 14.5MM BASE CURVE 8.30MM TO 8.90MM, REQUESTED AS PER REQUIRED | OPHTHALMOLOGY SUPPLIES SUPPLEMENTARY
13889 | 4229420615100 | CONTACT LENSES, HYBRID, SPHERE, MUST HAVE ALL POWER RANGE +40.00DC TO -40.00DC, CYLINDER POWER TO -8.00DS, AXIS 0 TO 180, DIAMETER 14.20MM TO 15.3MM, BASE CURVE 7.00MM TO 9.00MM, REQUESTED AS PER REQUIRED | OPHTHALMOLOGY SUPPLIES SUPPLEMENTARY
13890 | 4229420614000 | SOLUTION, CLEANING, WITH TABLETS, FOR CONTACT LENSES AND OCULAR PROSTHESIS, PRESERVATIVE FREE, PROTEIN REMOVAL, 200ML ( +/- ) 50ML | OPHTHALMOLOGY SUPPLIES SUPPLEMENTARY
13891 | 4229420642400 | SALINE UNIDOSE, PRESERVATIVE FREE, 5ML, SPECIALLY DESIGNED FOR RINSING, HYDRATING, STERILE, ISOTONIC AND BUFFERED PH SOLUTION AND AQUEOUS SOLUTION | OPHTHALMOLOGY SUPPLIES SUPPLEMENTARY
13892 | 4229420615000 | SOLUTION, CLEANING, FOR CONTACT LENS, RGP, HARD AND SCLERAL CONTACT LENS 200-240 ML BOTTLE | OPHTHALMOLOGY SUPPLIES SUPPLEMENTARY
13893 | 4231151800800 | PAD, EYELID CLEANING, READY TO USE, DISPOSABLE, STERILE | OPHTHALMOLOGY SUPPLIES SUPPLEMENTARY
13894 | 4214290100100 | "GLASSES, MAXIMIZE THE SIZE OF DISTANT OBJECTS, EASY-TO-FIT, BINOCULAR, TELESCOPIC DISTANCE SYSTEM" | OPHTHALMOLOGY SUPPLIES SUPPLEMENTARY
13895 | 4229420702100 | DRY EYE TREATMENT, COMPATIBLE WITH LIPIFLOW, WITH ALL NEEDED DISPOSABLES | OPHTHALMOLOGY SUPPLIES SUPPLEMENTARY
13896 | 4229420702200 | DRY EYE TREATMENT, ACTIVATION CARD, COMPATIBLE WITH INTENSE PULSED LIGHT (IPL) WITH ALL NEEDED DISPOSABLES | OPHTHALMOLOGY SUPPLIES SUPPLEMENTARY
13897 | 4229420623200 | HONAN BALLOON INTRAOCULAR PRESSURE REDUCER WITH VALVE REUSABLE | OPHTHALMOLOGY SUPPLIES SUPPLEMENTARY
13898 | 4229420634500 | OCULAR BUTTON, CLEAR, SIZE 13MM, PUPIL SIZE 3MM, NON-STERILE | OPHTHALMOLOGY SUPPLIES SUPPLEMENTARY
13899 | 4229420620500 | FLAT BLACK ACRYLIC PAINTING DISKS, SIZE 13.00 MM, THICKNESS OF 0.5MM | OPHTHALMOLOGY SUPPLIES SUPPLEMENTARY
13900 | 4218340300200 | "FUNDUS VIEWING SYSTEMS, CARL ZEISS RESIGHT 700 OR ANY EQUIVALENT, DIFFERENT VIEW – BETWEEN WIDE FIELD AND HIGH MAGNIFICATION, REUSABLE" | OPHTHALMOLOGY SUPPLIES SUPPLEMENTARY
13901 | 4111173600100 | KIT, CAPS, HANDLE AND KNOBS COVER, SILICONE, FOR MICROSCOPE ZEISS LUMERA 700, REUSABLE | OPHTHALMOLOGY SUPPLIES SUPPLEMENTARY
13902 | 4214291800500 | "FILTER CLIPS FOR LOW VISION AID POWER SCF60, REUSABLE" | OPHTHALMOLOGY SUPPLIES SUPPLEMENTARY
13903 | 4214291800600 | "FILTER CLIPS FOR LOW VISION AID POWER SCF80, REUSABLE" | OPHTHALMOLOGY SUPPLIES SUPPLEMENTARY
13904 | 4214291800700 | "FILTER CLIPS FOR LOW VISION AID POWER SCF90, REUSABLE" | OPHTHALMOLOGY SUPPLIES SUPPLEMENTARY
13905 | 4214291800200 | "FILTER CLIPS FOR LOW VISION AID POWER SCF540, REUSABLE" | OPHTHALMOLOGY SUPPLIES SUPPLEMENTARY
13906 | 4214291800300 | "FILTER CLIPS FOR LOW VISION AID POWER SCF560, REUSABLE" | OPHTHALMOLOGY SUPPLIES SUPPLEMENTARY
13907 | 4214291800400 | "FILTER CLIPS FOR LOW VISION AID POWER SCF580, REUSABLE" | OPHTHALMOLOGY SUPPLIES SUPPLEMENTARY
13908 | 4229420632200 | MARKER, OPTIC ZONE, ASSORTED SIZES, WITH CROSS HAIRS, REUSABLE | OPHTHALMOLOGY SUPPLIES SUPPLEMENTARY
13909 | 4229498000200 | ENDO OPTIC, LASER, CORD MACHINE, ASSORTED GAUGES, STRAIGHT, REUSABLE | OPHTHALMOLOGY SUPPLIES SUPPLEMENTARY
13910 | 4229498000000 | ENDO OPTIC, LASER, CORD MACHINE, ASSORTED GAUGES, CURVED, REUSABLE | OPHTHALMOLOGY SUPPLIES SUPPLEMENTARY
13911 | 4229420623500 | INJECTOR, ICL, TYPE REQUESTED AS PER REQUIRED | OPHTHALMOLOGY SUPPLIES SUPPLEMENTARY
13912 | 4229450802000 | CANNULA, INFUSION, CHAMBER MAINTAINERS, 23G, REUSABLE | OPHTHALMOLOGY SUPPLIES SUPPLEMENTARY
13913 | 4229450400200 | LENS, HOSKINS, SUTURE LYSIS LASER, WITH HANDLE, REUSABLE | OPHTHALMOLOGY SUPPLIES SUPPLEMENTARY
13914 | 4229420668400 | SCISSORS, DE WECKEER, BLUNT TIPS, SIZE FROM BEND TO TIP 8 MM ( +/- 1 MM ), OVERALL LENGTH: 60 MM ( +/- 10 MM ), STAINLESS STEEL, REUSABLE | OPHTHALMOLOGY SUPPLIES SUPPLEMENTARY
13915 | 4229420670000 | BURR BATTERY POWERED HANDHELD OPHTHALMIC WITH EXCHANGEABLE TIPS REUSABLE | OPHTHALMOLOGY SUPPLIES SUPPLEMENTARY
13916 | 4229420676800 | IRRIGATION HANDPIECE, SZURMAN DMEK, FOR DMEK SURGERY | OPHTHALMOLOGY SUPPLIES SUPPLEMENTARY
13917 | 4229420679500 | SPATULA, SZURMAN DMEK PREPARATION, DESCEMET LAYER GRAFT, FOR DMEK SURGERY | OPHTHALMOLOGY SUPPLIES SUPPLEMENTARY
13918 | 4229420701900 | YORUK OR F SHAPE DMEK MARKER, FOR DMEK SURGERY | OPHTHALMOLOGY SUPPLIES SUPPLEMENTARY
13919 | 4229420674500 | FORCEPS, REMKY DMEK KERATOPLASTY, FOR DMEK SURGERY | OPHTHALMOLOGY SUPPLIES SUPPLEMENTARY
13920 | 4229420700800 | FORCEPS, TISSUE SERRATED, FOR SUB-TENON SURGERY | OPHTHALMOLOGY SUPPLIES SUPPLEMENTARY
13921 | 4229420691800 | SCISSORS, BLUNT WESCOTT, FOR SUB-TENON SURGERY | OPHTHALMOLOGY SUPPLIES SUPPLEMENTARY
13922 | 4229420700900 | SPATULA, TRIFACET, FOR FOGLA SURGERY | OPHTHALMOLOGY SUPPLIES SUPPLEMENTARY
13923 | 4229420698400 | DISSECTOR, POINTED, FOR FOGLA SURGERY | OPHTHALMOLOGY SUPPLIES SUPPLEMENTARY
13924 | 4229420693000 | SCISSORS, FOR CORNEA, CURVED, LEFT, FOR FOGLA SURGERY | OPHTHALMOLOGY SUPPLIES SUPPLEMENTARY
13925 | 4229420655400 | CANNULA, 27G, FOGLA, FOR FOGLA SURGERY | OPHTHALMOLOGY SUPPLIES SUPPLEMENTARY
13926 | 4229420665600 | FORCEPS, BOCKS, WITHOUT TEETH, FOR SUTURE REMOVAL SURGERY | OPHTHALMOLOGY SUPPLIES SUPPLEMENTARY
13927 | 4229420678800 | MARKER, FOR INTACS SURGERY | OPHTHALMOLOGY SUPPLIES SUPPLEMENTARY
13928 | 4229420655700 | FORCEPS, FOR INTRA-CORNEAL INTACS RING, FOR INTACS SURGERY | OPHTHALMOLOGY SUPPLIES SUPPLEMENTARY
13929 | 4229420684500 | FORCEPS, BONN, FOR INTACS SURGERY | OPHTHALMOLOGY SUPPLIES SUPPLEMENTARY
13930 | 4229420689200 | HOOK, SINSKEY, FOR INTACS SURGERY | OPHTHALMOLOGY SUPPLIES SUPPLEMENTARY
13931 | 4229420698300 | POCKETING, FOR INTACS SURGERY | OPHTHALMOLOGY SUPPLIES SUPPLEMENTARY
13932 | 4229420702000 | MARKER, ZONE, 11 MM, FOR INTACS SURGERY | OPHTHALMOLOGY SUPPLIES SUPPLEMENTARY
13933 | 4229420656200 | CALIPER, MEASURES FROM 0MM TO 20MM IN 1MM INCREMENTS, WITH SCALE READING ON BOTH SIDES, STAINLESS STEEL, FOR INTACS SURGERY | OPHTHALMOLOGY SUPPLIES SUPPLEMENTARY
13934 | 4229420656800 | NEEDLE HOLDER, BARRAQUER, FINE, CVD, FOR INTACS SURGERY | OPHTHALMOLOGY SUPPLIES SUPPLEMENTARY
13935 | 4229420697000 | FORCEPS, MCPHERSON, STRAIGHT, FOR INTACS SURGERY | OPHTHALMOLOGY SUPPLIES SUPPLEMENTARY
13936 | 4229420701200 | SCISSORS, VANNAS, STRAIGHT, FOR INTACS SURGERY | OPHTHALMOLOGY SUPPLIES SUPPLEMENTARY
13937 | 4229420700700 | SCISSORS, TENOTOMY, STRAIGHT, FOR INTACS SURGERY | OPHTHALMOLOGY SUPPLIES SUPPLEMENTARY
13938 | 4229420693200 | DISSECTOR "SEPARATOR" COUNTER CLOCKWISE FOR INTACS SK SURGERY | OPHTHALMOLOGY SUPPLIES SUPPLEMENTARY
13939 | 4229420693300 | DISSECTOR "SEPARATOR" CLOCKWISE FOR INTACS SK SURGERY | OPHTHALMOLOGY SUPPLIES SUPPLEMENTARY
13940 | 4229420671200 | STERILIZATION TRAY, FOR INTACS SEPARATOR, FOR 4 INST, FOR INTACS SK SEPARATOR SURGERY | OPHTHALMOLOGY SUPPLIES SUPPLEMENTARY
13941 | 4229420691900 | FORCEPS, BORES FIXATION, CURVED, FOR RK INSTRUMENTS SURGERY | OPHTHALMOLOGY SUPPLIES SUPPLEMENTARY
13942 | 4229420665300 | TOWEL CLIPS, NON-SHARP, BIG SERRATED TIP, CURVED NON-SHARP TOWEL FORCEPS, 4 INCH LENGTH, SURGICAL GRADE, STAINLESS STEEL, FOR BUCKLE SURGERY #2 | OPHTHALMOLOGY SUPPLIES SUPPLEMENTARY
13943 | 4229420677900 | PEELER, FOR MEMBRANE, 23G, FOR 23 GAUGE VITREORETINAL SURGERY | OPHTHALMOLOGY SUPPLIES SUPPLEMENTARY
13944 | 4229420678100 | SCISSORS RETINAL CURVED 23G FOR 23 GAUGE VITREORETINAL SURGERY | OPHTHALMOLOGY SUPPLIES SUPPLEMENTARY
13945 | 4229420686000 | SCISSORS, RETINAL, CURVED, 25G, FOR 25 GAUGE VITREORETINAL SURGERY | OPHTHALMOLOGY SUPPLIES SUPPLEMENTARY
13946 | 4229420654600 | FORCEPS, RETINAL, SERRATED, 25G, FOR 25 GAUGE VITREORETINAL SURGERY | OPHTHALMOLOGY SUPPLIES SUPPLEMENTARY
13947 | 4229420676700 | SUCTION TIP, SIZE 8, WITH STYLET, FOR OPHTHALMIC, REUSABLE | OPHTHALMOLOGY SUPPLIES SUPPLEMENTARY
13948 | 4229420676500 | SUCTION TIP, SIZE 10, WITH STYLET, FOR OPHTHALMIC, REUSABLE | OPHTHALMOLOGY SUPPLIES SUPPLEMENTARY
13949 | 4229420660700 | DESMARRES, SMALL, STAINLESS STEEL, FOR OCULOPLASTIC SURGERY | OPHTHALMOLOGY SUPPLIES SUPPLEMENTARY
13950 | 4229420666000 | NEEDLE HOLDER, STRAIGHT, WITHOUT LOCK, STAINLESS STEEL, FOR MUSCLE SURGERY #1 | OPHTHALMOLOGY SUPPLIES SUPPLEMENTARY
13951 | 4229420690500 | FORCEPS, ADSON BROWN, STAINLESS STEEL, FOR OCULOPLASTIC SURGERY | OPHTHALMOLOGY SUPPLIES SUPPLEMENTARY
13952 | 4229420695100 | DIRECTOR, FOR GROOVE, STAINLESS STEEL, FOR DCR SURGERY | OPHTHALMOLOGY SUPPLIES SUPPLEMENTARY
13953 | 4229420676600 | SUCTION TIP, SIZE 7, WITH STYLET, FOR OPHTHALMIC, REUSABLE | OPHTHALMOLOGY SUPPLIES SUPPLEMENTARY
13954 | 4229420688200 | TOWEL CLAMP, NON-PERFORATING BLUNT JAW TIP WITH A LARGER SURFACE AREA TO PREVENT PENETRATING DRAPES DURING A SURGICAL PROCEDURE, STAINLESS STEEL | OPHTHALMOLOGY SUPPLIES SUPPLEMENTARY
13955 | 4229420679200 | FORCEPS, BLAKESLEY, STRAIGHT 3.0MM, STAINLESS STEEL, FOR ENDOSCOPIC SURGERY | OPHTHALMOLOGY SUPPLIES SUPPLEMENTARY
13956 | 4229420666700 | SCISSORS, BELLUCCI, CURVED RIGHT 8 MM, STAINLESS STEEL, FOR ENDOSCOPIC SURGERY | OPHTHALMOLOGY SUPPLIES SUPPLEMENTARY
13957 | 4229420672200 | FORCEPS, LAWTON BLAKESLEY, STRAIGHT, STAINLESS STEEL, FOR ENDOSCOPIC SURGERY | OPHTHALMOLOGY SUPPLIES SUPPLEMENTARY
13958 | 4229420698500 | RETRACTOR, RAGNELL, STAINLESS STEEL, FOR ORBITAL SURGERY | OPHTHALMOLOGY SUPPLIES SUPPLEMENTARY
13959 | 4229420698600 | RONGEUR, STAINLESS STEEL, FOR ORBITAL SURGERY | OPHTHALMOLOGY SUPPLIES SUPPLEMENTARY
13960 | 4229420690400 | RONGEUR, ADSON, STAINLESS STEEL, FOR ORBITAL SURGERY | OPHTHALMOLOGY SUPPLIES SUPPLEMENTARY
13961 | 4229420692700 | CHISEL, STAINLESS STEEL, FOR ORBITAL SURGERY | OPHTHALMOLOGY SUPPLIES SUPPLEMENTARY
13962 | 4229420698900 | RETRACTOR, SENN, STAINLESS STEEL, FOR ORBITAL SURGERY | OPHTHALMOLOGY SUPPLIES SUPPLEMENTARY
13963 | 4229420674200 | STERILIZATION TRAY SET, ORBITAL, 13 PCS, FOR ORBITAL SURGERY | OPHTHALMOLOGY SUPPLIES SUPPLEMENTARY
13964 | 4229680335200 | PEELER, FOR MEMBRANE, 25G, FOR 25 GAUGE VITREORETINAL SURGERY | OPHTHALMOLOGY SUPPLIES SUPPLEMENTARY
13965 | 4229550506100 | IMPLANT, FOR GLAUCOMA MICROSHUNT, SYNTHETIC POLYMER, OVER ALL LENGTH 8, 5MM, LUMEN SIZE 70 ΜM, IMPLANT IN ANTERIOR CHAMBER, LOWER HIGH PRESSURE, STERILE | OPHTHALMOLOGY SUPPLIES SUPPLEMENTARY
13966 | 4229540201700 | MARKER, PAD,FOR OPHTHALMIC SURGERY, TO BE USED WITH DELICATE INSTRUMENT, DISPOSABLE | OPHTHALMOLOGY SUPPLIES SUPPLEMENTARY
13967 | 4229350401000 | CANNULA, CAPSULE POLISHING KRATZ, 0.80 X 22MM (21G X 7/8 IN), DISPOSABLE | OPHTHALMOLOGY SUPPLIES SUPPLEMENTARY
13968 | 4229450800700 | CANNULA, OLIVE TIP POLISHER 0.60 X 25MM (23G X1 IN) | OPHTHALMOLOGY SUPPLIES SUPPLEMENTARY
13969 | 4229350400300 | CANNULA, BISHOP HARMON 1.1 X 25MM (19G X1 IN) | OPHTHALMOLOGY SUPPLIES SUPPLEMENTARY
13970 | 4229350400500 | CANNULA, IRRIGATION, LINDSTROM, 0.5 X 22 MM (25G X 7/8IN), DISPOSABLE | OPHTHALMOLOGY SUPPLIES SUPPLEMENTARY
13971 | 4229350402100 | CANNULA, VISCOUS FLUID INJECTION CANNULA, 7MM THIN WALL POLYIMIDE TIP 23 GAUGE, 0.6MM, DISPOSABLE | OPHTHALMOLOGY SUPPLIES SUPPLEMENTARY
13972 | 4229450900100 | FORCEPS CAPSULORHEXIS CURVED CYSTOTOME TIP 11-12 MM LONG BEND FLAT HANDLE OVERALL LENGTH 100 MM DISPOSABLE | OPHTHALMOLOGY SUPPLIES SUPPLEMENTARY
13973 | 4229180253000 | FORCEPS, MICRO INCISION, CAPSULORHEXIS, CURVED, CYSTOTOME TIP, FLAT CROSS ACTION HANDLE, FIT IN 1.8 MM INCISION | OPHTHALMOLOGY SUPPLIES SUPPLEMENTARY
13974 | 4229350402500 | HANDPIECE FOR IRRIGATION/ASPIRATION COAXIAL FITS 2.2MM INCISION CURVED TIP 45 DEGREE COMPATIBLE WITH THE COMMERCIALLY AVAILABLE MACHINES DISPOSABLE | OPHTHALMOLOGY SUPPLIES SUPPLEMENTARY
13975 | 4229350402600 | HANDPIECE, FOR IRRIGATION/ASPIRATION, COAXIAL, (19G TO 21G), FITS 2.2MM INCISION, STRAIGHT TIP, COMPATIBLE WITH THE COMMERCIALLY AVAILABLE MACHINES, DISPOSABLE | OPHTHALMOLOGY SUPPLIES SUPPLEMENTARY
13976 | 4229550506600 | ASYMMETRICAL TIRE (SCLERAL BUCKLE) 7.0 MM, 2.5 MM GROOVE | OPHTHALMOLOGY SUPPLIES SUPPLEMENTARY
13977 | 4229550501900 | CONCAVE TIRE 9.0MM, 2.5MM GROOVE | OPHTHALMOLOGY SUPPLIES SUPPLEMENTARY
13978 | 4229451200900 | EYE SHIELD, PLASTIC, PEDIATRIC SIZE, CLEAR, WITH HOLES, STERILE, INDIVIDUALLY PACKED | OPHTHALMOLOGY SUPPLIES SUPPLEMENTARY
13979 | 4218301900100 | PROBE ENDOILLUMINATION STRAIGHT 23 GAUGE RFID SMOOTH ROUNDED DISTAL TIP STERILE SINGLE USE | OPHTHALMOLOGY SUPPLIES SUPPLEMENTARY
13980 | 4229516303600 | LASERPROBE, 23 GAUGE, DIRECTIONAL, COMPATIBLE WITH DORC CONNECTOR, STERILE | OPHTHALMOLOGY SUPPLIES SUPPLEMENTARY
13981 | 4229516333800 | LASERPROBE, 25 GAUGE, DIRECTIONAL, COMPATIBLE WITH DORC CONNECTOR, STERILE | OPHTHALMOLOGY SUPPLIES SUPPLEMENTARY
13982 | 4229516333600 | ILLUMINATED LASERPROBE, 23 GAUGE, STEPPED, FLEXIBLE CURVED, DORC CONNECTOR, WITH ILLUMINATED CONNECTOR, STERILE | OPHTHALMOLOGY SUPPLIES SUPPLEMENTARY
13983 | 4218301900200 | ILLUMINATOR, SAPPHIRE, WIDE ANGLE, 23GAUGE, COMPATIBLE WITH HOSPITAL MACHINE, STERILE SINGLE USE | OPHTHALMOLOGY SUPPLIES SUPPLEMENTARY
13984 | 4229516302800 | PROBE, ENDOLASER, 23GA, STRAIGHT, COMPATIBLE, WITH PUREPOINT MACHINE | OPHTHALMOLOGY SUPPLIES SUPPLEMENTARY
13985 | 4229511400800 | PACK, VITRECTOMY, STELLARIS ELITE POSTERIOR WITH AIR FORCE INFUSION (AFI), 23 GAUGE, WITH FULL ACCESSORIES, STERILE | OPHTHALMOLOGY SUPPLIES SUPPLEMENTARY
13986 | 5124113900200 | KIT : SILICON OIL INJECTION FOR STERALLIS MACHINE (DIFFERENT TIPS) | OPHTHALMOLOGY SUPPLIES SUPPLEMENTARY
13987 | 4229516000000 | BAG, FOR FLUID COLLECTION, WITH WICK, 10CM X 15CM (+ / - 2CM), (100CC CAPACITY), ADHESIVE | OPHTHALMOLOGY SUPPLIES SUPPLEMENTARY
13988 | 4229420692300 | FORCEPS, CASSIE .12, STR, FOR INTACS SURGERY | OPHTHALMOLOGY SUPPLIES SUPPLEMENTARY
13989 | 4229350403500 | CANNULA OPHTHALMIC 27GA 30 DEG REVISION PICK STERILE | OPHTHALMOLOGY SUPPLIES SUPPLEMENTARY
13990 | 4229680303600 | FORCEPS, ADSON, BIPOLAR, STRAIGHT, 1.0MM, WIDE, INSULATED HANDLE, OVERALL LENGTH: 127MM, REUSABLE | OPHTHALMOLOGY SUPPLIES SUPPLEMENTARY
13991 | 4215161059000 | BONE COLLECTOR DISPOSABLE MICRO - BLADES MINIMALLY INVASIVE AUTOGENOUS BONE COLLECTOR | DENTAL SUPPLIES (LABORATORY, IMPLANT AND MAXILLOFACIAL SURGERY) SUPPLEMENTARY
13992 | 4215243800100 | DUPLICATING REVERSIBLE HYDROCOLLOID GEL MATERIAL FOR REFRACTORY MODELS, APPROX. 5 KG/PKG | DENTAL SUPPLIES (LABORATORY, IMPLANT AND MAXILLOFACIAL SURGERY) SUPPLEMENTARY
13993 | 4215242501100 | COLD (SELF CURE) ACRYLIC RESIN POWDER VEINED ROSE COLOR APPROXIMATELY 1KG POWDER + WITH RATIO (1: 0.5) LIQUID + MIXING CUPS | DENTAL SUPPLIES (LABORATORY, IMPLANT AND MAXILLOFACIAL SURGERY) SUPPLEMENTARY
13994 | 4215242501200 | HEAT CURE ACRYLIC RESIN POWDER CROSS LINKED VEINED ROSE COLOR APPROXIMATELY 1KG POWDER + WITH RATIO (1: 0.5 )LIQUID + MIXING CUPS POWDER PACKED IN HARD NYLON BAG . | DENTAL SUPPLIES (LABORATORY, IMPLANT AND MAXILLOFACIAL SURGERY) SUPPLEMENTARY
13995 | 4215220048300 | ZIRCONIUM DISC/MULTI-LAYER CLASSIC SHADE 98 DIAMETER SIZE 16 SHADE D2 | DENTAL SUPPLIES (LABORATORY, IMPLANT AND MAXILLOFACIAL SURGERY) SUPPLEMENTARY
13996 | 4215220047200 | ZIRCONIUM DISC/MULTI-LAYER CLASSIC SHADE 98 DIAMETER SIZE 20 SHADE D2 | DENTAL SUPPLIES (LABORATORY, IMPLANT AND MAXILLOFACIAL SURGERY) SUPPLEMENTARY
13997 | 4215220047000 | ZIRCONIUM DISC/MULTI-LAYER CLASSIC SHADE 98 DIAMETER SIZE 20 SHADE C2 | DENTAL SUPPLIES (LABORATORY, IMPLANT AND MAXILLOFACIAL SURGERY) SUPPLEMENTARY
13998 | 4215220046900 | ZIRCONIUM DISC/MULTI-LAYER CLASSIC SHADE 98 DIAMETER SIZE 20 SHADE C1 | DENTAL SUPPLIES (LABORATORY, IMPLANT AND MAXILLOFACIAL SURGERY) SUPPLEMENTARY
13999 | 4215220046800 | ZIRCONIUM DISC/MULTI-LAYER CLASSIC SHADE 98 DIAMETER SIZE 20 SHADE B3 | DENTAL SUPPLIES (LABORATORY, IMPLANT AND MAXILLOFACIAL SURGERY) SUPPLEMENTARY
14000 | 4215220046700 | ZIRCONIUM DISC/MULTI-LAYER CLASSIC SHADE 98 DIAMETER SIZE 20 SHADE B2 | DENTAL SUPPLIES (LABORATORY, IMPLANT AND MAXILLOFACIAL SURGERY) SUPPLEMENTARY
14001 | 4215220046600 | ZIRCONIUM DISC/MULTI-LAYER CLASSIC SHADE 98 DIAMETER SIZE 20 SHADE B1 | DENTAL SUPPLIES (LABORATORY, IMPLANT AND MAXILLOFACIAL SURGERY) SUPPLEMENTARY
14002 | 4215220046500 | ZIRCONIUM DISC/MULTI-LAYER CLASSIC SHADE 98 DIAMETER SIZE 20 SHADE A3 | DENTAL SUPPLIES (LABORATORY, IMPLANT AND MAXILLOFACIAL SURGERY) SUPPLEMENTARY
14003 | 4215220046400 | ZIRCONIUM DISC/MULTI-LAYER CLASSIC SHADE 98 DIAMETER SIZE 20 SHADE A2 | DENTAL SUPPLIES (LABORATORY, IMPLANT AND MAXILLOFACIAL SURGERY) SUPPLEMENTARY
14004 | 4215220046300 | ZIRCONIUM DISC/MULTI-LAYER CLASSIC SHADE 98 DIAMETER SIZE 20 SHADE A1 | DENTAL SUPPLIES (LABORATORY, IMPLANT AND MAXILLOFACIAL SURGERY) SUPPLEMENTARY
14005 | 4215220046200 | ZIRCONIUM DISC/MULTI-LAYER CLASSIC SHADE 98 DIAMETER SIZE 18 SHADE D2 | DENTAL SUPPLIES (LABORATORY, IMPLANT AND MAXILLOFACIAL SURGERY) SUPPLEMENTARY
14006 | 4215220046000 | ZIRCONIUM DISC/MULTI-LAYER CLASSIC SHADE 98 DIAMETER SIZE 18 SHADE C2 | DENTAL SUPPLIES (LABORATORY, IMPLANT AND MAXILLOFACIAL SURGERY) SUPPLEMENTARY
14007 | 4215220045900 | ZIRCONIUM DISC/MULTI-LAYER CLASSIC SHADE 98 DIAMETER SIZE 18 SHADE C1 | DENTAL SUPPLIES (LABORATORY, IMPLANT AND MAXILLOFACIAL SURGERY) SUPPLEMENTARY
14008 | 4215220045800 | ZIRCONIUM DISC/MULTI-LAYER CLASSIC SHADE 98 DIAMETER SIZE 18 SHADE B3 | DENTAL SUPPLIES (LABORATORY, IMPLANT AND MAXILLOFACIAL SURGERY) SUPPLEMENTARY
14009 | 4215220045700 | ZIRCONIUM DISC/MULTI-LAYER CLASSIC SHADE 98 DIAMETER SIZE 18 SHADE B2 | DENTAL SUPPLIES (LABORATORY, IMPLANT AND MAXILLOFACIAL SURGERY) SUPPLEMENTARY
14010 | 4215220045600 | ZIRCONIUM DISC/MULTI-LAYER CLASSIC SHADE 98 DIAMETER SIZE 18 SHADE B1 | DENTAL SUPPLIES (LABORATORY, IMPLANT AND MAXILLOFACIAL SURGERY) SUPPLEMENTARY
14011 | 4215220045500 | ZIRCONIUM DISC/MULTI-LAYER CLASSIC SHADE 98 DIAMETER SIZE 18 SHADE A3 | DENTAL SUPPLIES (LABORATORY, IMPLANT AND MAXILLOFACIAL SURGERY) SUPPLEMENTARY
14012 | 4215220045400 | ZIRCONIUM DISC/MULTI-LAYER CLASSIC SHADE 98 DIAMETER SIZE 18 SHADE A2 | DENTAL SUPPLIES (LABORATORY, IMPLANT AND MAXILLOFACIAL SURGERY) SUPPLEMENTARY
14013 | 4215220045300 | ZIRCONIUM DISC/MULTI-LAYER CLASSIC SHADE 98 DIAMETER SIZE 18 SHADE A1 | DENTAL SUPPLIES (LABORATORY, IMPLANT AND MAXILLOFACIAL SURGERY) SUPPLEMENTARY
14014 | 4215220045100 | ZIRCONIUM DISC/MULTI-LAYER CLASSIC SHADE 98 DIAMETER SIZE 16 SHADE C2 | DENTAL SUPPLIES (LABORATORY, IMPLANT AND MAXILLOFACIAL SURGERY) SUPPLEMENTARY
14015 | 4215220045000 | ZIRCONIUM DISC/MULTI-LAYER CLASSIC SHADE 98 DIAMETER SIZE 16 SHADE C1 | DENTAL SUPPLIES (LABORATORY, IMPLANT AND MAXILLOFACIAL SURGERY) SUPPLEMENTARY
14016 | 4215220044900 | ZIRCONIUM DISC/MULTI-LAYER CLASSIC SHADE 98 DIAMETER SIZE 16 SHADE B3 | DENTAL SUPPLIES (LABORATORY, IMPLANT AND MAXILLOFACIAL SURGERY) SUPPLEMENTARY
14017 | 4215220044800 | ZIRCONIUM DISC/MULTI-LAYER CLASSIC SHADE 98 DIAMETER SIZE 16 SHADE B2 | DENTAL SUPPLIES (LABORATORY, IMPLANT AND MAXILLOFACIAL SURGERY) SUPPLEMENTARY
14018 | 4215220044700 | ZIRCONIUM DISC/MULTI-LAYER CLASSIC SHADE 98 DIAMETER SIZE 16 SHADE B1 | DENTAL SUPPLIES (LABORATORY, IMPLANT AND MAXILLOFACIAL SURGERY) SUPPLEMENTARY
14019 | 4215220044600 | ZIRCONIUM DISC/MULTI-LAYER CLASSIC SHADE 98 DIAMETER SIZE 16 SHADE A3 | DENTAL SUPPLIES (LABORATORY, IMPLANT AND MAXILLOFACIAL SURGERY) SUPPLEMENTARY
14020 | 4215220044500 | ZIRCONIUM DISC/MULTI-LAYER CLASSIC SHADE 98 DIAMETER SIZE 16 SHADE A2 | DENTAL SUPPLIES (LABORATORY, IMPLANT AND MAXILLOFACIAL SURGERY) SUPPLEMENTARY
14021 | 4215220044400 | ZIRCONIUM DISC/MULTI-LAYER CLASSIC SHADE 98 DIAMETER SIZE 16 SHADE A1 | DENTAL SUPPLIES (LABORATORY, IMPLANT AND MAXILLOFACIAL SURGERY) SUPPLEMENTARY
14022 | 4215220044300 | ZIRCONIUM DISC/MULTI-LAYER CLASSIC SHADE 98 DIAMETER SIZE 14 SHADE D2 | DENTAL SUPPLIES (LABORATORY, IMPLANT AND MAXILLOFACIAL SURGERY) SUPPLEMENTARY
14023 | 4215220044100 | ZIRCONIUM DISC/MULTI-LAYER CLASSIC SHADE 98 DIAMETER SIZE 14 SHADE C2 | DENTAL SUPPLIES (LABORATORY, IMPLANT AND MAXILLOFACIAL SURGERY) SUPPLEMENTARY
14024 | 4215220044000 | ZIRCONIUM DISC/MULTI-LAYER CLASSIC SHADE 98 DIAMETER SIZE 14 SHADE C1 | DENTAL SUPPLIES (LABORATORY, IMPLANT AND MAXILLOFACIAL SURGERY) SUPPLEMENTARY
14025 | 4215220043900 | ZIRCONIUM DISC/MULTI-LAYER CLASSIC SHADE 98 DIAMETER SIZE 14 SHADE B3 | DENTAL SUPPLIES (LABORATORY, IMPLANT AND MAXILLOFACIAL SURGERY) SUPPLEMENTARY
14026 | 4215220043800 | ZIRCONIUM DISC/MULTI-LAYER CLASSIC SHADE 98 DIAMETER SIZE 14 SHADE B2 | DENTAL SUPPLIES (LABORATORY, IMPLANT AND MAXILLOFACIAL SURGERY) SUPPLEMENTARY
14027 | 4215220043700 | ZIRCONIUM DISC/MULTI-LAYER CLASSIC SHADE 98 DIAMETER SIZE 14 SHADE B1 | DENTAL SUPPLIES (LABORATORY, IMPLANT AND MAXILLOFACIAL SURGERY) SUPPLEMENTARY
14028 | 4215220043600 | ZIRCONIUM DISC/MULTI-LAYER CLASSIC SHADE 98 DIAMETER SIZE 14 SHADE A3 | DENTAL SUPPLIES (LABORATORY, IMPLANT AND MAXILLOFACIAL SURGERY) SUPPLEMENTARY
14029 | 4215220043500 | ZIRCONIUM DISC/MULTI-LAYER CLASSIC SHADE 98 DIAMETER SIZE 14 SHADE A2 | DENTAL SUPPLIES (LABORATORY, IMPLANT AND MAXILLOFACIAL SURGERY) SUPPLEMENTARY
14030 | 4215220043400 | ZIRCONIUM DISC/MULTI-LAYER CLASSIC SHADE 98 DIAMETER SIZE 14 SHADE A1 | DENTAL SUPPLIES (LABORATORY, IMPLANT AND MAXILLOFACIAL SURGERY) SUPPLEMENTARY
14031 | 4215241594300 | BLOCK FOR ALL CERAMIC GLASS-CERAMIC LITHIUM DISILICATE CAD LT (LOW TRANSLUCENCY) SIZE C14 SHADE D4 COMPATIBLE WITH CEREC MACHINE CONNECTOR (5PCS=EH/BOX) | DENTAL SUPPLIES (LABORATORY, IMPLANT AND MAXILLOFACIAL SURGERY) SUPPLEMENTARY
14032 | 4215241594200 | BLOCK FOR ALL CERAMIC GLASS-CERAMIC LITHIUM DISILICATE CAD LT (LOW TRANSLUCENCY) SIZE C14 SHADE D3 COMPATIBLE WITH CEREC MACHINE CONNECTOR (5PCS=EH/BOX) | DENTAL SUPPLIES (LABORATORY, IMPLANT AND MAXILLOFACIAL SURGERY) SUPPLEMENTARY
14033 | 4215241594100 | BLOCK FOR ALL CERAMIC GLASS-CERAMIC LITHIUM DISILICATE CAD LT (LOW TRANSLUCENCY) SIZE C14 SHADE D2 COMPATIBLE WITH CEREC MACHINE CONNECTOR (5PCS=EH/BOX) | DENTAL SUPPLIES (LABORATORY, IMPLANT AND MAXILLOFACIAL SURGERY) SUPPLEMENTARY
14034 | 4215241594000 | BLOCK FOR ALL CERAMIC GLASS-CERAMIC LITHIUM DISILICATE CAD LT (LOW TRANSLUCENCY) SIZE C14 SHADE C4 COMPATIBLE WITH CEREC MACHINE CONNECTOR (5PCS=EH/BOX) | DENTAL SUPPLIES (LABORATORY, IMPLANT AND MAXILLOFACIAL SURGERY) SUPPLEMENTARY
14035 | 4215241593900 | BLOCK FOR ALL CERAMIC GLASS-CERAMIC LITHIUM DISILICATE CAD LT (LOW TRANSLUCENCY) SIZE C14 SHADE C3 COMPATIBLE WITH CEREC MACHINE CONNECTOR (5PCS=EH/BOX) | DENTAL SUPPLIES (LABORATORY, IMPLANT AND MAXILLOFACIAL SURGERY) SUPPLEMENTARY
14036 | 4215241593800 | BLOCK FOR ALL CERAMIC GLASS-CERAMIC LITHIUM DISILICATE CAD LT (LOW TRANSLUCENCY) SIZE C14 SHADE C2 COMPATIBLE WITH CEREC MACHINE CONNECTOR (5PCS=EH/BOX) | DENTAL SUPPLIES (LABORATORY, IMPLANT AND MAXILLOFACIAL SURGERY) SUPPLEMENTARY
14037 | 4215241593700 | BLOCK FOR ALL CERAMIC GLASS-CERAMIC LITHIUM DISILICATE CAD LT (LOW TRANSLUCENCY) SIZE C14 SHADE C1 COMPATIBLE WITH CEREC MACHINE CONNECTOR (5PCS=EH/BOX) | DENTAL SUPPLIES (LABORATORY, IMPLANT AND MAXILLOFACIAL SURGERY) SUPPLEMENTARY
14038 | 4215241593600 | BLOCK FOR ALL CERAMIC GLASS-CERAMIC LITHIUM DISILICATE CAD LT (LOW TRANSLUCENCY) SIZE C14 SHADE B4 COMPATIBLE WITH CEREC MACHINE CONNECTOR (5PCS=EH/BOX) | DENTAL SUPPLIES (LABORATORY, IMPLANT AND MAXILLOFACIAL SURGERY) SUPPLEMENTARY
14039 | 4215241593500 | BLOCK FOR ALL CERAMIC GLASS-CERAMIC LITHIUM DISILICATE CAD LT (LOW TRANSLUCENCY) SIZE C14 SHADE B3 COMPATIBLE WITH CEREC MACHINE CONNECTOR (5PCS=EH/BOX) | DENTAL SUPPLIES (LABORATORY, IMPLANT AND MAXILLOFACIAL SURGERY) SUPPLEMENTARY
14040 | 4215241593400 | BLOCK FOR ALL CERAMIC GLASS-CERAMIC LITHIUM DISILICATE CAD LT (LOW TRANSLUCENCY) SIZE C14 SHADE B2 COMPATIBLE WITH CEREC MACHINE CONNECTOR (5PCS=EH/BOX) | DENTAL SUPPLIES (LABORATORY, IMPLANT AND MAXILLOFACIAL SURGERY) SUPPLEMENTARY
14041 | 4215241593300 | BLOCK FOR ALL CERAMIC GLASS-CERAMIC LITHIUM DISILICATE CAD LT (LOW TRANSLUCENCY) SIZE C14 SHADE B1 COMPATIBLE WITH CEREC MACHINE CONNECTOR (5PCS=EH/BOX) | DENTAL SUPPLIES (LABORATORY, IMPLANT AND MAXILLOFACIAL SURGERY) SUPPLEMENTARY
14042 | 4215241593200 | BLOCK FOR ALL CERAMIC GLASS-CERAMIC LITHIUM DISILICATE CAD LT (LOW TRANSLUCENCY) SIZE C14 SHADE A4 COMPATIBLE WITH CEREC MACHINE CONNECTOR (5PCS=EH/BOX) | DENTAL SUPPLIES (LABORATORY, IMPLANT AND MAXILLOFACIAL SURGERY) SUPPLEMENTARY
14043 | 4215241593100 | BLOCK FOR ALL CERAMIC GLASS-CERAMIC LITHIUM DISILICATE CAD LT (LOW TRANSLUCENCY) SIZE C14 SHADE A3 COMPATIBLE WITH CEREC MACHINE CONNECTOR (5PCS=EH/BOX) | DENTAL SUPPLIES (LABORATORY, IMPLANT AND MAXILLOFACIAL SURGERY) SUPPLEMENTARY
14044 | 4215241593000 | BLOCK FOR ALL CERAMIC GLASS-CERAMIC LITHIUM DISILICATE CAD LT (LOW TRANSLUCENCY) SIZE C14 SHADE A2 COMPATIBLE WITH CEREC MACHINE CONNECTOR (5PCS=EH/BOX) | DENTAL SUPPLIES (LABORATORY, IMPLANT AND MAXILLOFACIAL SURGERY) SUPPLEMENTARY
14045 | 4215241592900 | BLOCK FOR ALL CERAMIC GLASS-CERAMIC LITHIUM DISILICATE CAD LT (LOW TRANSLUCENCY) SIZE C14 SHADE A1 COMPATIBLE WITH CEREC MACHINE CONNECTOR (5PCS=EH/BOX) | DENTAL SUPPLIES (LABORATORY, IMPLANT AND MAXILLOFACIAL SURGERY) SUPPLEMENTARY
14046 | 4215241591300 | BLOCK FOR ALL CERAMIC GLASS-CERAMIC LITHIUM DISILICATE CAD HT (HIGH TRANSLUCENCY) SIZE I12 SHADE D4 COMPATIBLE WITH CEREC MACHINE CONNECTOR (5PCS=EH/BOX) | DENTAL SUPPLIES (LABORATORY, IMPLANT AND MAXILLOFACIAL SURGERY) SUPPLEMENTARY
14047 | 4215241591200 | BLOCK FOR ALL CERAMIC GLASS-CERAMIC LITHIUM DISILICATE CAD HT (HIGH TRANSLUCENCY) SIZE I12 SHADE D3 COMPATIBLE WITH CEREC MACHINE CONNECTOR (5PCS=EH/BOX) | DENTAL SUPPLIES (LABORATORY, IMPLANT AND MAXILLOFACIAL SURGERY) SUPPLEMENTARY
14048 | 4215241591100 | BLOCK FOR ALL CERAMIC GLASS-CERAMIC LITHIUM DISILICATE CAD HT (HIGH TRANSLUCENCY) SIZE I12 SHADE D2 COMPATIBLE WITH CEREC MACHINE CONNECTOR (5PCS=EH/BOX) | DENTAL SUPPLIES (LABORATORY, IMPLANT AND MAXILLOFACIAL SURGERY) SUPPLEMENTARY
14049 | 4215241591000 | BLOCK FOR ALL CERAMIC GLASS-CERAMIC LITHIUM DISILICATE CAD HT (HIGH TRANSLUCENCY) SIZE I12 SHADE C4 COMPATIBLE WITH CEREC MACHINE CONNECTOR (5PCS=EH/BOX) | DENTAL SUPPLIES (LABORATORY, IMPLANT AND MAXILLOFACIAL SURGERY) SUPPLEMENTARY
14050 | 4215241590900 | BLOCK FOR ALL CERAMIC GLASS-CERAMIC LITHIUM DISILICATE CAD HT (HIGH TRANSLUCENCY) SIZE I12 SHADE C3 COMPATIBLE WITH CEREC MACHINE CONNECTOR (5PCS=EH/BOX) | DENTAL SUPPLIES (LABORATORY, IMPLANT AND MAXILLOFACIAL SURGERY) SUPPLEMENTARY
14051 | 4215241590800 | BLOCK FOR ALL CERAMIC GLASS-CERAMIC LITHIUM DISILICATE CAD HT (HIGH TRANSLUCENCY) SIZE I12 SHADE C2 COMPATIBLE WITH CEREC MACHINE CONNECTOR (5PCS=EH/BOX) | DENTAL SUPPLIES (LABORATORY, IMPLANT AND MAXILLOFACIAL SURGERY) SUPPLEMENTARY
14052 | 4215241590700 | BLOCK FOR ALL CERAMIC GLASS-CERAMIC LITHIUM DISILICATE CAD HT (HIGH TRANSLUCENCY) SIZE I12 SHADE C1 COMPATIBLE WITH CEREC MACHINE CONNECTOR (5PCS=EH/BOX) | DENTAL SUPPLIES (LABORATORY, IMPLANT AND MAXILLOFACIAL SURGERY) SUPPLEMENTARY
14053 | 4215241590600 | BLOCK FOR ALL CERAMIC GLASS-CERAMIC LITHIUM DISILICATE CAD HT (HIGH TRANSLUCENCY) SIZE I12 SHADE B4 COMPATIBLE WITH CEREC MACHINE CONNECTOR (5PCS=EH/BOX) | DENTAL SUPPLIES (LABORATORY, IMPLANT AND MAXILLOFACIAL SURGERY) SUPPLEMENTARY
14054 | 4215241590500 | BLOCK FOR ALL CERAMIC GLASS-CERAMIC LITHIUM DISILICATE CAD HT (HIGH TRANSLUCENCY) SIZE I12 SHADE B3 COMPATIBLE WITH CEREC MACHINE CONNECTOR (5PCS=EH/BOX) | DENTAL SUPPLIES (LABORATORY, IMPLANT AND MAXILLOFACIAL SURGERY) SUPPLEMENTARY
14055 | 4215241590400 | BLOCK FOR ALL CERAMIC GLASS-CERAMIC LITHIUM DISILICATE CAD HT (HIGH TRANSLUCENCY) SIZE I12 SHADE B2 COMPATIBLE WITH CEREC MACHINE CONNECTOR (5PCS=EH/BOX) | DENTAL SUPPLIES (LABORATORY, IMPLANT AND MAXILLOFACIAL SURGERY) SUPPLEMENTARY
14056 | 4215241590300 | BLOCK FOR ALL CERAMIC GLASS-CERAMIC LITHIUM DISILICATE CAD HT (HIGH TRANSLUCENCY) SIZE I12 SHADE B1 COMPATIBLE WITH CEREC MACHINE CONNECTOR (5PCS=EH/BOX) | DENTAL SUPPLIES (LABORATORY, IMPLANT AND MAXILLOFACIAL SURGERY) SUPPLEMENTARY
14057 | 4215241590200 | BLOCK FOR ALL CERAMIC GLASS-CERAMIC LITHIUM DISILICATE CAD HT (HIGH TRANSLUCENCY) SIZE I12 SHADE A4 COMPATIBLE WITH CEREC MACHINE CONNECTOR (5PCS=EH/BOX) | DENTAL SUPPLIES (LABORATORY, IMPLANT AND MAXILLOFACIAL SURGERY) SUPPLEMENTARY
14058 | 4215241590100 | BLOCK FOR ALL CERAMIC GLASS-CERAMIC LITHIUM DISILICATE CAD HT (HIGH TRANSLUCENCY) SIZE I12 SHADE A3 COMPATIBLE WITH CEREC MACHINE CONNECTOR (5PCS=EH/BOX) | DENTAL SUPPLIES (LABORATORY, IMPLANT AND MAXILLOFACIAL SURGERY) SUPPLEMENTARY
14059 | 4215241590000 | BLOCK FOR ALL CERAMIC GLASS-CERAMIC LITHIUM DISILICATE CAD HT (HIGH TRANSLUCENCY) SIZE I12 SHADE A2 COMPATIBLE WITH CEREC MACHINE CONNECTOR (5PCS=EH/BOX) | DENTAL SUPPLIES (LABORATORY, IMPLANT AND MAXILLOFACIAL SURGERY) SUPPLEMENTARY
14060 | 4215241589900 | BLOCK FOR ALL CERAMIC GLASS-CERAMIC LITHIUM DISILICATE CAD HT (HIGH TRANSLUCENCY) SIZE I12 SHADE A1 COMPATIBLE WITH CEREC MACHINE CONNECTOR (5PCS=EH/BOX) | DENTAL SUPPLIES (LABORATORY, IMPLANT AND MAXILLOFACIAL SURGERY) SUPPLEMENTARY
14061 | 4215241589800 | BLOCK FOR ALL CERAMIC GLASS-CERAMIC LITHIUM DISILICATE (LS2) CAD HT (HIGH TRANSLUCENCY) SIZE C14 SHADE D4 COMPATIBLE WITH CEREC MACHINE CONNECTOR (5PCS=EH/BOX) | DENTAL SUPPLIES (LABORATORY, IMPLANT AND MAXILLOFACIAL SURGERY) SUPPLEMENTARY
14062 | 4215241589700 | BLOCK FOR ALL CERAMIC GLASS-CERAMIC LITHIUM DISILICATE (LS2) CAD HT (HIGH TRANSLUCENCY) SIZE C14 SHADE D3 COMPATIBLE WITH CEREC MACHINE CONNECTOR (5PCS=EH/BOX) | DENTAL SUPPLIES (LABORATORY, IMPLANT AND MAXILLOFACIAL SURGERY) SUPPLEMENTARY
14063 | 4215241589600 | BLOCK FOR ALL CERAMIC GLASS-CERAMIC LITHIUM DISILICATE (LS2) CAD HT (HIGH TRANSLUCENCY) SIZE C14 SHADE D2 COMPATIBLE WITH CEREC MACHINE CONNECTOR (5PCS=EH/BOX) | DENTAL SUPPLIES (LABORATORY, IMPLANT AND MAXILLOFACIAL SURGERY) SUPPLEMENTARY
14064 | 4215241589500 | BLOCK FOR ALL CERAMIC GLASS-CERAMIC LITHIUM DISILICATE (LS2) CAD HT (HIGH TRANSLUCENCY) SIZE C14 SHADE C4 COMPATIBLE WITH CEREC MACHINE CONNECTOR (5PCS=EH/BOX) | DENTAL SUPPLIES (LABORATORY, IMPLANT AND MAXILLOFACIAL SURGERY) SUPPLEMENTARY
14065 | 4215241589400 | BLOCK FOR ALL CERAMIC GLASS-CERAMIC LITHIUM DISILICATE (LS2) CAD HT (HIGH TRANSLUCENCY) SIZE C14 SHADE C3 COMPATIBLE WITH CEREC MACHINE CONNECTOR (5PCS=EH/BOX) | DENTAL SUPPLIES (LABORATORY, IMPLANT AND MAXILLOFACIAL SURGERY) SUPPLEMENTARY
14066 | 4215241589300 | BLOCK FOR ALL CERAMIC GLASS-CERAMIC LITHIUM DISILICATE (LS2) CAD HT (HIGH TRANSLUCENCY) SIZE C14 SHADE C2 COMPATIBLE WITH CEREC MACHINE CONNECTOR (5PCS=EH/BOX) | DENTAL SUPPLIES (LABORATORY, IMPLANT AND MAXILLOFACIAL SURGERY) SUPPLEMENTARY
14067 | 4215241589200 | BLOCK FOR ALL CERAMIC GLASS-CERAMIC LITHIUM DISILICATE (LS2) CAD HT (HIGH TRANSLUCENCY) SIZE C14 SHADE C1 COMPATIBLE WITH CEREC MACHINE CONNECTOR (5PCS=EH/BOX) | DENTAL SUPPLIES (LABORATORY, IMPLANT AND MAXILLOFACIAL SURGERY) SUPPLEMENTARY
14068 | 4215241589100 | BLOCK FOR ALL CERAMIC GLASS-CERAMIC LITHIUM DISILICATE (LS2) CAD HT (HIGH TRANSLUCENCY) SIZE C14 SHADE B4 COMPATIBLE WITH CEREC MACHINE CONNECTOR (5PCS=EH/BOX) | DENTAL SUPPLIES (LABORATORY, IMPLANT AND MAXILLOFACIAL SURGERY) SUPPLEMENTARY
14069 | 4215241589000 | BLOCK FOR ALL CERAMIC GLASS-CERAMIC LITHIUM DISILICATE (LS2) CAD HT (HIGH TRANSLUCENCY) SIZE C14 SHADE B3 COMPATIBLE WITH CEREC MACHINE CONNECTOR (5PCS=EH/BOX) | DENTAL SUPPLIES (LABORATORY, IMPLANT AND MAXILLOFACIAL SURGERY) SUPPLEMENTARY
14070 | 4215241588900 | BLOCK FOR ALL CERAMIC GLASS-CERAMIC LITHIUM DISILICATE (LS2) CAD HT (HIGH TRANSLUCENCY) SIZE C14 SHADE B2 COMPATIBLE WITH CEREC MACHINE CONNECTOR (5PCS=EH/BOX) | DENTAL SUPPLIES (LABORATORY, IMPLANT AND MAXILLOFACIAL SURGERY) SUPPLEMENTARY
14071 | 4215241588800 | BLOCK FOR ALL CERAMIC GLASS-CERAMIC LITHIUM DISILICATE (LS2) CAD HT (HIGH TRANSLUCENCY) SIZE C14 SHADE B1 COMPATIBLE WITH CEREC MACHINE CONNECTOR (5PCS=EH/BOX) | DENTAL SUPPLIES (LABORATORY, IMPLANT AND MAXILLOFACIAL SURGERY) SUPPLEMENTARY
14072 | 4215241588700 | BLOCK FOR ALL CERAMIC GLASS-CERAMIC LITHIUM DISILICATE (LS2) CAD HT (HIGH TRANSLUCENCY) SIZE C14 SHADE A4 COMPATIBLE WITH CEREC MACHINE CONNECTOR (5PCS=EH/BOX) | DENTAL SUPPLIES (LABORATORY, IMPLANT AND MAXILLOFACIAL SURGERY) SUPPLEMENTARY
14073 | 4215241588600 | BLOCK FOR ALL CERAMIC GLASS-CERAMIC LITHIUM DISILICATE (LS2) CAD HT (HIGH TRANSLUCENCY) SIZE C14 SHADE A3 COMPATIBLE WITH CEREC MACHINE CONNECTOR (5PCS=EH/BOX) | DENTAL SUPPLIES (LABORATORY, IMPLANT AND MAXILLOFACIAL SURGERY) SUPPLEMENTARY
14074 | 4215241588500 | BLOCK FOR ALL CERAMIC GLASS-CERAMIC LITHIUM DISILICATE (LS2) CAD HT (HIGH TRANSLUCENCY) SIZE C14 SHADE A2 COMPATIBLE WITH CEREC MACHINE CONNECTOR (5PCS=EH/BOX) | DENTAL SUPPLIES (LABORATORY, IMPLANT AND MAXILLOFACIAL SURGERY) SUPPLEMENTARY
14075 | 4215241588400 | BLOCK FOR ALL CERAMIC GLASS-CERAMIC LITHIUM DISILICATE (LS2) CAD HT (HIGH TRANSLUCENCY) SIZE C14 SHADE A1 COMPATIBLE WITH CEREC MACHINE CONNECTOR (5PCS=EH/BOX) | DENTAL SUPPLIES (LABORATORY, IMPLANT AND MAXILLOFACIAL SURGERY) SUPPLEMENTARY
14076 | 4215220009400 | INGOTS GLASS-CERAMIC 'LITHIUM DISILICATE' PRESS MULTI D2 (PCS/BOX=EA) | DENTAL SUPPLIES (LABORATORY, IMPLANT AND MAXILLOFACIAL SURGERY) SUPPLEMENTARY
14077 | 4215220009300 | INGOTS GLASS-CERAMIC 'LITHIUM DISILICATE' PRESS MULTI C2 (PCS/BOX=EA) | DENTAL SUPPLIES (LABORATORY, IMPLANT AND MAXILLOFACIAL SURGERY) SUPPLEMENTARY
14078 | 4215241609700 | INGOTS GLASS-CERAMIC 'LITHIUM DISILICATE' PRESS MULTI C1 (PCS/BOX=EA) | DENTAL SUPPLIES (LABORATORY, IMPLANT AND MAXILLOFACIAL SURGERY) SUPPLEMENTARY
14079 | 4215241609400 | INGOTS GLASS-CERAMIC 'LITHIUM DISILICATE' PRESS MULTI BL2 (PCS/BOX=EA) | DENTAL SUPPLIES (LABORATORY, IMPLANT AND MAXILLOFACIAL SURGERY) SUPPLEMENTARY
14080 | 4215220009200 | INGOTS GLASS-CERAMIC 'LITHIUM DISILICATE' PRESS MULTI B2 (PCS/BOX=EA) | DENTAL SUPPLIES (LABORATORY, IMPLANT AND MAXILLOFACIAL SURGERY) SUPPLEMENTARY
14081 | 4215241609000 | INGOTS GLASS-CERAMIC 'LITHIUM DISILICATE' PRESS MULTI B1 (PCS/BOX=EA) | DENTAL SUPPLIES (LABORATORY, IMPLANT AND MAXILLOFACIAL SURGERY) SUPPLEMENTARY
14082 | 4215241608800 | INGOTS GLASS-CERAMIC 'LITHIUM DISILICATE' PRESS MULTI A3 (PCS/BOX=EA) | DENTAL SUPPLIES (LABORATORY, IMPLANT AND MAXILLOFACIAL SURGERY) SUPPLEMENTARY
14083 | 4215220009000 | INGOTS GLASS-CERAMIC 'LITHIUM DISILICATE' PRESS MULTI A1 (PCS/BOX=EA) | DENTAL SUPPLIES (LABORATORY, IMPLANT AND MAXILLOFACIAL SURGERY) SUPPLEMENTARY
14084 | 4215241608900 | INGOTS GLASS-CERAMIC 'LITHIUM DISILICATE' PRESS MULTI A4 (PCS/BOX=EA) | DENTAL SUPPLIES (LABORATORY, IMPLANT AND MAXILLOFACIAL SURGERY) SUPPLEMENTARY
14085 | 4215241607800 | INGOTS GLASS-CERAMIC 'LITHIUM DISILICATE' PRESS MT (MEDIUM TRANSLUCENCY) BL2 (PCS/BOX=EA) | DENTAL SUPPLIES (LABORATORY, IMPLANT AND MAXILLOFACIAL SURGERY) SUPPLEMENTARY
14086 | 4215241607300 | INGOTS GLASS-CERAMIC 'LITHIUM DISILICATE' PRESS MT (MEDIUM TRANSLUCENCY) B1 (PCS/BOX=EA) | DENTAL SUPPLIES (LABORATORY, IMPLANT AND MAXILLOFACIAL SURGERY) SUPPLEMENTARY
14087 | 4215241607100 | INGOTS GLASS-CERAMIC 'LITHIUM DISILICATE' PRESS MT (MEDIUM TRANSLUCENCY) A3 (PCS/BOX=EA) | DENTAL SUPPLIES (LABORATORY, IMPLANT AND MAXILLOFACIAL SURGERY) SUPPLEMENTARY
14088 | 4215241607000 | INGOTS GLASS-CERAMIC 'LITHIUM DISILICATE' PRESS MT (MEDIUM TRANSLUCENCY) A2 (PCS/BOX=EA) | DENTAL SUPPLIES (LABORATORY, IMPLANT AND MAXILLOFACIAL SURGERY) SUPPLEMENTARY
14089 | 4215241606900 | INGOTS GLASS-CERAMIC 'LITHIUM DISILICATE' PRESS MT (MEDIUM TRANSLUCENCY) A1 (PCS/BOX=EA) | DENTAL SUPPLIES (LABORATORY, IMPLANT AND MAXILLOFACIAL SURGERY) SUPPLEMENTARY
14090 | 4215220009100 | INGOTS GLASS-CERAMIC 'LITHIUM DISILICATE' PRESS MULTI A2 (PCS/BOX=EA) | DENTAL SUPPLIES (LABORATORY, IMPLANT AND MAXILLOFACIAL SURGERY) SUPPLEMENTARY
14091 | 4215241603800 | INGOTS GLASS-CERAMIC 'LITHIUM DISILICATE' PRESS HT (HIGH TRANSLUCENCY) D3 (PCS/BOX=EA) | DENTAL SUPPLIES (LABORATORY, IMPLANT AND MAXILLOFACIAL SURGERY) SUPPLEMENTARY
14092 | 4215241603700 | INGOTS GLASS-CERAMIC 'LITHIUM DISILICATE' PRESS HT (HIGH TRANSLUCENCY) C4 (PCS/BOX=EA) | DENTAL SUPPLIES (LABORATORY, IMPLANT AND MAXILLOFACIAL SURGERY) SUPPLEMENTARY
14093 | 4215241603600 | INGOTS GLASS-CERAMIC 'LITHIUM DISILICATE' PRESS HT (HIGH TRANSLUCENCY) C3 (PCS/BOX=EA) | DENTAL SUPPLIES (LABORATORY, IMPLANT AND MAXILLOFACIAL SURGERY) SUPPLEMENTARY
14094 | 4215241603500 | INGOTS GLASS-CERAMIC 'LITHIUM DISILICATE' PRESS HT (HIGH TRANSLUCENCY) C1 (PCS/BOX=EA) | DENTAL SUPPLIES (LABORATORY, IMPLANT AND MAXILLOFACIAL SURGERY) SUPPLEMENTARY
14095 | 4215241603400 | INGOTS GLASS-CERAMIC 'LITHIUM DISILICATE' PRESS HT (HIGH TRANSLUCENCY) BL4 (PCS/BOX=EA) | DENTAL SUPPLIES (LABORATORY, IMPLANT AND MAXILLOFACIAL SURGERY) SUPPLEMENTARY
14096 | 4215241603300 | INGOTS GLASS-CERAMIC 'LITHIUM DISILICATE' PRESS HT (HIGH TRANSLUCENCY) BL3 (PCS/BOX=EA) | DENTAL SUPPLIES (LABORATORY, IMPLANT AND MAXILLOFACIAL SURGERY) SUPPLEMENTARY
14097 | 4215241603200 | INGOTS GLASS-CERAMIC 'LITHIUM DISILICATE' PRESS HT (HIGH TRANSLUCENCY) BL2 (PCS/BOX=EA) | DENTAL SUPPLIES (LABORATORY, IMPLANT AND MAXILLOFACIAL SURGERY) SUPPLEMENTARY
14098 | 4215241603100 | INGOTS GLASS-CERAMIC 'LITHIUM DISILICATE' PRESS HT (HIGH TRANSLUCENCY) B4 (PCS/BOX=EA) | DENTAL SUPPLIES (LABORATORY, IMPLANT AND MAXILLOFACIAL SURGERY) SUPPLEMENTARY
14099 | 4215241603000 | INGOTS GLASS-CERAMIC 'LITHIUM DISILICATE' PRESS HT (HIGH TRANSLUCENCY) B3 (PCS/BOX=EA) | DENTAL SUPPLIES (LABORATORY, IMPLANT AND MAXILLOFACIAL SURGERY) SUPPLEMENTARY
14100 | 4215241602900 | INGOTS GLASS-CERAMIC 'LITHIUM DISILICATE' PRESS HT (HIGH TRANSLUCENCY) A4 (PCS/BOX=EA) | DENTAL SUPPLIES (LABORATORY, IMPLANT AND MAXILLOFACIAL SURGERY) SUPPLEMENTARY
14101 | 4215241602300 | INGOTS GLASS-CERAMIC 'LITHIUM DISILICATE' PRESS (HIGH TRANSLUCENCY) HT D2 (PCS/BOX=EA) | DENTAL SUPPLIES (LABORATORY, IMPLANT AND MAXILLOFACIAL SURGERY) SUPPLEMENTARY
14102 | 4215241602200 | INGOTS GLASS-CERAMIC 'LITHIUM DISILICATE' PRESS (HIGH TRANSLUCENCY) HT C2 (PCS/BOX=EA) | DENTAL SUPPLIES (LABORATORY, IMPLANT AND MAXILLOFACIAL SURGERY) SUPPLEMENTARY
14103 | 4215241602100 | INGOTS GLASS-CERAMIC 'LITHIUM DISILICATE' PRESS (HIGH TRANSLUCENCY) HT B2 (PCS/BOX=EA) | DENTAL SUPPLIES (LABORATORY, IMPLANT AND MAXILLOFACIAL SURGERY) SUPPLEMENTARY
14104 | 4215241602000 | INGOTS GLASS-CERAMIC 'LITHIUM DISILICATE' PRESS (HIGH TRANSLUCENCY) HT B1 (PCS/BOX=EA) | DENTAL SUPPLIES (LABORATORY, IMPLANT AND MAXILLOFACIAL SURGERY) SUPPLEMENTARY
14105 | 4215241601900 | INGOTS GLASS-CERAMIC 'LITHIUM DISILICATE' PRESS (HIGH TRANSLUCENCY) HT A2 (PCS/BOX=EA) | DENTAL SUPPLIES (LABORATORY, IMPLANT AND MAXILLOFACIAL SURGERY) SUPPLEMENTARY
14106 | 4215241601800 | INGOTS GLASS-CERAMIC 'LITHIUM DISILICATE' PRESS (HIGH TRANSLUCENCY) HT A1 (PCS/BOX=EA) | DENTAL SUPPLIES (LABORATORY, IMPLANT AND MAXILLOFACIAL SURGERY) SUPPLEMENTARY
14107 | 4215241208200 | MULTI WAX PATTERN FORM B | DENTAL SUPPLIES (LABORATORY, IMPLANT AND MAXILLOFACIAL SURGERY) SUPPLEMENTARY
14108 | 4215150400800 | DENTAL DUAL LAMINATES ROUND D 125MM THICKNESS 3 MM | DENTAL SUPPLIES (LABORATORY, IMPLANT AND MAXILLOFACIAL SURGERY) SUPPLEMENTARY
14109 | 4215150400700 | DENTAL DUAL LAMINATES ROUND D 125MM THICKNESS 2 MM | DENTAL SUPPLIES (LABORATORY, IMPLANT AND MAXILLOFACIAL SURGERY) SUPPLEMENTARY
14110 | 4215150400600 | DENTAL DUAL LAMINATES ROUND D 125MM THICKNESS 1 MM | DENTAL SUPPLIES (LABORATORY, IMPLANT AND MAXILLOFACIAL SURGERY) SUPPLEMENTARY
14111 | 4215223700000 | ROD DENTAL SOLDER UNIVERSAL PREFLUXED LOW MELTING ORTHODONTIC SOLDERING SILVER SOLDER CADMIUM FREE (PKT=EA) | DENTAL SUPPLIES (LABORATORY, IMPLANT AND MAXILLOFACIAL SURGERY) SUPPLEMENTARY
14112 | 4215241607400 | INGOTS GLASS-CERAMIC 'LITHIUM DISILICATE' PRESS MT (MEDIUM TRANSLUCENCY) B2 (EA=PCS) | DENTAL SUPPLIES (LABORATORY, IMPLANT AND MAXILLOFACIAL SURGERY) SUPPLEMENTARY
14113 | 4215241608100 | INGOTS GLASS-CERAMIC 'LITHIUM DISILICATE' PRESS MT (MEDIUM TRANSLUCENCY) C1 (EA=PCS) | DENTAL SUPPLIES (LABORATORY, IMPLANT AND MAXILLOFACIAL SURGERY) SUPPLEMENTARY
14114 | 4215241608200 | INGOTS GLASS-CERAMIC 'LITHIUM DISILICATE' PRESS MT (MEDIUM TRANSLUCENCY) C2 (EA=PCS) | DENTAL SUPPLIES (LABORATORY, IMPLANT AND MAXILLOFACIAL SURGERY) SUPPLEMENTARY
14115 | 4215241608500 | INGOTS GLASS-CERAMIC 'LITHIUM DISILICATE' PRESS MT (MEDIUM TRANSLUCENCY) D2 (EA=PCS) | DENTAL SUPPLIES (LABORATORY, IMPLANT AND MAXILLOFACIAL SURGERY) SUPPLEMENTARY
14116 | 4215247515100 | MOUTH GUARD MATERIAL SOFT CIRCLE CLEAR SHEET 2.0X125MM | DENTAL SUPPLIES (LABORATORY, IMPLANT AND MAXILLOFACIAL SURGERY) SUPPLEMENTARY
14117 | 4215247515300 | MOUTH GUARD MATERIAL SOFT CIRCLE CLEAR SHEET 1.0X125MM | DENTAL SUPPLIES (LABORATORY, IMPLANT AND MAXILLOFACIAL SURGERY) SUPPLEMENTARY
14118 | 4215224006000 | H+HEPA FILTER SILENT COMPATIBLE WITH TS/TS2 MACHINE | DENTAL SUPPLIES (LABORATORY, IMPLANT AND MAXILLOFACIAL SURGERY) SUPPLEMENTARY
14119 | 4215224006400 | DUST BAG COLLECTOR COMPATIBLE WITH TS/TS2 MACHINE | DENTAL SUPPLIES (LABORATORY, IMPLANT AND MAXILLOFACIAL SURGERY) SUPPLEMENTARY
14120 | 4215224015400 | DENTAL TOOL METAL BUR SIZE D0.6*L06*50 COMPATIBLE WITH ARUM MILLING MACHINE OR EQUIVALENT | DENTAL SUPPLIES (LABORATORY, IMPLANT AND MAXILLOFACIAL SURGERY) SUPPLEMENTARY
14121 | 4215224009400 | DENTAL TOOL ZIRCONIA BUR SIZE D2.0*L20*55 (DIAMOND COATING) COMPATIBLE WITH ARUM MILLING MACHINE OR EQUIVALENT | DENTAL SUPPLIES (LABORATORY, IMPLANT AND MAXILLOFACIAL SURGERY) SUPPLEMENTARY
14122 | 4215224009500 | DENTAL TOOL ZIRCONIA BUR SIZE D2.0*L20*63 (DIAMOND COATING) COMPATIBLE WITH ARUM MILLING MACHINE OR EQUIVALENT | DENTAL SUPPLIES (LABORATORY, IMPLANT AND MAXILLOFACIAL SURGERY) SUPPLEMENTARY
14123 | 4215224009600 | DENTAL TOOL ZIRCONIA BUR SIZE D2.0*L18*50 COMPATIBLE WITH ARUM MILLING MACHINE OR EQUIVALENT | DENTAL SUPPLIES (LABORATORY, IMPLANT AND MAXILLOFACIAL SURGERY) SUPPLEMENTARY
14124 | 4215224009700 | DENTAL TOOL ZIRCONIA BUR SIZE D2.0*L18*50 (DIAMOND COATING) COMPATIBLE WITH ARUM MILLING MACHINE OR EQUIVALENT | DENTAL SUPPLIES (LABORATORY, IMPLANT AND MAXILLOFACIAL SURGERY) SUPPLEMENTARY
14125 | 4215224009900 | DENTAL TOOL ZIRCONIA BUR SIZE D1.0*L16*63 (DIAMOND COATING) COMPATIBLE WITH ARUM MILLING MACHINE OR EQUIVALENT | DENTAL SUPPLIES (LABORATORY, IMPLANT AND MAXILLOFACIAL SURGERY) SUPPLEMENTARY
14126 | 4215224010000 | DENTAL TOOL ZIRCONIA BUR SIZE D1.0*L16*50 COMPATIBLE WITH ARUM MILLING MACHINE OR EQUIVALENT | DENTAL SUPPLIES (LABORATORY, IMPLANT AND MAXILLOFACIAL SURGERY) SUPPLEMENTARY
14127 | 4215224010100 | DENTAL TOOL ZIRCONIA BUR SIZE D1.0*L16*50 (DIAMOND COATING) COMPATIBLE WITH ARUM MILLING MACHINE OR EQUIVALENT | DENTAL SUPPLIES (LABORATORY, IMPLANT AND MAXILLOFACIAL SURGERY) SUPPLEMENTARY
14128 | 4215224010200 | DENTAL TOOL ZIRCONIA BUR SIZE D1.0*L14*53 (DIAMOND COATING) COMPATIBLE WITH ARUM MILLING MACHINE OR EQUIVALENT | DENTAL SUPPLIES (LABORATORY, IMPLANT AND MAXILLOFACIAL SURGERY) SUPPLEMENTARY
14129 | 4215224010300 | DENTAL TOOL ZIRCONIA BUR SIZE D0.6*L13*63 COMPATIBLE WITH ARUM MILLING MACHINE OR EQUIVALENT | DENTAL SUPPLIES (LABORATORY, IMPLANT AND MAXILLOFACIAL SURGERY) SUPPLEMENTARY
14130 | 4215224015300 | DENTAL TOOL METAL BUR SIZE D1.0*L08*42 COMPATIBLE WITH ARUM MILLING MACHINE OR EQUIVALENT | DENTAL SUPPLIES (LABORATORY, IMPLANT AND MAXILLOFACIAL SURGERY) SUPPLEMENTARY
14131 | 4215224010500 | DENTAL TOOL ZIRCONIA BUR SIZE D0.6*L08*50 COMPATIBLE WITH ARUM MILLING MACHINE OR EQUIVALENT | DENTAL SUPPLIES (LABORATORY, IMPLANT AND MAXILLOFACIAL SURGERY) SUPPLEMENTARY
14132 | 4215224010700 | DENTAL TOOL ZIRCONIA BUR SIZE D0.3*L12*45 COMPATIBLE WITH ARUM MILLING MACHINE OR EQUIVALENT | DENTAL SUPPLIES (LABORATORY, IMPLANT AND MAXILLOFACIAL SURGERY) SUPPLEMENTARY
14133 | 4215224010800 | DENTAL TOOL ZIRCONIA BUR SIZE D0.3*L10*45 COMPATIBLE WITH ARUM MILLING MACHINE OR EQUIVALENT | DENTAL SUPPLIES (LABORATORY, IMPLANT AND MAXILLOFACIAL SURGERY) SUPPLEMENTARY
14134 | 4215224010900 | DENTAL TOOL ZIRCONIA BUR SIZE D0.3*L1.5*63 COMPATIBLE WITH ARUM MILLING MACHINE OR EQUIVALENT | DENTAL SUPPLIES (LABORATORY, IMPLANT AND MAXILLOFACIAL SURGERY) SUPPLEMENTARY
14135 | 4215224009800 | DENTAL TOOL ZIRCONIA BUR SIZE D1.7*L18*50 COMPATIBLE WITH ARUM MILLING MACHINE OR EQUIVALENT | DENTAL SUPPLIES (LABORATORY, IMPLANT AND MAXILLOFACIAL SURGERY) SUPPLEMENTARY
14136 | 4215224011000 | DENTAL TOOL THREAD BUR SIZE M2.0×P0.4×50MM COMPATIBLE WITH ARUM MILLING MACHINE OR EQUIVALENT | DENTAL SUPPLIES (LABORATORY, IMPLANT AND MAXILLOFACIAL SURGERY) SUPPLEMENTARY
14137 | 4215224011100 | DENTAL TOOL T-CUTTER BUR SIZE D2.0*L08*50 COMPATIBLE WITH ARUM MILLING MACHINE OR EQUIVALENT | DENTAL SUPPLIES (LABORATORY, IMPLANT AND MAXILLOFACIAL SURGERY) SUPPLEMENTARY
14138 | 4215224011200 | DENTAL TOOL T-CUTTER BUR SIZE D1.8*L08*50 COMPATIBLE WITH ARUM MILLING MACHINE OR EQUIVALENT | DENTAL SUPPLIES (LABORATORY, IMPLANT AND MAXILLOFACIAL SURGERY) SUPPLEMENTARY
14139 | 4215224011300 | DENTAL TOOL T-CUTTER BUR SIZE D1.5*L08*50 COMPATIBLE WITH ARUM MILLING MACHINE OR EQUIVALENT | DENTAL SUPPLIES (LABORATORY, IMPLANT AND MAXILLOFACIAL SURGERY) SUPPLEMENTARY
14140 | 4215224011400 | DENTAL TOOL REAMER BUR SIZE D3.2*L18*55*180° COMPATIBLE WITH ARUM MILLING MACHINE OR EQUIVALENT | DENTAL SUPPLIES (LABORATORY, IMPLANT AND MAXILLOFACIAL SURGERY) SUPPLEMENTARY
14141 | 4215224011500 | DENTAL TOOL REAMER BUR SIZE D2.5*L18*55*180° COMPATIBLE WITH ARUM MILLING MACHINE OR EQUIVALENT | DENTAL SUPPLIES (LABORATORY, IMPLANT AND MAXILLOFACIAL SURGERY) SUPPLEMENTARY
14142 | 4215224011600 | DENTAL TOOL REAMER BUR SIZE D2.4*L18*55*90° COMPATIBLE WITH ARUM MILLING MACHINE OR EQUIVALENT | DENTAL SUPPLIES (LABORATORY, IMPLANT AND MAXILLOFACIAL SURGERY) SUPPLEMENTARY
14143 | 4215224011700 | DENTAL TOOL REAMER BUR SIZE D2.3*L18*55*120° COMPATIBLE WITH ARUM MILLING MACHINE OR EQUIVALENT | DENTAL SUPPLIES (LABORATORY, IMPLANT AND MAXILLOFACIAL SURGERY) SUPPLEMENTARY
14144 | 4215224011800 | DENTAL TOOL REAMER BUR SIZE D2.1*L18*55*145° COMPATIBLE WITH ARUM MILLING MACHINE OR EQUIVALENT | DENTAL SUPPLIES (LABORATORY, IMPLANT AND MAXILLOFACIAL SURGERY) SUPPLEMENTARY
14145 | 4215224011900 | DENTAL TOOL REAMER BUR SIZE D2.7*L18*55*70° COMPATIBLE WITH ARUM MILLING MACHINE OR EQUIVALENT | DENTAL SUPPLIES (LABORATORY, IMPLANT AND MAXILLOFACIAL SURGERY) SUPPLEMENTARY
14146 | 4215224012000 | DENTAL TOOL REAMER BUR SIZE D2.6*L18*55*90° COMPATIBLE WITH ARUM MILLING MACHINE OR EQUIVALENT | DENTAL SUPPLIES (LABORATORY, IMPLANT AND MAXILLOFACIAL SURGERY) SUPPLEMENTARY
14147 | 4215224012100 | DENTAL TOOL REAMER BUR SIZE D2.4*L18*55*70° COMPATIBLE WITH ARUM MILLING MACHINE OR EQUIVALENT | DENTAL SUPPLIES (LABORATORY, IMPLANT AND MAXILLOFACIAL SURGERY) SUPPLEMENTARY
14148 | 4215224012200 | DENTAL TOOL REAMER BUR SIZE D2.3*L18*55*180° COMPATIBLE WITH ARUM MILLING MACHINE OR EQUIVALENT | DENTAL SUPPLIES (LABORATORY, IMPLANT AND MAXILLOFACIAL SURGERY) SUPPLEMENTARY
14149 | 4215224012300 | DENTAL TOOL REAMER BUR SIZE D3.2*L18*55*30° COMPATIBLE WITH ARUM MILLING MACHINE OR EQUIVALENT | DENTAL SUPPLIES (LABORATORY, IMPLANT AND MAXILLOFACIAL SURGERY) SUPPLEMENTARY
14150 | 4215224012400 | DENTAL TOOL REAMER BUR SIZE D2.6*L18*55*30° COMPATIBLE WITH ARUM MILLING MACHINE OR EQUIVALENT | DENTAL SUPPLIES (LABORATORY, IMPLANT AND MAXILLOFACIAL SURGERY) SUPPLEMENTARY
14151 | 4215224012500 | DENTAL TOOL REAMER BUR SIZE D2.6*L18*55*180° COMPATIBLE WITH ARUM MILLING MACHINE OR EQUIVALENT | DENTAL SUPPLIES (LABORATORY, IMPLANT AND MAXILLOFACIAL SURGERY) SUPPLEMENTARY
14152 | 4215224012600 | DENTAL TOOL REAMER BUR SIZE D2.4*L18*55*140° COMPATIBLE WITH ARUM MILLING MACHINE OR EQUIVALENT | DENTAL SUPPLIES (LABORATORY, IMPLANT AND MAXILLOFACIAL SURGERY) SUPPLEMENTARY
14153 | 4215224012700 | DENTAL TOOL REAMER BUR SIZE D2.3*L18*55*90° COMPATIBLE WITH ARUM MILLING MACHINE OR EQUIVALENT | DENTAL SUPPLIES (LABORATORY, IMPLANT AND MAXILLOFACIAL SURGERY) SUPPLEMENTARY
14154 | 4215224012800 | DENTAL TOOL REAMER BUR SIZE D2.3*L18*55*70° COMPATIBLE WITH ARUM MILLING MACHINE OR EQUIVALENT | DENTAL SUPPLIES (LABORATORY, IMPLANT AND MAXILLOFACIAL SURGERY) SUPPLEMENTARY
14155 | 4215224014900 | DENTAL TOOL METAL BUR SIZE D1.5*L10*43 COMPATIBLE WITH ARUM MILLING MACHINE OR EQUIVALENT | DENTAL SUPPLIES (LABORATORY, IMPLANT AND MAXILLOFACIAL SURGERY) SUPPLEMENTARY
14156 | 4215224013100 | DENTAL TOOL PMMA BUR SIZE D1.5*L14*50 COMPATIBLE WITH ARUM MILLING MACHINE OR EQUIVALENT | DENTAL SUPPLIES (LABORATORY, IMPLANT AND MAXILLOFACIAL SURGERY) SUPPLEMENTARY
14157 | 4215224013200 | DENTAL TOOL PMMA BUR SIZE D1.5*L14*48 COMPATIBLE WITH ARUM MILLING MACHINE OR EQUIVALENT | DENTAL SUPPLIES (LABORATORY, IMPLANT AND MAXILLOFACIAL SURGERY) SUPPLEMENTARY
14158 | 4215224013700 | DENTAL TOOL MODEL BUR D3*L20*50 COMPATIBLE WITH ARUM MILLING MACHINE OR EQUIVALENT | DENTAL SUPPLIES (LABORATORY, IMPLANT AND MAXILLOFACIAL SURGERY) SUPPLEMENTARY
14159 | 4215224014200 | DENTAL TOOL METAL BUR SIZE D3.0*L12*50 COMPATIBLE WITH ARUM MILLING MACHINE OR EQUIVALENT | DENTAL SUPPLIES (LABORATORY, IMPLANT AND MAXILLOFACIAL SURGERY) SUPPLEMENTARY
14160 | 4215224014300 | DENTAL TOOL METAL BUR SIZE D2.0*L18*R0.2*55 COMPATIBLE WITH ARUM MILLING MACHINE OR EQUIVALENT | DENTAL SUPPLIES (LABORATORY, IMPLANT AND MAXILLOFACIAL SURGERY) SUPPLEMENTARY
14161 | 4215224014700 | DENTAL TOOL METAL BUR SIZE D1.5*L14*50 COMPATIBLE WITH ARUM MILLING MACHINE OR EQUIVALENT | DENTAL SUPPLIES (LABORATORY, IMPLANT AND MAXILLOFACIAL SURGERY) SUPPLEMENTARY
14162 | 4215224014500 | DENTAL TOOL METAL BUR SIZE D2.0*L12*50 COMPATIBLE WITH ARUM MILLING MACHINE OR EQUIVALENT | DENTAL SUPPLIES (LABORATORY, IMPLANT AND MAXILLOFACIAL SURGERY) SUPPLEMENTARY
14163 | 4215224014600 | DENTAL TOOL METAL BUR SIZE D2.0*L12*44 COMPATIBLE WITH ARUM MILLING MACHINE OR EQUIVALENT | DENTAL SUPPLIES (LABORATORY, IMPLANT AND MAXILLOFACIAL SURGERY) SUPPLEMENTARY
14164 | 4215224014800 | DENTAL TOOL METAL BUR SIZE D1.5*L10*50 COMPATIBLE WITH ARUM MILLING MACHINE OR EQUIVALENT | DENTAL SUPPLIES (LABORATORY, IMPLANT AND MAXILLOFACIAL SURGERY) SUPPLEMENTARY
14165 | 4215224015000 | DENTAL TOOL METAL BUR SIZE D1.5*L07*50 COMPATIBLE WITH ARUM MILLING MACHINE OR EQUIVALENT | DENTAL SUPPLIES (LABORATORY, IMPLANT AND MAXILLOFACIAL SURGERY) SUPPLEMENTARY
14166 | 4215224015100 | DENTAL TOOL METAL BUR SIZE D1.5*L05*R0.1*50 COMPATIBLE WITH ARUM MILLING MACHINE OR EQUIVALENT | DENTAL SUPPLIES (LABORATORY, IMPLANT AND MAXILLOFACIAL SURGERY) SUPPLEMENTARY
14167 | 4215224015200 | DENTAL TOOL METAL BUR SIZE D1.0*L10*50 COMPATIBLE WITH ARUM MILLING MACHINE OR EQUIVALENT | DENTAL SUPPLIES (LABORATORY, IMPLANT AND MAXILLOFACIAL SURGERY) SUPPLEMENTARY
14168 | 4215224014400 | DENTAL TOOL METAL BUR SIZE D2.0*L18*55 COMPATIBLE WITH ARUM MILLING MACHINE OR EQUIVALENT | DENTAL SUPPLIES (LABORATORY, IMPLANT AND MAXILLOFACIAL SURGERY) SUPPLEMENTARY
14169 | 4215224015500 | DENTAL TOOL METAL BUR SIZE D0.6*L03*50 COMPATIBLE WITH ARUM MILLING MACHINE OR EQUIVALENT | DENTAL SUPPLIES (LABORATORY, IMPLANT AND MAXILLOFACIAL SURGERY) SUPPLEMENTARY
14170 | 4215224015600 | DENTAL TOOL GRINDING BUR SIZE D2.5*L12*45 COMPATIBLE WITH ARUM MILLING MACHINE OR EQUIVALENT | DENTAL SUPPLIES (LABORATORY, IMPLANT AND MAXILLOFACIAL SURGERY) SUPPLEMENTARY
14171 | 4215224015700 | DENTAL TOOL GRINDING BUR SIZE D1.5*L12*50 COMPATIBLE WITH ARUM MILLING MACHINE OR EQUIVALENT | DENTAL SUPPLIES (LABORATORY, IMPLANT AND MAXILLOFACIAL SURGERY) SUPPLEMENTARY
14172 | 4215224015800 | DENTAL TOOL GRINDING BUR SIZE D1.0*L10*50 COMPATIBLE WITH ARUM MILLING MACHINE OR EQUIVALENT | DENTAL SUPPLIES (LABORATORY, IMPLANT AND MAXILLOFACIAL SURGERY) SUPPLEMENTARY
14173 | 4215224015900 | DENTAL TOOL GRINDING BUR SIZE D1.0*L10*45 COMPATIBLE WITH ARUM MILLING MACHINE OR EQUIVALENT | DENTAL SUPPLIES (LABORATORY, IMPLANT AND MAXILLOFACIAL SURGERY) SUPPLEMENTARY
14174 | 4215224016000 | DENTAL TOOL GRINDING BUR SIZE D0.6*L08*50 COMPATIBLE WITH ARUM MILLING MACHINE OR EQUIVALENT | DENTAL SUPPLIES (LABORATORY, IMPLANT AND MAXILLOFACIAL SURGERY) SUPPLEMENTARY
14175 | 4215224016100 | DENTAL TOOL GRINDING BUR SIZE D0.6*L08*41 COMPATIBLE WITH ARUM MILLING MACHINE OR EQUIVALENT | DENTAL SUPPLIES (LABORATORY, IMPLANT AND MAXILLOFACIAL SURGERY) SUPPLEMENTARY
14176 | 4215224016200 | DENTAL TOOL GRINDING BUR SIZE D0.6*L08*40 COMPATIBLE WITH ARUM MILLING MACHINE OR EQUIVALENT | DENTAL SUPPLIES (LABORATORY, IMPLANT AND MAXILLOFACIAL SURGERY) SUPPLEMENTARY
14177 | 4215224016300 | DENTAL TOOL GRINDING BUR SIZE D1.5*L10*44.5 COMPATIBLE WITH ARUM MILLING MACHINE OR EQUIVALENT | DENTAL SUPPLIES (LABORATORY, IMPLANT AND MAXILLOFACIAL SURGERY) SUPPLEMENTARY
14178 | 4215224016400 | DENTAL TOOL GRINDING BUR SIZE D2.5*L12*44.5 COMPATIBLE WITH ARUM MILLING MACHINE OR EQUIVALENT | DENTAL SUPPLIES (LABORATORY, IMPLANT AND MAXILLOFACIAL SURGERY) SUPPLEMENTARY
14179 | 4215224016500 | DENTAL TOOL GRINDING BUR SIZE D2.5*L10*50 COMPATIBLE WITH ARUM MILLING MACHINE OR EQUIVALENT | DENTAL SUPPLIES (LABORATORY, IMPLANT AND MAXILLOFACIAL SURGERY) SUPPLEMENTARY
14180 | 4215224016600 | DENTAL TOOL GRINDING BUR SIZE D1.5*L10*45 COMPATIBLE WITH ARUM MILLING MACHINE OR EQUIVALENT | DENTAL SUPPLIES (LABORATORY, IMPLANT AND MAXILLOFACIAL SURGERY) SUPPLEMENTARY
14181 | 4215224016700 | DENTAL TOOL GRINDING BUR SIZE D1.0*L10*44.5 COMPATIBLE WITH ARUM MILLING MACHINE OR EQUIVALENT | DENTAL SUPPLIES (LABORATORY, IMPLANT AND MAXILLOFACIAL SURGERY) SUPPLEMENTARY
14182 | 4215224017500 | DENTAL GRINDER TURBO INVERTED CONE WITH RECESS 12X8MM HP | DENTAL SUPPLIES (LABORATORY, IMPLANT AND MAXILLOFACIAL SURGERY) SUPPLEMENTARY
14183 | 4215224017600 | DENTAL GRINDER TURBO INVERTED CONE 3.5X11MM HP | DENTAL SUPPLIES (LABORATORY, IMPLANT AND MAXILLOFACIAL SURGERY) SUPPLEMENTARY
14184 | 4215224017800 | COOLANT OIL FOR ARUM MILLING MACHINE | DENTAL SUPPLIES (LABORATORY, IMPLANT AND MAXILLOFACIAL SURGERY) SUPPLEMENTARY
14185 | 4215224017900 | COM.ETC.5X300 DISK CARTRIDGE .A0 COMPATIBLE WITH ARUM MILLING MACHINE OR EQUIVALENT | DENTAL SUPPLIES (LABORATORY, IMPLANT AND MAXILLOFACIAL SURGERY) SUPPLEMENTARY
14186 | 4215224018000 | COM.ETC.5X200 DISK CARTRIDGE .A0 COMPATIBLE WITH ARUM MILLING MACHINE OR EQUIVALENT | DENTAL SUPPLIES (LABORATORY, IMPLANT AND MAXILLOFACIAL SURGERY) SUPPLEMENTARY
14187 | 4215224018100 | COLD (SELF CURE) ACRYLIC RESIN POWDER CLEAR COLOR APPROXIMATELY 1KG POWDER + WITH RATIO (1: 0.5 )LIQUID + MIXING CUPS | DENTAL SUPPLIES (LABORATORY, IMPLANT AND MAXILLOFACIAL SURGERY) SUPPLEMENTARY
14188 | 4215224018300 | CIRCLE VACUUM FORM CLEAR PLASTIC SHEET FOR DENTAL ORTHO ALIGNER DIAMETER 125 THICKNESS 0.35MM | DENTAL SUPPLIES (LABORATORY, IMPLANT AND MAXILLOFACIAL SURGERY) SUPPLEMENTARY
14189 | 4215290802600 | ORBITAL MESH DIFFERENT SHAPE ASSORTED SIZE | DENTAL SUPPLIES (LABORATORY, IMPLANT AND MAXILLOFACIAL SURGERY) SUPPLEMENTARY
14190 | 4215290803000 | INSTRUMENTATION COMPLETE SET FOR TRANSBUCCAL SYSTEM WITH COMPATIBLE CASE AND LID FOR STERILIZATION | DENTAL SUPPLIES (LABORATORY, IMPLANT AND MAXILLOFACIAL SURGERY) SUPPLEMENTARY
14191 | 4215224013000 | DENTAL TOOL PMMA BUR SIZE D2.0*L18*50 COMPATIBLE WITH ARUM MILLING MACHINE OR EQUIVALENT | DENTAL SUPPLIES (LABORATORY, IMPLANT AND MAXILLOFACIAL SURGERY) SUPPLEMENTARY
14192 | 4215224012900 | DENTAL TOOL PMMA BUR SIZE D1.0*L10*45 COMPATIBLE WITH ARUM MILLING MACHINE OR EQUIVALENT | DENTAL SUPPLIES (LABORATORY, IMPLANT AND MAXILLOFACIAL SURGERY) SUPPLEMENTARY
14193 | 4215224010600 | DENTAL TOOL ZIRCONIA BUR SIZE D0.6*L0.9*45 COMPATIBLE WITH ARUM MILLING MACHINE OR EQUIVALENT | DENTAL SUPPLIES (LABORATORY, IMPLANT AND MAXILLOFACIAL SURGERY) SUPPLEMENTARY
14194 | 4215224010400 | DENTAL TOOL ZIRCONIA BUR SIZE D0.6*L10*45 COMPATIBLE WITH ARUM MILLING MACHINE OR EQUIVALENT | DENTAL SUPPLIES (LABORATORY, IMPLANT AND MAXILLOFACIAL SURGERY) SUPPLEMENTARY
14195 | 4215290804100 | CHIN PLATE FOR ORTHOGNATHIC TITANIUM ASSORTED SIZE AND SHAPE | DENTAL SUPPLIES (LABORATORY, IMPLANT AND MAXILLOFACIAL SURGERY) SUPPLEMENTARY
14196 | 4215290801600 | SCREW FOR TITANIUM MANDIBULAR RECONSTRUCTION THICKNESS FROM (2.3MM-2.7MM) TITANIUM ASSORTED LENGTHS | DENTAL SUPPLIES (LABORATORY, IMPLANT AND MAXILLOFACIAL SURGERY) SUPPLEMENTARY
14197 | 4215290801700 | SCREW FOR MAXILLOFACIAL BONE PLATING THICKNESS FROM (0.6MM-1.0MM) TITANIUM ASSORTED LENGTHS | DENTAL SUPPLIES (LABORATORY, IMPLANT AND MAXILLOFACIAL SURGERY) SUPPLEMENTARY
14198 | 4215290801800 | SCREW FOR MAXILLOFACIAL BONE PLATING THICKNESS FROM (1.7MM-2.0MM) TITANIUM ASSORTED LENGTHS | DENTAL SUPPLIES (LABORATORY, IMPLANT AND MAXILLOFACIAL SURGERY) SUPPLEMENTARY
14199 | 4215290801900 | SCREW FOR MAXILLOFACIAL BONE PLATING THICKNESS FROM (1.3MM-1.6MM) TITANIUM ASSORTED LENGTHS | DENTAL SUPPLIES (LABORATORY, IMPLANT AND MAXILLOFACIAL SURGERY) SUPPLEMENTARY
14200 | 4215290802200 | PLATE FOR MAXILLOFACIAL TITANIUM THICKNESS FROM (1.3MM-1.6MM) DIFFERENT SHAPES AND HOLES | DENTAL SUPPLIES (LABORATORY, IMPLANT AND MAXILLOFACIAL SURGERY) SUPPLEMENTARY
14201 | 4215290802300 | PLATE FOR MAXILLOFACIAL TITANIUM THICKNESS FROM (1.7MM-2.0MM) DIFFERENT SHAPES AND HOLES | DENTAL SUPPLIES (LABORATORY, IMPLANT AND MAXILLOFACIAL SURGERY) SUPPLEMENTARY
14202 | 4215290802400 | PLATE FOR MAXILLOFACIAL TITANIUM (THICKNESS FROM (0.6MM-1.0MM) DIFFERENT SHAPES AND HOLES. | DENTAL SUPPLIES (LABORATORY, IMPLANT AND MAXILLOFACIAL SURGERY) SUPPLEMENTARY
14203 | 4215290802500 | PLATE FOR MANDIBULAR RECONSTRUCTION TITANIUM THICKNESS FROM (2.3MM-2.7MM) DIFFERENT SHAPES AND HOLES | DENTAL SUPPLIES (LABORATORY, IMPLANT AND MAXILLOFACIAL SURGERY) SUPPLEMENTARY
14204 | 4215290802700 | INSTRUMENTATION COMPLETE SET INCLUDING TWO SCREWDRIVER TIPS FOR TITANIUM MAXILLOFACIAL PLATING THICKNESS FROM (1.7MM-2.0MM) WITH COMPATIBLE CASE AND LID FOR STERILIZATION | DENTAL SUPPLIES (LABORATORY, IMPLANT AND MAXILLOFACIAL SURGERY) SUPPLEMENTARY
14205 | 4215290802800 | INSTRUMENTATION COMPLETE SET INCLUDING TWO SCREWDRIVER TIPS FOR TITANIUM MANDIBULAR RECONSTRUCTION THICKNESS FROM (2.3MM-2.7MM) WITH COMPATIBLE CASE AND LID FOR STERILIZATION | DENTAL SUPPLIES (LABORATORY, IMPLANT AND MAXILLOFACIAL SURGERY) SUPPLEMENTARY
14206 | 4215290802900 | INSTRUMENTATION COMPLETE SET INCLUDING TWO SCREWDRIVER TIPS FOR MAXILLOFACIAL PLATING THICKNESS FROM (0.6MM-1.0MM) TITANIUM WITH COMPATIBLE CASE AND LID FOR STERILIZATION | DENTAL SUPPLIES (LABORATORY, IMPLANT AND MAXILLOFACIAL SURGERY) SUPPLEMENTARY
14207 | 4215290803100 | INSTRUMENTATION COMPLETE SET INCLUDING TWO SCREWDRIVER TIPS FOR MAXILLOFACIAL PLATING THICKNESS FROM (1.3MM-1.6MM) TITANIUM WITH COMPATIBLE CASE AND LID FOR STERILIZATION | DENTAL SUPPLIES (LABORATORY, IMPLANT AND MAXILLOFACIAL SURGERY) SUPPLEMENTARY
14208 | 4215290803200 | EMERGENCY SCREW FOR MAXILLOFACIAL BONE PLATING THICKNESS FROM (2.3MM-2.7MM) TITANIUM ASSORTED LENGTHS | DENTAL SUPPLIES (LABORATORY, IMPLANT AND MAXILLOFACIAL SURGERY) SUPPLEMENTARY
14209 | 4215290803300 | EMERGENCY SCREW FOR MAXILLOFACIAL BONE PLATING THICKNESS FROM (1.7MM-2.0MM) TITANIUM ASSORTED LENGTHS | DENTAL SUPPLIES (LABORATORY, IMPLANT AND MAXILLOFACIAL SURGERY) SUPPLEMENTARY
14210 | 4215290803400 | EMERGENCY SCREW FOR MAXILLOFACIAL BONE PLATING THICKNESS FROM (0.6MM-1.0MM) TITANIUM ASSORTED LENGTHS | DENTAL SUPPLIES (LABORATORY, IMPLANT AND MAXILLOFACIAL SURGERY) SUPPLEMENTARY
14211 | 4215290803500 | EMERGENCY SCREW FOR MAXILLOFACIAL BONE PLATING THICKNESS FROM (1.3MM-1.6MM) TITANIUM ASSORTED LENGTHS | DENTAL SUPPLIES (LABORATORY, IMPLANT AND MAXILLOFACIAL SURGERY) SUPPLEMENTARY
14212 | 4215290803600 | DRILL BIT/ OR TWIST DRILL BIT FOR TITANIUM MAXILLOFACIAL BONE PLATING THICKNESS FROM (0.6 MM-1.0MM) ASSORTED LENGTHS | DENTAL SUPPLIES (LABORATORY, IMPLANT AND MAXILLOFACIAL SURGERY) SUPPLEMENTARY
14213 | 4215290803700 | DRILL BIT/ OR TWIST DRILL BIT FOR MAXILLOFACIAL BONE PLATING THICKNESS FROM (1.7MM-2.0MM) ASSORTED LENGTHS | DENTAL SUPPLIES (LABORATORY, IMPLANT AND MAXILLOFACIAL SURGERY) SUPPLEMENTARY
14214 | 4215290803800 | DRILL BIT/ OR TWIST DRILL BIT FOR MAXILLOFACIAL BONE PLATING THICKNESS FROM (1.3MM-1.6MM) ASSORTED LENGTHS | DENTAL SUPPLIES (LABORATORY, IMPLANT AND MAXILLOFACIAL SURGERY) SUPPLEMENTARY
14215 | 4215290803900 | DRILL BIT/ OR TWIST DRILL BIT FOR MANDIBULAR RECONSTRUCTION PLATING THICKNESS FROM (2.3MM-2.7MM) ASSORTED LENGTHS | DENTAL SUPPLIES (LABORATORY, IMPLANT AND MAXILLOFACIAL SURGERY) SUPPLEMENTARY
14216 | 4215290801400 | SCREW SELF-DRILLING FOR INTERMAXILLARY FIXATION TITANIUM ASSORTED SIZES | DENTAL SUPPLIES (LABORATORY, IMPLANT AND MAXILLOFACIAL SURGERY) SUPPLEMENTARY
14217 | 4215290802000 | SCREW DRIVER FOR TITANIUM INTERMAXILLARY FIXATION WITH 2 SCREW DRIVER TIPS AND COMPATIBLE CASE AND LID FOR STERILIZATION | DENTAL SUPPLIES (LABORATORY, IMPLANT AND MAXILLOFACIAL SURGERY) SUPPLEMENTARY
14218 | 4215290801500 | SCREW SELF-DRILLING FOR INTERMAXILLARY FIXATION STAINLESS STEEL ASSORTED SIZES | DENTAL SUPPLIES (LABORATORY, IMPLANT AND MAXILLOFACIAL SURGERY) SUPPLEMENTARY
14219 | 4215290802100 | SCREW DRIVER FOR STAINLESS STEEL INTERMAXILLARY FIXATION WITH 2 SCREW DRIVER TIPS AND COMPATIBLE CASE AND LID FOR STERILIZATION | DENTAL SUPPLIES (LABORATORY, IMPLANT AND MAXILLOFACIAL SURGERY) SUPPLEMENTARY
14220 | 4215224005300 | MOUTH GUARD MATERIAL SOFT CIRCLE CLEAR SHEET. 3.0X125MM | DENTAL SUPPLIES (LABORATORY, IMPLANT AND MAXILLOFACIAL SURGERY) SUPPLEMENTARY
14221 | 4215224005000 | RIGID POLYCARBONATE LIKE UV CURABLE PLASTIC TRANSLUCENT CLEAR MATERIAL CLEAR (2.0 KG BOTTLE) COMPATIBLE WITH PROJET MJP 5600 PRINTER OR EQUIVALENT | DENTAL SUPPLIES (LABORATORY, IMPLANT AND MAXILLOFACIAL SURGERY) SUPPLEMENTARY
14222 | 4215224005100 | RIGID ABS LIKE UV CURABLE PLASTIC OPAQUE WHITE MATERIAL WHITE (2.0 KG BOTTLE) COMPATIBLE WITH PROJET MJP 5600 PRINTER OR EQUIVALENT | DENTAL SUPPLIES (LABORATORY, IMPLANT AND MAXILLOFACIAL SURGERY) SUPPLEMENTARY
14223 | 4215224005200 | RIGID ABS LIKE UV CURABLE PLASTIC OPAQUE BLACK MATERIAL BLACK (2.0 KG BOTTLE) COMPATIBLE WITH PROJET MJP 5600 PRINTER OR EQUIVALENT | DENTAL SUPPLIES (LABORATORY, IMPLANT AND MAXILLOFACIAL SURGERY) SUPPLEMENTARY
14224 | 4215224006100 | FLUSHING SOLUTION MATERIAL CHANGE OVER (MCO) CLEANER (1.5 KG) COMPATIBLE WITH PROJET MJP 5600 PRINTER OR EQUIVALENT | DENTAL SUPPLIES (LABORATORY, IMPLANT AND MAXILLOFACIAL SURGERY) SUPPLEMENTARY
14225 | 4215224006200 | ELASTOMERIC UV CURABLE ELASTOMERIC OPAQUE BLACK MATERIAL (2.0 KG CARTRIDGE) COMPATIBLE WITH PROJET MJP 5600 PRINTER OR EQUIVALENT | DENTAL SUPPLIES (LABORATORY, IMPLANT AND MAXILLOFACIAL SURGERY) SUPPLEMENTARY
14226 | 4215224006300 | ELASTOMERIC UV CURABLE ELASTOMERIC CLEAR TRANSLUCENT MATERIAL (2.0 KG CARTRIDGE) COMPATIBLE WITH PROJET MJP 5600 PRINTER OR EQUIVALENT | DENTAL SUPPLIES (LABORATORY, IMPLANT AND MAXILLOFACIAL SURGERY) SUPPLEMENTARY
14227 | 4215224006500 | DISSOLVABLE WAX SUPPORT MATERIAL (1.75 KG BOTTLE)COMPATIBLE WITH PROJET MJP 5600 PRINTER OR EQUIVALENT | DENTAL SUPPLIES (LABORATORY, IMPLANT AND MAXILLOFACIAL SURGERY) SUPPLEMENTARY
14228 | 4215224018200 | CLEANING SOLUTION (2 GAL CUBITAINER) COMPATIBLE WITH PROJET MJP 5600 PRINTER OR EQUIVALENT | DENTAL SUPPLIES (LABORATORY, IMPLANT AND MAXILLOFACIAL SURGERY) SUPPLEMENTARY
14229 | 4215224022800 | BLOCK FOR ALL CERAMIC GLASS-CERAMIC LITHIUM DISILICATE (LS2) CAD HT (HIGH TRANSLUCENCY) SIZE C14 SHADE A1 COMPATIBLE WITH PM7 MACHINE CONNECTOR (5PCS=EH/BOX) | DENTAL SUPPLIES (LABORATORY, IMPLANT AND MAXILLOFACIAL SURGERY) SUPPLEMENTARY
14230 | 4215224022700 | BLOCK FOR ALL CERAMIC GLASS-CERAMIC LITHIUM DISILICATE (LS2) CAD HT (HIGH TRANSLUCENCY) SIZE C14 SHADE A2 COMPATIBLE WITH PM7 MACHINE CONNECTOR (5PCS=EH/BOX) | DENTAL SUPPLIES (LABORATORY, IMPLANT AND MAXILLOFACIAL SURGERY) SUPPLEMENTARY
14231 | 4215224022600 | BLOCK FOR ALL CERAMIC GLASS-CERAMIC LITHIUM DISILICATE (LS2) CAD HT (HIGH TRANSLUCENCY) SIZE C14 SHADE A3 COMPATIBLE WITH PM7 MACHINE CONNECTOR (5PCS=EH/BOX) | DENTAL SUPPLIES (LABORATORY, IMPLANT AND MAXILLOFACIAL SURGERY) SUPPLEMENTARY
14232 | 4215224022500 | BLOCK FOR ALL CERAMIC GLASS-CERAMIC LITHIUM DISILICATE (LS2) CAD HT (HIGH TRANSLUCENCY) SIZE C14 SHADE A4 COMPATIBLE WITH PM7 MACHINE CONNECTOR (5PCS=EH/BOX) | DENTAL SUPPLIES (LABORATORY, IMPLANT AND MAXILLOFACIAL SURGERY) SUPPLEMENTARY
14233 | 4215224022400 | BLOCK FOR ALL CERAMIC GLASS-CERAMIC LITHIUM DISILICATE (LS2) CAD HT (HIGH TRANSLUCENCY) SIZE C14 SHADE B1 COMPATIBLE WITH PM7 MACHINE CONNECTOR (5PCS=EH/BOX) | DENTAL SUPPLIES (LABORATORY, IMPLANT AND MAXILLOFACIAL SURGERY) SUPPLEMENTARY
14234 | 4215224022300 | BLOCK FOR ALL CERAMIC GLASS-CERAMIC LITHIUM DISILICATE (LS2) CAD HT (HIGH TRANSLUCENCY) SIZE C14 SHADE B2 COMPATIBLE WITH PM7 MACHINE CONNECTOR (5PCS=EH/BOX) | DENTAL SUPPLIES (LABORATORY, IMPLANT AND MAXILLOFACIAL SURGERY) SUPPLEMENTARY
14235 | 4215224022200 | BLOCK FOR ALL CERAMIC GLASS-CERAMIC LITHIUM DISILICATE (LS2) CAD HT (HIGH TRANSLUCENCY) SIZE C14 SHADE B3 COMPATIBLE WITH PM7 MACHINE CONNECTOR (5PCS=EH/BOX) | DENTAL SUPPLIES (LABORATORY, IMPLANT AND MAXILLOFACIAL SURGERY) SUPPLEMENTARY
14236 | 4215224022100 | BLOCK FOR ALL CERAMIC GLASS-CERAMIC LITHIUM DISILICATE (LS2) CAD HT (HIGH TRANSLUCENCY) SIZE C14 SHADE B4 COMPATIBLE WITH PM7 MACHINE CONNECTOR (5PCS=EH/BOX) | DENTAL SUPPLIES (LABORATORY, IMPLANT AND MAXILLOFACIAL SURGERY) SUPPLEMENTARY
14237 | 4215224022000 | BLOCK FOR ALL CERAMIC GLASS-CERAMIC LITHIUM DISILICATE (LS2) CAD HT (HIGH TRANSLUCENCY) SIZE C14 SHADE C1 COMPATIBLE WITH PM7 MACHINE CONNECTOR (5PCS=EH/BOX) | DENTAL SUPPLIES (LABORATORY, IMPLANT AND MAXILLOFACIAL SURGERY) SUPPLEMENTARY
14238 | 4215224021900 | BLOCK FOR ALL CERAMIC GLASS-CERAMIC LITHIUM DISILICATE (LS2) CAD HT (HIGH TRANSLUCENCY) SIZE C14 SHADE C2 COMPATIBLE WITH PM7 MACHINE CONNECTOR (5PCS=EH/BOX) | DENTAL SUPPLIES (LABORATORY, IMPLANT AND MAXILLOFACIAL SURGERY) SUPPLEMENTARY
14239 | 4215224021800 | BLOCK FOR ALL CERAMIC GLASS-CERAMIC LITHIUM DISILICATE (LS2) CAD HT (HIGH TRANSLUCENCY) SIZE C14 SHADE C3 COMPATIBLE WITH PM7 MACHINE CONNECTOR (5PCS=EH/BOX) | DENTAL SUPPLIES (LABORATORY, IMPLANT AND MAXILLOFACIAL SURGERY) SUPPLEMENTARY
14240 | 4215224021700 | BLOCK FOR ALL CERAMIC GLASS-CERAMIC LITHIUM DISILICATE (LS2) CAD HT (HIGH TRANSLUCENCY) SIZE C14 SHADE C4 COMPATIBLE WITH PM7 MACHINE CONNECTOR (5PCS=EH/BOX) | DENTAL SUPPLIES (LABORATORY, IMPLANT AND MAXILLOFACIAL SURGERY) SUPPLEMENTARY
14241 | 4215224021600 | BLOCK FOR ALL CERAMIC GLASS-CERAMIC LITHIUM DISILICATE (LS2) CAD HT (HIGH TRANSLUCENCY) SIZE C14 SHADE D2 COMPATIBLE WITH PM7 MACHINE CONNECTOR (5PCS=EH/BOX) | DENTAL SUPPLIES (LABORATORY, IMPLANT AND MAXILLOFACIAL SURGERY) SUPPLEMENTARY
14242 | 4215224021500 | BLOCK FOR ALL CERAMIC GLASS-CERAMIC LITHIUM DISILICATE (LS2) CAD HT (HIGH TRANSLUCENCY) SIZE C14 SHADE D3 COMPATIBLE WITH PM7 MACHINE CONNECTOR (5PCS=EH/BOX) | DENTAL SUPPLIES (LABORATORY, IMPLANT AND MAXILLOFACIAL SURGERY) SUPPLEMENTARY
14243 | 4215224021400 | BLOCK FOR ALL CERAMIC GLASS-CERAMIC LITHIUM DISILICATE (LS2) CAD HT (HIGH TRANSLUCENCY) SIZE C14 SHADE D4 COMPATIBLE WITH PM7 MACHINE CONNECTOR (5PCS=EH/BOX) | DENTAL SUPPLIES (LABORATORY, IMPLANT AND MAXILLOFACIAL SURGERY) SUPPLEMENTARY
14244 | 4215224021300 | BLOCK FOR ALL CERAMIC GLASS-CERAMIC LITHIUM DISILICATE CAD HT (HIGH TRANSLUCENCY) SIZE I12 SHADE A1 COMPATIBLE WITH PM7 MACHINE CONNECTOR (5PCS=EH/BOX) | DENTAL SUPPLIES (LABORATORY, IMPLANT AND MAXILLOFACIAL SURGERY) SUPPLEMENTARY
14245 | 4215224021200 | BLOCK FOR ALL CERAMIC GLASS-CERAMIC LITHIUM DISILICATE CAD HT (HIGH TRANSLUCENCY) SIZE I12 SHADE A2 COMPATIBLE WITH PM7 MACHINE CONNECTOR (5PCS=EH/BOX) | DENTAL SUPPLIES (LABORATORY, IMPLANT AND MAXILLOFACIAL SURGERY) SUPPLEMENTARY
14246 | 4215224021100 | BLOCK FOR ALL CERAMIC GLASS-CERAMIC LITHIUM DISILICATE CAD HT (HIGH TRANSLUCENCY) SIZE I12 SHADE A3 COMPATIBLE WITH PM7 MACHINE CONNECTOR (5PCS=EH/BOX) | DENTAL SUPPLIES (LABORATORY, IMPLANT AND MAXILLOFACIAL SURGERY) SUPPLEMENTARY
14247 | 4215224021000 | BLOCK FOR ALL CERAMIC GLASS-CERAMIC LITHIUM DISILICATE CAD HT (HIGH TRANSLUCENCY) SIZE I12 SHADE A4 COMPATIBLE WITH PM7 MACHINE CONNECTOR (5PCS=EH/BOX) | DENTAL SUPPLIES (LABORATORY, IMPLANT AND MAXILLOFACIAL SURGERY) SUPPLEMENTARY
14248 | 4215224020900 | BLOCK FOR ALL CERAMIC GLASS-CERAMIC LITHIUM DISILICATE CAD HT (HIGH TRANSLUCENCY) SIZE I12 SHADE B1 COMPATIBLE WITH PM7 MACHINE CONNECTOR (5PCS=EH/BOX) | DENTAL SUPPLIES (LABORATORY, IMPLANT AND MAXILLOFACIAL SURGERY) SUPPLEMENTARY
14249 | 4215224020800 | BLOCK FOR ALL CERAMIC GLASS-CERAMIC LITHIUM DISILICATE CAD HT (HIGH TRANSLUCENCY) SIZE I12 SHADE B2 COMPATIBLE WITH PM7 MACHINE CONNECTOR (5PCS=EH/BOX) | DENTAL SUPPLIES (LABORATORY, IMPLANT AND MAXILLOFACIAL SURGERY) SUPPLEMENTARY
14250 | 4215224020700 | BLOCK FOR ALL CERAMIC GLASS-CERAMIC LITHIUM DISILICATE CAD HT (HIGH TRANSLUCENCY) SIZE I12 SHADE B3 COMPATIBLE WITH PM7 MACHINE CONNECTOR (5PCS=EH/BOX) | DENTAL SUPPLIES (LABORATORY, IMPLANT AND MAXILLOFACIAL SURGERY) SUPPLEMENTARY
14251 | 4215224020600 | BLOCK FOR ALL CERAMIC GLASS-CERAMIC LITHIUM DISILICATE CAD HT (HIGH TRANSLUCENCY) SIZE I12 SHADE B4 COMPATIBLE WITH PM7 MACHINE CONNECTOR (5PCS=EH/BOX) | DENTAL SUPPLIES (LABORATORY, IMPLANT AND MAXILLOFACIAL SURGERY) SUPPLEMENTARY
14252 | 4215224020500 | BLOCK FOR ALL CERAMIC GLASS-CERAMIC LITHIUM DISILICATE CAD HT (HIGH TRANSLUCENCY) SIZE I12 SHADE C1 COMPATIBLE WITH PM7 MACHINE CONNECTOR (5PCS=EH/BOX) | DENTAL SUPPLIES (LABORATORY, IMPLANT AND MAXILLOFACIAL SURGERY) SUPPLEMENTARY
14253 | 4215224020400 | BLOCK FOR ALL CERAMIC GLASS-CERAMIC LITHIUM DISILICATE CAD HT (HIGH TRANSLUCENCY) SIZE I12 SHADE C2 COMPATIBLE WITH PM7 MACHINE CONNECTOR (5PCS=EH/BOX) | DENTAL SUPPLIES (LABORATORY, IMPLANT AND MAXILLOFACIAL SURGERY) SUPPLEMENTARY
14254 | 4215224020300 | BLOCK FOR ALL CERAMIC GLASS-CERAMIC LITHIUM DISILICATE CAD HT (HIGH TRANSLUCENCY) SIZE I12 SHADE C3 COMPATIBLE WITH PM7 MACHINE CONNECTOR (5PCS=EH/BOX) | DENTAL SUPPLIES (LABORATORY, IMPLANT AND MAXILLOFACIAL SURGERY) SUPPLEMENTARY
14255 | 4215224020200 | BLOCK FOR ALL CERAMIC GLASS-CERAMIC LITHIUM DISILICATE CAD HT (HIGH TRANSLUCENCY) SIZE I12 SHADE C4 COMPATIBLE WITH PM7 MACHINE CONNECTOR (5PCS=EH/BOX) | DENTAL SUPPLIES (LABORATORY, IMPLANT AND MAXILLOFACIAL SURGERY) SUPPLEMENTARY
14256 | 4215224020100 | BLOCK FOR ALL CERAMIC GLASS-CERAMIC LITHIUM DISILICATE CAD HT (HIGH TRANSLUCENCY) SIZE I12 SHADE D2 COMPATIBLE WITH PM7 MACHINE CONNECTOR (5PCS=EH/BOX) | DENTAL SUPPLIES (LABORATORY, IMPLANT AND MAXILLOFACIAL SURGERY) SUPPLEMENTARY
14257 | 4215224020000 | BLOCK FOR ALL CERAMIC GLASS-CERAMIC LITHIUM DISILICATE CAD HT (HIGH TRANSLUCENCY) SIZE I12 SHADE D3 COMPATIBLE WITH PM7 MACHINE CONNECTOR (5PCS=EH/BOX) | DENTAL SUPPLIES (LABORATORY, IMPLANT AND MAXILLOFACIAL SURGERY) SUPPLEMENTARY
14258 | 4215224019900 | BLOCK FOR ALL CERAMIC GLASS-CERAMIC LITHIUM DISILICATE CAD HT (HIGH TRANSLUCENCY) SIZE I12 SHADE D4 COMPATIBLE WITH PM7 MACHINE CONNECTOR (5PCS=EH/BOX) | DENTAL SUPPLIES (LABORATORY, IMPLANT AND MAXILLOFACIAL SURGERY) SUPPLEMENTARY
14259 | 4215224018400 | BLOCK FOR ALL CERAMIC GLASS-CERAMIC LITHIUM DISILICATE CAD LT (LOW TRANSLUCENCY) SIZE C14 SHADE D4 COMPATIBLE WITH PM7 MACHINE CONNECTOR (5PCS=EH/BOX) | DENTAL SUPPLIES (LABORATORY, IMPLANT AND MAXILLOFACIAL SURGERY) SUPPLEMENTARY
14260 | 4215224018500 | BLOCK FOR ALL CERAMIC GLASS-CERAMIC LITHIUM DISILICATE CAD LT (LOW TRANSLUCENCY) SIZE C14 SHADE D3 COMPATIBLE WITH PM7 MACHINE CONNECTOR (5PCS=EH/BOX) | DENTAL SUPPLIES (LABORATORY, IMPLANT AND MAXILLOFACIAL SURGERY) SUPPLEMENTARY
14261 | 4215224018600 | BLOCK FOR ALL CERAMIC GLASS-CERAMIC LITHIUM DISILICATE CAD LT (LOW TRANSLUCENCY) SIZE C14 SHADE D2 COMPATIBLE WITH PM7 MACHINE CONNECTOR (5PCS=EH/BOX) | DENTAL SUPPLIES (LABORATORY, IMPLANT AND MAXILLOFACIAL SURGERY) SUPPLEMENTARY
14262 | 4215224018700 | BLOCK FOR ALL CERAMIC GLASS-CERAMIC LITHIUM DISILICATE CAD LT (LOW TRANSLUCENCY) SIZE C14 SHADE C4 COMPATIBLE WITH PM7 MACHINE CONNECTOR (5PCS=EH/BOX) | DENTAL SUPPLIES (LABORATORY, IMPLANT AND MAXILLOFACIAL SURGERY) SUPPLEMENTARY
14263 | 4215224018800 | BLOCK FOR ALL CERAMIC GLASS-CERAMIC LITHIUM DISILICATE CAD LT (LOW TRANSLUCENCY) SIZE C14 SHADE C3 COMPATIBLE WITH PM7 MACHINE CONNECTOR (5PCS=EH/BOX) | DENTAL SUPPLIES (LABORATORY, IMPLANT AND MAXILLOFACIAL SURGERY) SUPPLEMENTARY
14264 | 4215224018900 | BLOCK FOR ALL CERAMIC GLASS-CERAMIC LITHIUM DISILICATE CAD LT (LOW TRANSLUCENCY) SIZE C14 SHADE C2 COMPATIBLE WITH PM7 MACHINE CONNECTOR (5PCS=EH/BOX) | DENTAL SUPPLIES (LABORATORY, IMPLANT AND MAXILLOFACIAL SURGERY) SUPPLEMENTARY
14265 | 4215224019000 | BLOCK FOR ALL CERAMIC GLASS-CERAMIC LITHIUM DISILICATE CAD LT (LOW TRANSLUCENCY) SIZE C14 SHADE C1 COMPATIBLE WITH PM7 MACHINE CONNECTOR (5PCS=EH/BOX) | DENTAL SUPPLIES (LABORATORY, IMPLANT AND MAXILLOFACIAL SURGERY) SUPPLEMENTARY
14266 | 4215224019100 | BLOCK FOR ALL CERAMIC GLASS-CERAMIC LITHIUM DISILICATE CAD LT (LOW TRANSLUCENCY) SIZE C14 SHADE B4 COMPATIBLE WITH PM7 MACHINE CONNECTOR (5PCS=EH/BOX) | DENTAL SUPPLIES (LABORATORY, IMPLANT AND MAXILLOFACIAL SURGERY) SUPPLEMENTARY
14267 | 4215224019200 | BLOCK FOR ALL CERAMIC GLASS-CERAMIC LITHIUM DISILICATE CAD LT (LOW TRANSLUCENCY) SIZE C14 SHADE B3 COMPATIBLE WITH PM7 MACHINE CONNECTOR (5PCS=EH/BOX) | DENTAL SUPPLIES (LABORATORY, IMPLANT AND MAXILLOFACIAL SURGERY) SUPPLEMENTARY
14268 | 4215224019300 | BLOCK FOR ALL CERAMIC GLASS-CERAMIC LITHIUM DISILICATE CAD LT (LOW TRANSLUCENCY) SIZE C14 SHADE B2 COMPATIBLE WITH PM7 MACHINE CONNECTOR (5PCS=EH/BOX) | DENTAL SUPPLIES (LABORATORY, IMPLANT AND MAXILLOFACIAL SURGERY) SUPPLEMENTARY
14269 | 4215224019400 | BLOCK FOR ALL CERAMIC GLASS-CERAMIC LITHIUM DISILICATE CAD LT (LOW TRANSLUCENCY) SIZE C14 SHADE B1 COMPATIBLE WITH PM7 MACHINE CONNECTOR (5PCS=EH/BOX) | DENTAL SUPPLIES (LABORATORY, IMPLANT AND MAXILLOFACIAL SURGERY) SUPPLEMENTARY
14270 | 4215224019500 | BLOCK FOR ALL CERAMIC GLASS-CERAMIC LITHIUM DISILICATE CAD LT (LOW TRANSLUCENCY) SIZE C14 SHADE A4 COMPATIBLE WITH PM7 MACHINE CONNECTOR (5PCS=EH/BOX) | DENTAL SUPPLIES (LABORATORY, IMPLANT AND MAXILLOFACIAL SURGERY) SUPPLEMENTARY
14271 | 4215224019600 | BLOCK FOR ALL CERAMIC GLASS-CERAMIC LITHIUM DISILICATE CAD LT (LOW TRANSLUCENCY) SIZE C14 SHADE A3 COMPATIBLE WITH PM7 MACHINE CONNECTOR (5PCS=EH/BOX) | DENTAL SUPPLIES (LABORATORY, IMPLANT AND MAXILLOFACIAL SURGERY) SUPPLEMENTARY
14272 | 4215224019700 | BLOCK FOR ALL CERAMIC GLASS-CERAMIC LITHIUM DISILICATE CAD LT (LOW TRANSLUCENCY) SIZE C14 SHADE A2 COMPATIBLE WITH PM7 MACHINE CONNECTOR (5PCS=EH/BOX) | DENTAL SUPPLIES (LABORATORY, IMPLANT AND MAXILLOFACIAL SURGERY) SUPPLEMENTARY
14273 | 4215224019800 | BLOCK FOR ALL CERAMIC GLASS-CERAMIC LITHIUM DISILICATE CAD LT (LOW TRANSLUCENCY) SIZE C14 SHADE A1 COMPATIBLE WITH PM7 MACHINE CONNECTOR (5PCS=EH/BOX) | DENTAL SUPPLIES (LABORATORY, IMPLANT AND MAXILLOFACIAL SURGERY) SUPPLEMENTARY
14274 | 4215290700000 | ZIRCONIUM DISC/MULTI-LAYER CLASSIC SHADE 98 DIAMETER SIZE 25 SHADE D2 | DENTAL SUPPLIES (LABORATORY, IMPLANT AND MAXILLOFACIAL SURGERY) SUPPLEMENTARY
14275 | 4215290700100 | ZIRCONIUM DISC/MULTI-LAYER CLASSIC SHADE 98 DIAMETER SIZE 25 SHADE C2 | DENTAL SUPPLIES (LABORATORY, IMPLANT AND MAXILLOFACIAL SURGERY) SUPPLEMENTARY
14276 | 4215290700200 | ZIRCONIUM DISC/MULTI-LAYER CLASSIC SHADE 98 DIAMETER SIZE 25 SHADE C1 | DENTAL SUPPLIES (LABORATORY, IMPLANT AND MAXILLOFACIAL SURGERY) SUPPLEMENTARY
14277 | 4215290700300 | ZIRCONIUM DISC/MULTI-LAYER CLASSIC SHADE 98 DIAMETER SIZE 25 SHADE B3 | DENTAL SUPPLIES (LABORATORY, IMPLANT AND MAXILLOFACIAL SURGERY) SUPPLEMENTARY
14278 | 4215290700400 | ZIRCONIUM DISC/MULTI-LAYER CLASSIC SHADE 98 DIAMETER SIZE 25 SHADE B2 | DENTAL SUPPLIES (LABORATORY, IMPLANT AND MAXILLOFACIAL SURGERY) SUPPLEMENTARY
14279 | 4215290700500 | ZIRCONIUM DISC/MULTI-LAYER CLASSIC SHADE 98 DIAMETER SIZE 25 SHADE B1 | DENTAL SUPPLIES (LABORATORY, IMPLANT AND MAXILLOFACIAL SURGERY) SUPPLEMENTARY
14280 | 4215290700600 | ZIRCONIUM DISC/MULTI-LAYER CLASSIC SHADE 98 DIAMETER SIZE 25 SHADE A3 | DENTAL SUPPLIES (LABORATORY, IMPLANT AND MAXILLOFACIAL SURGERY) SUPPLEMENTARY
14281 | 4215290700700 | ZIRCONIUM DISC/MULTI-LAYER CLASSIC SHADE 98 DIAMETER SIZE 25 SHADE A2 | DENTAL SUPPLIES (LABORATORY, IMPLANT AND MAXILLOFACIAL SURGERY) SUPPLEMENTARY
14282 | 4215290700800 | ZIRCONIUM DISC/MULTI-LAYER CLASSIC SHADE 98 DIAMETER SIZE 25 SHADE A1 | DENTAL SUPPLIES (LABORATORY, IMPLANT AND MAXILLOFACIAL SURGERY) SUPPLEMENTARY
14283 | 4215224000900 | ZIRCONIUM (HIGHLY TRANSLUCENT HIGHLY STRENGTH) PRE-SHADED DISC/MULTI-LAYER 98 DIAMETER SIZE 16 SHADE C1 COMPATIBLE WITH EACH HOSPITAL SYSTEM | DENTAL SUPPLIES (LABORATORY, IMPLANT AND MAXILLOFACIAL SURGERY) SUPPLEMENTARY
14284 | 4215224001000 | ZIRCONIUM (HIGHLY TRANSLUCENT HIGHLY STRENGTH) PRE-SHADED DISC/MULTI-LAYER 98 DIAMETER SIZE 16 SHADE B3 COMPATIBLE WITH EACH HOSPITAL SYSTEM | DENTAL SUPPLIES (LABORATORY, IMPLANT AND MAXILLOFACIAL SURGERY) SUPPLEMENTARY
14285 | 4215224001100 | ZIRCONIUM (HIGHLY TRANSLUCENT HIGHLY STRENGTH) PRE-SHADED DISC/MULTI-LAYER 98 DIAMETER SIZE 16 SHADE B2 COMPATIBLE WITH EACH HOSPITAL SYSTEM | DENTAL SUPPLIES (LABORATORY, IMPLANT AND MAXILLOFACIAL SURGERY) SUPPLEMENTARY
14286 | 4215224001200 | ZIRCONIUM (HIGHLY TRANSLUCENT HIGHLY STRENGTH) PRE-SHADED DISC/MULTI-LAYER 98 DIAMETER SIZE 16 SHADE A2 COMPATIBLE WITH EACH HOSPITAL SYSTEM | DENTAL SUPPLIES (LABORATORY, IMPLANT AND MAXILLOFACIAL SURGERY) SUPPLEMENTARY
14287 | 4215224001300 | ZIRCONIUM (HIGHLY TRANSLUCENT HIGHLY STRENGTH) PRE-SHADED DISC/MULTI-LAYER 98 DIAMETER SIZE 16 SHADE A1 COMPATIBLE WITH EACH HOSPITAL SYSTEM | DENTAL SUPPLIES (LABORATORY, IMPLANT AND MAXILLOFACIAL SURGERY) SUPPLEMENTARY
14288 | 4215224001400 | ZIRCONIUM (HIGHLY TRANSLUCENT HIGHLY STRENGTH) PRE-SHADED DISC/MULTI-LAYER 98 DIAMETER SIZE 14 SHADE B3 COMPATIBLE WITH EACH HOSPITAL SYSTEM | DENTAL SUPPLIES (LABORATORY, IMPLANT AND MAXILLOFACIAL SURGERY) SUPPLEMENTARY
14289 | 4215224001500 | ZIRCONIUM (HIGHLY TRANSLUCENT HIGHLY STRENGTH) PRE-SHADED DISC/MULTI-LAYER 98 DIAMETER SIZE 14 SHADE B2 COMPATIBLE WITH EACH HOSPITAL SYSTEM | DENTAL SUPPLIES (LABORATORY, IMPLANT AND MAXILLOFACIAL SURGERY) SUPPLEMENTARY
14290 | 4215224003000 | ZIRCONIUM (HIGHLY TRANSLUCENT HIGHLY STRENGTH)PRE-SHADED DISC/MULTI-LAYER 98 DIAMETER SIZE 14 SHADE D2 COMPATIBLE WITH EACH HOSPITAL SYSTEM | DENTAL SUPPLIES (LABORATORY, IMPLANT AND MAXILLOFACIAL SURGERY) SUPPLEMENTARY
14291 | 4215224003100 | ZIRCONIUM (HIGHLY TRANSLUCENT HIGHLY STRENGTH)PRE-SHADED DISC/MULTI-LAYER 98 DIAMETER SIZE 20 SHADE B1 COMPATIBLE WITH EACH HOSPITAL SYSTEM | DENTAL SUPPLIES (LABORATORY, IMPLANT AND MAXILLOFACIAL SURGERY) SUPPLEMENTARY
14292 | 4215224003200 | ZIRCONIUM (HIGHLY TRANSLUCENT HIGHLY STRENGTH)PRE-SHADED DISC/MULTI-LAYER 98 DIAMETER SIZE 20 SHADE A3 COMPATIBLE WITH EACH HOSPITAL SYSTEM | DENTAL SUPPLIES (LABORATORY, IMPLANT AND MAXILLOFACIAL SURGERY) SUPPLEMENTARY
14293 | 4215224003300 | ZIRCONIUM (HIGHLY TRANSLUCENT HIGHLY STRENGTH)PRE-SHADED DISC/MULTI-LAYER 98 DIAMETER SIZE 16 SHADE B1 COMPATIBLE WITH EACH HOSPITAL SYSTEM | DENTAL SUPPLIES (LABORATORY, IMPLANT AND MAXILLOFACIAL SURGERY) SUPPLEMENTARY
14294 | 4215224003400 | ZIRCONIUM (HIGHLY TRANSLUCENT HIGHLY STRENGTH)PRE-SHADED DISC/MULTI-LAYER 98 DIAMETER SIZE 14 SHADE C2 COMPATIBLE WITH EACH HOSPITAL SYSTEM | DENTAL SUPPLIES (LABORATORY, IMPLANT AND MAXILLOFACIAL SURGERY) SUPPLEMENTARY
14295 | 4215224003500 | ZIRCONIUM (HIGHLY TRANSLUCENT HIGHLY STRENGTH)PRE-SHADED DISC/MULTI-LAYER 98 DIAMETER SIZE 14 SHADE A3 COMPATIBLE WITH EACH HOSPITAL SYSTEM | DENTAL SUPPLIES (LABORATORY, IMPLANT AND MAXILLOFACIAL SURGERY) SUPPLEMENTARY
14296 | 4215224003600 | ZIRCONIUM (HIGHLY TRANSLUCENT HIGHLY STRENGTH) PRE-SHADED DISC/MULTI-LAYER 98 DIAMETER SIZE 20 SHADE D2 COMPATIBLE WITH EACH HOSPITAL SYSTEM MACHINE CONNECTOR | DENTAL SUPPLIES (LABORATORY, IMPLANT AND MAXILLOFACIAL SURGERY) SUPPLEMENTARY
14297 | 4215224003700 | ZIRCONIUM (HIGHLY TRANSLUCENT HIGHLY STRENGTH) PRE-SHADED DISC/MULTI-LAYER 98 DIAMETER SIZE 20 SHADE C2 COMPATIBLE WITH EACH HOSPITAL SYSTEM | DENTAL SUPPLIES (LABORATORY, IMPLANT AND MAXILLOFACIAL SURGERY) SUPPLEMENTARY
14298 | 4215224003800 | ZIRCONIUM (HIGHLY TRANSLUCENT HIGHLY STRENGTH) PRE-SHADED DISC/MULTI-LAYER 98 DIAMETER SIZE 20 SHADE C1 COMPATIBLE WITH EACH HOSPITAL SYSTEM | DENTAL SUPPLIES (LABORATORY, IMPLANT AND MAXILLOFACIAL SURGERY) SUPPLEMENTARY
14299 | 4215224003900 | ZIRCONIUM (HIGHLY TRANSLUCENT HIGHLY STRENGTH) PRE-SHADED DISC/MULTI-LAYER 98 DIAMETER SIZE 20 SHADE B3 COMPATIBLE WITH EACH HOSPITAL SYSTEM | DENTAL SUPPLIES (LABORATORY, IMPLANT AND MAXILLOFACIAL SURGERY) SUPPLEMENTARY
14300 | 4215224004000 | ZIRCONIUM (HIGHLY TRANSLUCENT HIGHLY STRENGTH) PRE-SHADED DISC/MULTI-LAYER 98 DIAMETER SIZE 20 SHADE B2 COMPATIBLE WITH EACH HOSPITAL SYSTEM | DENTAL SUPPLIES (LABORATORY, IMPLANT AND MAXILLOFACIAL SURGERY) SUPPLEMENTARY
14301 | 4215224004100 | ZIRCONIUM (HIGHLY TRANSLUCENT HIGHLY STRENGTH) PRE-SHADED DISC/MULTI-LAYER 98 DIAMETER SIZE 20 SHADE A2 COMPATIBLE WITH EACH HOSPITAL SYSTEM | DENTAL SUPPLIES (LABORATORY, IMPLANT AND MAXILLOFACIAL SURGERY) SUPPLEMENTARY
14302 | 4215224004200 | ZIRCONIUM (HIGHLY TRANSLUCENT HIGHLY STRENGTH) PRE-SHADED DISC/MULTI-LAYER 98 DIAMETER SIZE 20 SHADE A1 COMPATIBLE WITH EACH HOSPITAL SYSTEM | DENTAL SUPPLIES (LABORATORY, IMPLANT AND MAXILLOFACIAL SURGERY) SUPPLEMENTARY
14303 | 4215224004300 | ZIRCONIUM (HIGHLY TRANSLUCENT HIGHLY STRENGTH) PRE-SHADED DISC/MULTI-LAYER 98 DIAMETER SIZE 16 SHADE D2 COMPATIBLE WITH EACH HOSPITAL SYSTEM | DENTAL SUPPLIES (LABORATORY, IMPLANT AND MAXILLOFACIAL SURGERY) SUPPLEMENTARY
14304 | 4215224004400 | ZIRCONIUM (HIGHLY TRANSLUCENT HIGHLY STRENGTH) PRE-SHADED DISC/MULTI-LAYER 98 DIAMETER SIZE 16 SHADE C2 COMPATIBLE WITH EACH HOSPITAL SYSTEM | DENTAL SUPPLIES (LABORATORY, IMPLANT AND MAXILLOFACIAL SURGERY) SUPPLEMENTARY
14305 | 4215224004500 | ZIRCONIUM (HIGHLY TRANSLUCENT HIGHLY STRENGTH) PRE-SHADED DISC/MULTI-LAYER 98 DIAMETER SIZE 16 SHADE A3 COMPATIBLE WITH EACH HOSPITAL SYSTEM | DENTAL SUPPLIES (LABORATORY, IMPLANT AND MAXILLOFACIAL SURGERY) SUPPLEMENTARY
14306 | 4215224004600 | ZIRCONIUM (HIGHLY TRANSLUCENT HIGHLY STRENGTH) PRE-SHADED DISC/MULTI-LAYER 98 DIAMETER SIZE 14 SHADE C1 COMPATIBLE WITH EACH HOSPITAL SYSTEM | DENTAL SUPPLIES (LABORATORY, IMPLANT AND MAXILLOFACIAL SURGERY) SUPPLEMENTARY
14307 | 4215224004700 | ZIRCONIUM (HIGHLY TRANSLUCENT HIGHLY STRENGTH) PRE-SHADED DISC/MULTI-LAYER 98 DIAMETER SIZE 14 SHADE B1 COMPATIBLE WITH EACH HOSPITAL SYSTEM | DENTAL SUPPLIES (LABORATORY, IMPLANT AND MAXILLOFACIAL SURGERY) SUPPLEMENTARY
14308 | 4215224004800 | ZIRCONIUM (HIGHLY TRANSLUCENT HIGHLY STRENGTH) PRE-SHADED DISC/MULTI-LAYER 98 DIAMETER SIZE 14 SHADE A2 COMPATIBLE WITH EACH HOSPITAL SYSTEM | DENTAL SUPPLIES (LABORATORY, IMPLANT AND MAXILLOFACIAL SURGERY) SUPPLEMENTARY
14309 | 4215224004900 | ZIRCONIUM (HIGHLY TRANSLUCENT HIGHLY STRENGTH) PRE-SHADED DISC/MULTI-LAYER 98 DIAMETER SIZE 14 SHADE A1 COMPATIBLE WITH EACH HOSPITAL SYSTEM | DENTAL SUPPLIES (LABORATORY, IMPLANT AND MAXILLOFACIAL SURGERY) SUPPLEMENTARY
14310 | 4215246432400 | TEMPORARY COPING MULTI-UNIT TITANIUM ABUTMENT WITH PROSTHETIC SCREW COMPATIBLE WITH NEOSS OR EQUIVALENT | DENTAL SUPPLIES (LABORATORY, IMPLANT AND MAXILLOFACIAL SURGERY) SUPPLEMENTARY
14311 | 4215246432500 | TEMPORARY COPING PLASTIC ABUTMENT WITH PROSTHETIC SCREW CAN BE USED AS BURN OUT COMPATIBLE WITH NEOSS OR EQUIVALENT | DENTAL SUPPLIES (LABORATORY, IMPLANT AND MAXILLOFACIAL SURGERY) SUPPLEMENTARY
14312 | 4215246432700 | LAB ANALOG FOR PRINTED MODEL NARROW DIAMETER (3.0 MM - 3.5 MM) COMPATIBLE WITH NEOSS OR EQUIVALENT | DENTAL SUPPLIES (LABORATORY, IMPLANT AND MAXILLOFACIAL SURGERY) SUPPLEMENTARY
14313 | 4215246432800 | LAB ANALOG FOR PRINTED MODEL MULTI UNIT ABUTMENT COMPATIBLE WITH NEOSS OR EQUIVALENT | DENTAL SUPPLIES (LABORATORY, IMPLANT AND MAXILLOFACIAL SURGERY) SUPPLEMENTARY
14314 | 4215246432900 | LAB ANALOG FOR PRINTED MODEL - DIAMETER (3.6 MM - 5.5 MM) COMPATIBLE WITH NEOSS OR EQUIVALENT | DENTAL SUPPLIES (LABORATORY, IMPLANT AND MAXILLOFACIAL SURGERY) SUPPLEMENTARY
14315 | 4215246433000 | INTRAORAL MULTI UNIT SCAN BODY COMPATIBLE WITH NEOSS OR EQUIVALENT | DENTAL SUPPLIES (LABORATORY, IMPLANT AND MAXILLOFACIAL SURGERY) SUPPLEMENTARY
14316 | 4215246433100 | DENTAL LOCATOR MULTI-UNIT ABUTMENT GROUP HEIGHT (1.5MM-2MM) COMPATIBLE WITH NEOSS OR EQUIVALENT | DENTAL SUPPLIES (LABORATORY, IMPLANT AND MAXILLOFACIAL SURGERY) SUPPLEMENTARY
14317 | 4215246433200 | DENTAL LOCATOR MULTI-UNIT ABUTMENT GROUP HEIGHT (0.5MM-1MM) COMPATIBLE WITH NEOSS OR EQUIVALENT | DENTAL SUPPLIES (LABORATORY, IMPLANT AND MAXILLOFACIAL SURGERY) SUPPLEMENTARY
14318 | 4215246433300 | BURNOUT (DIRECT CASTING) ABUTMENT INCLUDES STRAIGHT COPING WITH PROSTHETIC SCREW COMPATIBLE WITH NEOSS OR EQUIVALENT | DENTAL SUPPLIES (LABORATORY, IMPLANT AND MAXILLOFACIAL SURGERY) SUPPLEMENTARY
14319 | 4215246433400 | BONE LEVEL IMPLANT SCAN BODY DIAMETER FOR CANINE COMPATIBLE WITH NEOSS OR EQUIVALENT | DENTAL SUPPLIES (LABORATORY, IMPLANT AND MAXILLOFACIAL SURGERY) SUPPLEMENTARY
14320 | 4215246433500 | BONE LEVEL IMPLANT SCAN BODY DIAMETER FOR 1ST MOLAR COMPATIBLE WITH NEOSS OR EQUIVALENT | DENTAL SUPPLIES (LABORATORY, IMPLANT AND MAXILLOFACIAL SURGERY) SUPPLEMENTARY
14321 | 4215246433600 | BONE LEVEL IMPLANT SCAN BODY NARROW DIAMETER (3.0 MM - 3.5 MM) COMPATIBLE WITH NEOSS OR EQUIVALENT | DENTAL SUPPLIES (LABORATORY, IMPLANT AND MAXILLOFACIAL SURGERY) SUPPLEMENTARY
14322 | 4215246433700 | ACCURATE ANALOG INSERTION SCREW COMPATIBLE WITH NEOSS OR EQUIVALENT | DENTAL SUPPLIES (LABORATORY, IMPLANT AND MAXILLOFACIAL SURGERY) SUPPLEMENTARY
14323 | 4215246433800 | ACCURATE ANALOG INSERTION PIN COMPATIBLE WITH NEOSS OR EQUIVALENT | DENTAL SUPPLIES (LABORATORY, IMPLANT AND MAXILLOFACIAL SURGERY) SUPPLEMENTARY
14324 | 4215246433900 | ACCURATE ANALOG DRIVER COMPATIBLE WITH NEOSS OR EQUIVALENT | DENTAL SUPPLIES (LABORATORY, IMPLANT AND MAXILLOFACIAL SURGERY) SUPPLEMENTARY
14325 | 4215246434000 | ACCESS IMPRESSION COPING 8MM AND REPLICA COMPATIBLE WITH NEOSS OR EQUIVALENT | DENTAL SUPPLIES (LABORATORY, IMPLANT AND MAXILLOFACIAL SURGERY) SUPPLEMENTARY
14326 | 4215246434100 | ABUTMENT COPING TITANIUM WITH PROSTHETIC SCREW COMPATIBLE WITH NEOSS OR EQUIVALENT | DENTAL SUPPLIES (LABORATORY, IMPLANT AND MAXILLOFACIAL SURGERY) SUPPLEMENTARY
14327 | 4215246434200 | ABUTMENT ANALOG COMPATIBLE WITH NEOSS OR EQUIVALENT | DENTAL SUPPLIES (LABORATORY, IMPLANT AND MAXILLOFACIAL SURGERY) SUPPLEMENTARY
14328 | 4215224023000 | ALL CERAMIC PORCELAIN OPAQUE POWDER ALL SHADES ( A - D ) ASSORTED | DENTAL SUPPLIES (LABORATORY, IMPLANT AND MAXILLOFACIAL SURGERY) SUPPLEMENTARY
14329 | 4215224023100 | ALL CERAMIC PORCELAIN MARGIN POWDER ALL SHADES ( A - D ) ASSORTED | DENTAL SUPPLIES (LABORATORY, IMPLANT AND MAXILLOFACIAL SURGERY) SUPPLEMENTARY
14330 | 4215224023200 | ALL CERAMIC PORCELAIN GLAZE AND STAIN ALL COLORS ASSORTED | DENTAL SUPPLIES (LABORATORY, IMPLANT AND MAXILLOFACIAL SURGERY) SUPPLEMENTARY
14331 | 4215224023300 | ALL CERAMIC PORCELAIN GINGIVA POWDER ALL COLORS ASSORTED | DENTAL SUPPLIES (LABORATORY, IMPLANT AND MAXILLOFACIAL SURGERY) SUPPLEMENTARY
14332 | 4215224023400 | ALL CERAMIC PORCELAIN ENAMEL ALL SHADES ( A - D ) ASSORTED | DENTAL SUPPLIES (LABORATORY, IMPLANT AND MAXILLOFACIAL SURGERY) SUPPLEMENTARY
14333 | 4215224023500 | ALL CERAMIC PORCELAIN DENTINE POWDER ALL SHADES ( A - D ) ASSORTED | DENTAL SUPPLIES (LABORATORY, IMPLANT AND MAXILLOFACIAL SURGERY) SUPPLEMENTARY
14334 | 4215224023600 | ALL CERAMIC PORCELAIN DEEP/OPAQUE DENTINE ALL SHADES ( A - D ) ASSORTED | DENTAL SUPPLIES (LABORATORY, IMPLANT AND MAXILLOFACIAL SURGERY) SUPPLEMENTARY
14335 | 4215224023700 | ALL CERAMIC PORCELAIN CHARACTERIZATION POWDER (COLORS - CLEAR) ASSORTED ALL SHADES | DENTAL SUPPLIES (LABORATORY, IMPLANT AND MAXILLOFACIAL SURGERY) SUPPLEMENTARY
14336 | 4215224023800 | ALL CERAMIC PORCELAIN (OPAQUE-BUILDUP) LIQUID ASSORTED | DENTAL SUPPLIES (LABORATORY, IMPLANT AND MAXILLOFACIAL SURGERY) SUPPLEMENTARY
14337 | 4215224023900 | ALL CERAMIC PORCELAIN (ADD ON - CORRECTION) POWDER ALL SHADES ( A - D ) ASSORTED | DENTAL SUPPLIES (LABORATORY, IMPLANT AND MAXILLOFACIAL SURGERY) SUPPLEMENTARY
14338 | 4215224009000 | DENTAL TOOL ZIRCONIUM MILLING BUR SIZE 2 MM TRIPLE TOOTH RADIUS CUTTER COMPATIBLE WITH VHF R5 MILLING MACHINE OR EQUIVALENT | DENTAL SUPPLIES (LABORATORY, IMPLANT AND MAXILLOFACIAL SURGERY) SUPPLEMENTARY
14339 | 4215224009100 | DENTAL TOOL ZIRCONIUM MILLING BUR SIZE 2 MM DIAMOND TRIPLE TOOTH RADIUS CUTTER COMPATIBLE WITH VHF R5 MILLING MACHINE OR EQUIVALENT | DENTAL SUPPLIES (LABORATORY, IMPLANT AND MAXILLOFACIAL SURGERY) SUPPLEMENTARY
14340 | 4215224009200 | DENTAL TOOL ZIRCONIUM MILLING BUR SIZE 1 MM DIAMOND DOUBLE TOOTH RADIUS CUTTER COMPATIBLE WITH VHF R5 MILLING MACHINE OR EQUIVALENT | DENTAL SUPPLIES (LABORATORY, IMPLANT AND MAXILLOFACIAL SURGERY) SUPPLEMENTARY
14341 | 4215224009300 | DENTAL TOOL ZIRCONIUM MILLING BUR SIZE 0.60 MM DIAMOND DOUBLE TOOTH RADIUS CUTTER COMPATIBLE WITH VHF R5 MILLING MACHINE OR EQUIVALENT | DENTAL SUPPLIES (LABORATORY, IMPLANT AND MAXILLOFACIAL SURGERY) SUPPLEMENTARY
14342 | 4215224013300 | DENTAL TOOL PMMA AND WAX MILLING BUR SIZE 2.5 CYLINDRIC SINGLE TOOTH RADIUS CUTTER COMPATIBLE WITH VHF R5 MILLING MACHINE OR EQUIVALENT | DENTAL SUPPLIES (LABORATORY, IMPLANT AND MAXILLOFACIAL SURGERY) SUPPLEMENTARY
14343 | 4215224013400 | DENTAL TOOL PMMA AND WAX MILLING BUR SIZE 2 DOUBLE TOOTH RADIUS CUTTER COMPATIBLE WITH VHF R5 MILLING MACHINE OR EQUIVALENT | DENTAL SUPPLIES (LABORATORY, IMPLANT AND MAXILLOFACIAL SURGERY) SUPPLEMENTARY
14344 | 4215224013500 | DENTAL TOOL PMMA AND WAX MILLING BUR SIZE 1 DOUBLE TOOTH RADIUS CUTTER COMPATIBLE WITH VHF R5 MILLING MACHINE OR EQUIVALENT | DENTAL SUPPLIES (LABORATORY, IMPLANT AND MAXILLOFACIAL SURGERY) SUPPLEMENTARY
14345 | 4215224013600 | DENTAL TOOL PMMA AND WAX MILLING BUR SIZE 0.60 CYLINDRIC SINGLE TOOTH RADIUS CUTTER COMPATIBLE WITH VHF R5 MILLING MACHINE OR EQUIVALENT | DENTAL SUPPLIES (LABORATORY, IMPLANT AND MAXILLOFACIAL SURGERY) SUPPLEMENTARY
14346 | 4215224013800 | DENTAL TOOL METAL MILLING BUR SIZE 2 COATED FOUR TOOTH RADIUS CUTTER COMPATIBLE WITH VHF R5 MILLING MACHINE OR EQUIVALENT | DENTAL SUPPLIES (LABORATORY, IMPLANT AND MAXILLOFACIAL SURGERY) SUPPLEMENTARY
14347 | 4215224013900 | DENTAL TOOL METAL MILLING BUR SIZE 1.2 COATED DOUBLE TOOTH RADIUS CUTTER WITH TORUS 0.1 MM FACE RADIUS COMPATIBLE WITH VHF R5 MILLING MACHINE OR EQUIVALENT | DENTAL SUPPLIES (LABORATORY, IMPLANT AND MAXILLOFACIAL SURGERY) SUPPLEMENTARY
14348 | 4215224014000 | DENTAL TOOL METAL MILLING BUR SIZE 1 COATED DOUBLE TOOTH RADIUS CUTTER COMPATIBLE WITH VHF R5 MILLING MACHINE OR EQUIVALENT | DENTAL SUPPLIES (LABORATORY, IMPLANT AND MAXILLOFACIAL SURGERY) SUPPLEMENTARY
14349 | 4215224014100 | DENTAL TOOL METAL MILLING BUR SIZE 0.60 COATED DOUBLE TOOTH RADIUS CUTTER COMPATIBLE WITH VHF R5 MILLING MACHINE OR EQUIVALENT | DENTAL SUPPLIES (LABORATORY, IMPLANT AND MAXILLOFACIAL SURGERY) SUPPLEMENTARY
14350 | 4215224016800 | DENTAL TOOL GLASS CERAMICS MILLING BUR SIZE 2.4 RADIUS GRINDING TOOL COMPATIBLE WITH VHF R5 MILLING MACHINE OR EQUIVALENT | DENTAL SUPPLIES (LABORATORY, IMPLANT AND MAXILLOFACIAL SURGERY) SUPPLEMENTARY
14351 | 4215224016900 | DENTAL TOOL GLASS CERAMICS MILLING BUR SIZE 1.2 TORUS GRINDING TOOL COMPATIBLE WITH VHF R5 MILLING MACHINE OR EQUIVALENT | DENTAL SUPPLIES (LABORATORY, IMPLANT AND MAXILLOFACIAL SURGERY) SUPPLEMENTARY
14352 | 4215224017000 | DENTAL TOOL GLASS CERAMICS MILLING BUR SIZE 1 RADIUS GRINDING TOOL COMPATIBLE WITH VHF R5 MILLING MACHINE OR EQUIVALENT | DENTAL SUPPLIES (LABORATORY, IMPLANT AND MAXILLOFACIAL SURGERY) SUPPLEMENTARY
14353 | 4215224017100 | DENTAL TOOL GLASS CERAMICS MILLING BUR SIZE 0.60 TORUS GRINDING TOOL COMPATIBLE WITH VHF R5 MILLING MACHINE OR EQUIVALENT | DENTAL SUPPLIES (LABORATORY, IMPLANT AND MAXILLOFACIAL SURGERY) SUPPLEMENTARY
14354 | 4215224017200 | DENTAL TOOL GLASS CERAMICS MILLING BUR SIZE 0.60 RADIUS GRINDING TOOL COMPATIBLE WITH VHF R5 MILLING MACHINE OR EQUIVALENT | DENTAL SUPPLIES (LABORATORY, IMPLANT AND MAXILLOFACIAL SURGERY) SUPPLEMENTARY
14355 | 4215224024000 | DENTAL TOOL ZIRCONIUM MILLING BUR SIZE 1 MM COATED DOUBLE TOOTH RADIUS CUTTER COMPATIBLE WITH VHF R5 MILLING MACHINE OR EQUIVALENT | DENTAL SUPPLIES (LABORATORY, IMPLANT AND MAXILLOFACIAL SURGERY) SUPPLEMENTARY
14356 | 4215224006600 | DENTAL TOOLS DRILL 3MM SHAFT - PMMA/WAX RADIUS - 0.3 MM - 2 BLADES - L=21MM (CONICAL) | DENTAL SUPPLIES (LABORATORY, IMPLANT AND MAXILLOFACIAL SURGERY) SUPPLEMENTARY
14357 | 4215224006700 | DENTAL TOOLS DRILL 6MM SHAFT - ZR/PMMA/WAX RADIUS - 0.3 MM - 2 BLADES - L=20MM (CONICAL) | DENTAL SUPPLIES (LABORATORY, IMPLANT AND MAXILLOFACIAL SURGERY) SUPPLEMENTARY
14358 | 4215224006800 | DENTAL TOOLS DRILL 6MM SHAFT - QUATTRO SPEED MILLING TOOL - 3.0 MM - 4 BLADES - L=15MM | DENTAL SUPPLIES (LABORATORY, IMPLANT AND MAXILLOFACIAL SURGERY) SUPPLEMENTARY
14359 | 4215224006900 | DENTAL TOOLS DRILL 6MM SHAFT - PMMA/WAX/ZR UNIVERSAL SHAFT - 1.5 MM - 2 BLADES - L=15MM | DENTAL SUPPLIES (LABORATORY, IMPLANT AND MAXILLOFACIAL SURGERY) SUPPLEMENTARY
14360 | 4215224007000 | DENTAL TOOLS DRILL 6MM SHAFT - PMMA/WAX/ZR RADIUS - 1.5 MM - 2 BLADES - L=15MM (LONG) | DENTAL SUPPLIES (LABORATORY, IMPLANT AND MAXILLOFACIAL SURGERY) SUPPLEMENTARY
14361 | 4215224007100 | DENTAL TOOLS DRILL 6MM SHAFT - PMMA/WAX SHAFT - 2.5 MM - 3 BLADES - L=20MM | DENTAL SUPPLIES (LABORATORY, IMPLANT AND MAXILLOFACIAL SURGERY) SUPPLEMENTARY
14362 | 4215224007200 | DENTAL TOOLS DRILL 6MM SHAFT - METAL TORUS - 2.0 MM - 4 BLADES - L=16MM | DENTAL SUPPLIES (LABORATORY, IMPLANT AND MAXILLOFACIAL SURGERY) SUPPLEMENTARY
14363 | 4215224007300 | DENTAL TOOLS DRILL 6MM SHAFT - METAL TORUS - 1.5 MM - 4 BLADES - L=7MM | DENTAL SUPPLIES (LABORATORY, IMPLANT AND MAXILLOFACIAL SURGERY) SUPPLEMENTARY
14364 | 4215224007400 | DENTAL TOOLS DRILL 6MM SHAFT - METAL TORUS - 1.5 MM - 4 BLADES - L=15MM | DENTAL SUPPLIES (LABORATORY, IMPLANT AND MAXILLOFACIAL SURGERY) SUPPLEMENTARY
14365 | 4215224007500 | DENTAL TOOLS DRILL 6MM SHAFT - METAL SHAFT - 2.0 MM - 4 BLADES - L=6MM | DENTAL SUPPLIES (LABORATORY, IMPLANT AND MAXILLOFACIAL SURGERY) SUPPLEMENTARY
14366 | 4215224007600 | DENTAL TOOLS DRILL 6MM SHAFT - METAL SHAFT - 1.5 MM - 4 BLADES - L=15MM | DENTAL SUPPLIES (LABORATORY, IMPLANT AND MAXILLOFACIAL SURGERY) SUPPLEMENTARY
14367 | 4215224007700 | DENTAL TOOLS DRILL 6MM SHAFT - METAL SHAFT - 0.5 MM - 4 BLADES - L=4MM | DENTAL SUPPLIES (LABORATORY, IMPLANT AND MAXILLOFACIAL SURGERY) SUPPLEMENTARY
14368 | 4215224007800 | DENTAL TOOLS DRILL 6MM SHAFT - METAL RADIUS - 3.0 MM - 2 BLADES - L=20MM (LONG) | DENTAL SUPPLIES (LABORATORY, IMPLANT AND MAXILLOFACIAL SURGERY) SUPPLEMENTARY
14369 | 4215224007900 | DENTAL TOOLS DRILL 6MM SHAFT - METAL RADIUS - 2.0 MM - 2 BLADES - L=16MM (LONG) | DENTAL SUPPLIES (LABORATORY, IMPLANT AND MAXILLOFACIAL SURGERY) SUPPLEMENTARY
14370 | 4215224008100 | DENTAL TOOLS DRILL 6MM SHAFT - METAL RADIUS - 1.0 MM - 2 BLADES - L=11MM (LONG) | DENTAL SUPPLIES (LABORATORY, IMPLANT AND MAXILLOFACIAL SURGERY) SUPPLEMENTARY
14371 | 4215224008200 | DENTAL TOOLS DRILL 6MM SHAFT - METAL RADIUS - 0.5 MM - 2 BLADES - L=4MM | DENTAL SUPPLIES (LABORATORY, IMPLANT AND MAXILLOFACIAL SURGERY) SUPPLEMENTARY
14372 | 4215224008300 | DENTAL TOOLS DRILL 6MM SHAFT - DRILLING TI/CRCO - 2.5 MM - DRILL - L=22MM | DENTAL SUPPLIES (LABORATORY, IMPLANT AND MAXILLOFACIAL SURGERY) SUPPLEMENTARY
14373 | 4215224008400 | DENTAL TOOLS DRILL 6MM SHAFT - DRILLING -TI/CRCO 1.5 MM - DRILL - L=18MM | DENTAL SUPPLIES (LABORATORY, IMPLANT AND MAXILLOFACIAL SURGERY) SUPPLEMENTARY
14374 | 4215224008500 | DENTAL TOOLS DRILL 6MM SHAFT - COCR SHAFT - 1.5 MM - 4 BLADES - L=12MM | DENTAL SUPPLIES (LABORATORY, IMPLANT AND MAXILLOFACIAL SURGERY) SUPPLEMENTARY
14375 | 4215224008600 | DENTAL TOOLS DRILL 3MM SHAFT - UNIVERSAL RADIUS - 1.5 MM - 2 BLADES - L=15MM | DENTAL SUPPLIES (LABORATORY, IMPLANT AND MAXILLOFACIAL SURGERY) SUPPLEMENTARY
14376 | 4215224008700 | DENTAL TOOLS DRILL 3MM SHAFT - UNIVERSAL RADIUS - 0.5 MM - 2 BLADES - L=4MM | DENTAL SUPPLIES (LABORATORY, IMPLANT AND MAXILLOFACIAL SURGERY) SUPPLEMENTARY
14377 | 4215224008800 | DENTAL TOOLS DRILL 3MM SHAFT - PMMA/WAX/ZR RADIUS - 1.5 MM - 2 BLADES - L=15MM | DENTAL SUPPLIES (LABORATORY, IMPLANT AND MAXILLOFACIAL SURGERY) SUPPLEMENTARY
14378 | 4215224008900 | DENTAL TOOLS DRILL 3MM SHAFT - PMMA/PLASTICS SHAFT - 3.0 MM - 1 BLADE - L=32MM | DENTAL SUPPLIES (LABORATORY, IMPLANT AND MAXILLOFACIAL SURGERY) SUPPLEMENTARY
14379 | 4215224008000 | DENTAL TOOLS DRILL 6MM SHAFT - METAL RADIUS - 1.5 MM - 2 BLADES - L=15MM (LONG) | DENTAL SUPPLIES (LABORATORY, IMPLANT AND MAXILLOFACIAL SURGERY) SUPPLEMENTARY
14380 | 4215224001600 | ZIRCONIUM PRE-SHADED DISC/MULTI-LAYER 95 DIAMETER SIZE 22 SHADE B2 COMPATIBLE WITH ZIRKONZAHN MILLING MACHINE OR EQUIVALENT | DENTAL SUPPLIES (LABORATORY, IMPLANT AND MAXILLOFACIAL SURGERY) SUPPLEMENTARY
14381 | 4215224001700 | ZIRCONIUM PRE-SHADED DISC/MULTI-LAYER 95 DIAMETER SIZE 22 SHADE B1 COMPATIBLE WITH ZIRKONZAHN MILLING MACHINE OR EQUIVALENT | DENTAL SUPPLIES (LABORATORY, IMPLANT AND MAXILLOFACIAL SURGERY) SUPPLEMENTARY
14382 | 4215224001800 | ZIRCONIUM PRE-SHADED DISC/MULTI-LAYER 95 DIAMETER SIZE 22 SHADE A3 COMPATIBLE WITH ZIRKONZAHN MILLING MACHINE OR EQUIVALENT | DENTAL SUPPLIES (LABORATORY, IMPLANT AND MAXILLOFACIAL SURGERY) SUPPLEMENTARY
14383 | 4215224001900 | ZIRCONIUM PRE-SHADED DISC/MULTI-LAYER 95 DIAMETER SIZE 22 SHADE A2 COMPATIBLE WITH ZIRKONZAHN MILLING MACHINE OR EQUIVALENT | DENTAL SUPPLIES (LABORATORY, IMPLANT AND MAXILLOFACIAL SURGERY) SUPPLEMENTARY
14384 | 4215224002000 | ZIRCONIUM PRE-SHADED DISC/MULTI-LAYER 95 DIAMETER SIZE 22 SHADE A1 COMPATIBLE WITH ZIRKONZAHN MILLING MACHINE OR EQUIVALENT | DENTAL SUPPLIES (LABORATORY, IMPLANT AND MAXILLOFACIAL SURGERY) SUPPLEMENTARY
14385 | 4215224002100 | ZIRCONIUM PRE-SHADED DISC/MULTI-LAYER 95 DIAMETER SIZE 20 SHADE A3 COMPATIBLE WITH ZIRKONZAHN MILLING MACHINE OR EQUIVALENT | DENTAL SUPPLIES (LABORATORY, IMPLANT AND MAXILLOFACIAL SURGERY) SUPPLEMENTARY
14386 | 4215224002200 | ZIRCONIUM PRE-SHADED DISC/MULTI-LAYER 95 DIAMETER SIZE 20 SHADE A2 COMPATIBLE WITH ZIRKONZAHN MILLING MACHINE OR EQUIVALENT | DENTAL SUPPLIES (LABORATORY, IMPLANT AND MAXILLOFACIAL SURGERY) SUPPLEMENTARY
14387 | 4215224002300 | ZIRCONIUM PRE-SHADED DISC/MULTI-LAYER 95 DIAMETER SIZE 20 SHADE A1 COMPATIBLE WITH ZIRKONZAHN MILLING MACHINE OR EQUIVALENT | DENTAL SUPPLIES (LABORATORY, IMPLANT AND MAXILLOFACIAL SURGERY) SUPPLEMENTARY
14388 | 4215224002400 | ZIRCONIUM PRE-SHADED DISC/MULTI-LAYER 95 DIAMETER SIZE 18 SHADE B2 COMPATIBLE WITH ZIRKONZAHN MILLING MACHINE OR EQUIVALENT | DENTAL SUPPLIES (LABORATORY, IMPLANT AND MAXILLOFACIAL SURGERY) SUPPLEMENTARY
14389 | 4215224002500 | ZIRCONIUM PRE-SHADED DISC/MULTI-LAYER 95 DIAMETER SIZE 18 SHADE B1 COMPATIBLE WITH ZIRKONZAHN MILLING MACHINE OR EQUIVALENT | DENTAL SUPPLIES (LABORATORY, IMPLANT AND MAXILLOFACIAL SURGERY) SUPPLEMENTARY
14390 | 4215224002600 | ZIRCONIUM PRE-SHADED DISC/MULTI-LAYER 95 DIAMETER SIZE 18 SHADE A4 COMPATIBLE WITH ZIRKONZAHN MILLING MACHINE OR EQUIVALENT | DENTAL SUPPLIES (LABORATORY, IMPLANT AND MAXILLOFACIAL SURGERY) SUPPLEMENTARY
14391 | 4215224002700 | ZIRCONIUM PRE-SHADED DISC/MULTI-LAYER 95 DIAMETER SIZE 18 SHADE A3 COMPATIBLE WITH ZIRKONZAHN MILLING MACHINE OR EQUIVALENT | DENTAL SUPPLIES (LABORATORY, IMPLANT AND MAXILLOFACIAL SURGERY) SUPPLEMENTARY
14392 | 4215224002800 | ZIRCONIUM PRE-SHADED DISC/MULTI-LAYER 95 DIAMETER SIZE 18 SHADE A2 COMPATIBLE WITH ZIRKONZAHN MILLING MACHINE OR EQUIVALENT | DENTAL SUPPLIES (LABORATORY, IMPLANT AND MAXILLOFACIAL SURGERY) SUPPLEMENTARY
14393 | 4215224002900 | ZIRCONIUM PRE-SHADED DISC/MULTI-LAYER 95 DIAMETER SIZE 18 SHADE A1 COMPATIBLE WITH ZIRKONZAHN MILLING MACHINE OR EQUIVALENT | DENTAL SUPPLIES (LABORATORY, IMPLANT AND MAXILLOFACIAL SURGERY) SUPPLEMENTARY
14394 | 4215224005400 | MILLING BUR ZIRCONIA CAD/CAM MILLING BUR 2 L ZIRCONIA (6 MM) FOR ROUGH MILLING COMPATIBLE WITH ZIRKONZAHN MILLING MACHINE OR EQUIVALENT | DENTAL SUPPLIES (LABORATORY, IMPLANT AND MAXILLOFACIAL SURGERY) SUPPLEMENTARY
14395 | 4215224005500 | MILLING BUR ZIRCONIA CAD/CAM MILLING BUR 1 L ZIRCONIA (6MM) FOR ROUGH MILLING COMPATIBLE WITH ZIRKONZAHN MILLING MACHINE OR EQUIVALENT | DENTAL SUPPLIES (LABORATORY, IMPLANT AND MAXILLOFACIAL SURGERY) SUPPLEMENTARY
14396 | 4215224005600 | MILLING BUR ZIRCONIA CAD/CAM MILLING BUR 0.5 S ZIRCONIA (6 MM) FOR VERY PRECISE MILLING COMPATIBLE WITH ZIRKONZAHN MILLING MACHINE OR EQUIVALENT | DENTAL SUPPLIES (LABORATORY, IMPLANT AND MAXILLOFACIAL SURGERY) SUPPLEMENTARY
14397 | 4215224005700 | MILLING BUR PMMA CAD/CAM MILLING BUR 3 R PMMA (6 MM) FOR ROUGH MILLING OF RESINS WITH FAST MATERIAL REMOVAL ESPECIALLY RECOMMENDED FOR THE MANUFACTURE OF MODELS AND SPLINTS COMPATIBLE WITH ZIRKONZAHN MILLING MACHINE OR EQUIVALENT | DENTAL SUPPLIES (LABORATORY, IMPLANT AND MAXILLOFACIAL SURGERY) SUPPLEMENTARY
14398 | 4215224005800 | MILLING BUR PMMA CAD/CAM MILLING BUR 2 L PMMA (6 MM) FOR ROUGH MILLING COMPATIBLE WITH ZIRKONZAHN MILLING MACHINE OR EQUIVALENT | DENTAL SUPPLIES (LABORATORY, IMPLANT AND MAXILLOFACIAL SURGERY) SUPPLEMENTARY
14399 | 4215224005900 | MILLING BUR PMMA CAD/CAM MILLING BUR 0.5 S PMMA (6 MM) FOR VERY PRECISE MILLING COMPATIBLE WITH ZIRKONZAHN MILLING MACHINE OR EQUIVALENT | DENTAL SUPPLIES (LABORATORY, IMPLANT AND MAXILLOFACIAL SURGERY) SUPPLEMENTARY
14400 | 4215245801000 | SEPARATING MEDIUM LIQUID FOIL SUBSTITUTE FOR ACRYLIC RESINS | DENTAL SUPPLIES (LABORATORY, IMPLANT AND MAXILLOFACIAL SURGERY) SUPPLEMENTARY
14401 | 4215224017300 | DENTAL HYRAX EXPANSION STRAIGHT SCREWS SOLDERED 4 ARMS 7MM | DENTAL SUPPLIES (LABORATORY, IMPLANT AND MAXILLOFACIAL SURGERY) SUPPLEMENTARY
14402 | 4215224017400 | DENTAL HYRAX EXPANSION STRAIGHT SCREWS SOLDERED 4 ARMS 12MM | DENTAL SUPPLIES (LABORATORY, IMPLANT AND MAXILLOFACIAL SURGERY) SUPPLEMENTARY
14403 | 4229420704800 | EUGENOL IMPREGNATED ALVEOLAR DRESSING FOR DRY SOCKET TREATMENT (APPROXIMATELY 10 GM) PASTE | DENTAL SUPPLIES (LABORATORY, IMPLANT AND MAXILLOFACIAL SURGERY) SUPPLEMENTARY
14404 | 4215210300000 | TRAY ADHESIVE MATERIAL FOR ALGINATE IMPRESSION MATERIAL | DENTAL GENERAL SUPPLIES
14405 | 4215181001700 | AMALGAM POLISHING KIT CONTAINS: CUP 3X BROWNIE 2X GREENIE 1X SUPERGREENIE AND MINIPOINT: 3X BROWNIE 2X GREENIE 1X SUPERGREENIE ONE EACH (EA) = ONE (1) KIT | DENTAL GENERAL SUPPLIES
14406 | 4215245100000 | PRESSURE INDICATING PASTE WITH BRUSHES | DENTAL GENERAL SUPPLIES
14407 | 4215166004100 | REFLECTIVE PAD SALIVA ABSORBENT SIZE SMALL | DENTAL GENERAL SUPPLIES
14408 | 4215150006100 | BURS DRILLS AND TREPHINE 5 MM ONE EACH (EA) = ONE (1) PACK | DENTAL GENERAL SUPPLIES
14409 | 4215150006000 | BURS DRILLS AND TREPHINE 4 MM ONE EACH (EA) = ONE (1) PACK | DENTAL GENERAL SUPPLIES
14410 | 4215150005900 | BURS DRILLS AND TREPHINE 7 MM ONE EACH (EA) = ONE (1) PACK | DENTAL GENERAL SUPPLIES
14411 | 4215150005800 | BURS DRILLS AND TREPHINE 6 MM ONE EACH (EA) = ONE (1) PACK | DENTAL GENERAL SUPPLIES
14412 | 4215150005700 | BURS DRILLS AND TREPHINE 2 MM ONE EACH (EA) = ONE (1) PACK | DENTAL GENERAL SUPPLIES
14413 | 4215150003400 | BUR GUARD HOLDER 22 HOLES SHADE TEAL | DENTAL GENERAL SUPPLIES
14414 | 4229162732900 | DIAMOND BUR FG LONG TAPERED SAFE - END NON - CUTTING TIP FOR PULP CHAMBER ACCESS | DENTAL GENERAL SUPPLIES
14415 | 4215180506200 | DISC SEPARATING ABRASIVE ULTRAFINE 7/8 X 0.006 - 0.009 INCH (22.2 X 0.15 TO 0.22 MM) 25/BOX | DENTAL GENERAL SUPPLIES
14416 | 4215161424600 | SEPARATING DISC BLACK 9500 - 900 - 220 | DENTAL GENERAL SUPPLIES
14417 | 4215161424700 | SEPARATING DISC BLACK 9511 - 900 - 190 | DENTAL GENERAL SUPPLIES
14418 | 4215161424800 | BUR ENDO TUNGSTEN CARBIDE TAPERED SAFE ENDED NON - CUTTING TIP 21 MM | DENTAL GENERAL SUPPLIES
14419 | 4215161479000 | BUR: ENDO TUNGSTEN CARBIDE TAPERED SAFE ENDED NON-CUTTING TIP 23MM EACH | DENTAL GENERAL SUPPLIES
14420 | 4215161424900 | BUR ENDO TUNGSTEN CARBIDE TAPERED SAFE ENDED NON - CUTTING TIP 25 MM | DENTAL GENERAL SUPPLIES
14421 | 4215161425000 | BUR FINISHING STEEL LONG TAPERED ROUND ISO# 310 - 001 - 071 - 204 - 010 | DENTAL GENERAL SUPPLIES
14422 | 4215161425200 | BUR FINISHING STEEL LONG TAPERED ROUND ISO# 310 - 204 - 001 - 071 - 010 | DENTAL GENERAL SUPPLIES
14423 | 4215161425400 | BUR CARBIDE FG PULP CHAMBER BUR ISO# 310 - 206 - 697 - 001 - 014 | DENTAL GENERAL SUPPLIES
14424 | 4215161425500 | MANDREL FOR DISC ISO# 330 - 104 - 603 - 391 - 050 | DENTAL GENERAL SUPPLIES
14425 | 4215161425600 | MANDREL SPINDLE SHAPED ISO# 330 - 104 - 610 - 415 | DENTAL GENERAL SUPPLIES
14426 | 4215161425700 | MANDREL FOR PAPER FINISHING STRIPS ISO# 330 - 104 - 622 - 444-042 | DENTAL GENERAL SUPPLIES
14427 | 4215161426800 | BUR CARBIDE TUNGSTEN CARBIDE COARSE FINE ISO# 500 - 104 - 123 - 190 - 014 | DENTAL GENERAL SUPPLIES
14428 | 4215161427000 | BUR ORAL SURGERY FISSURE ISO# 500 - 104 - 168 - 007 - 021 | DENTAL GENERAL SUPPLIES
14429 | 4215161427100 | BUR SURGICAL (701 L) LONG CROSSCUT TAPERED FISSURE FG ISO# 500 - 104 - 171 - 007 - 021 | DENTAL GENERAL SUPPLIES
14430 | 4215161428300 | BUR TUNGSTEN CARBIDE CROSS CUT COARSE FOR DENTURE ISO# 500 - 104 - 197 - 140 - 018 | DENTAL GENERAL SUPPLIES
14431 | 4215161428700 | BUR TUNGSTEN CARBIDE GRENADE SHAPE ISO# 500 - 104 - 274 - 072 - 012 | DENTAL GENERAL SUPPLIES
14432 | 4215161428800 | BUR TUNGSTEN CARBIDE GRENADE SHAPE ISO# 500 - 104 - 274 - 072 - 014 | DENTAL GENERAL SUPPLIES
14433 | 4215161428900 | BUR TUNGSTEN CARBIDE CROSS CUT SUPERFINE BUD SHAPE FOR DENTURE ISO# 500 - 104 - 274 - 140 - 060 | DENTAL GENERAL SUPPLIES
14434 | 4215161429200 | BUR TUNGSTEN CARBIDE CROSS CUT FINE LARGE ISO# 500 - 104 - 274 - 221 - 060 | DENTAL GENERAL SUPPLIES
14435 | 4215161429900 | BUR TUNGSTEN CARBIDE CROSS CUT FRICTION GRIP #557 ISO# 500 - 107 - 007 - 314 - 010 | DENTAL GENERAL SUPPLIES
14436 | 4215161430000 | BUR TUNGSTEN CARBIDE CUTTER COARSE TAPERED ROUND END FOR TRIMMING/CUTTING CHROME COBALT ISO# 500 - 194 - 134 - 104 - 040 | DENTAL GENERAL SUPPLIES
14437 | 4215161430100 | BUR TUNGSTEN CARBIDE RA ROUND (US#1/2) ISO# 500 - 204 - 001 - 001 - 006 | DENTAL GENERAL SUPPLIES
14438 | 4215161430200 | BUR TUNGSTEN CARBIDE RA ROUND SHAPE ISO #500 - 204 - 001 - 001 - 007 | DENTAL GENERAL SUPPLIES
14439 | 4215161430300 | BUR TUNGSTEN CARBIDE RA ROUND SHAPE ISO# 500 - 204 - 001 - 001 - 008 | DENTAL GENERAL SUPPLIES
14440 | 4215161457500 | BUR CARBIDE RA ROUND SIZE 1 MM ISO# 500 - 204 - 001 - 001 - 010 | DENTAL GENERAL SUPPLIES
14441 | 4215161457400 | BUR CARBIDE RA ROUND SIZE 1.4 MM ISO# 500 - 204 - 001 - 001 - 014 | DENTAL GENERAL SUPPLIES
14442 | 4215161430400 | BUR TUNGSTEN CARBIDE LONG TAPERED ROUND ISO# 500 - 204 - 001 - 001 - 016 | DENTAL GENERAL SUPPLIES
14443 | 4215180604700 | BUR CARBIDE RA ROUND SIZE 2.1 MM ISO# 500 - 204 - 001 - 001 - 021 | DENTAL GENERAL SUPPLIES
14444 | 4215161457300 | BUR CARBIDE RA ROUND SIZE 2.3 MM ISO# 500 - 204 - 001 - 001 - 023 | DENTAL GENERAL SUPPLIES
14445 | 4215180604500 | BUR CARBIDE RA ROUND FINISHING AMALGAM SIZE 1.8 MM ISO# 500 - 204 - 001 - 071 - 018 | DENTAL GENERAL SUPPLIES
14446 | 4215161430500 | BUR TUNGSTEN CARBIDE RA INVERTED CONE ISO# 500 - 204 - 010 - 001 - 006 | DENTAL GENERAL SUPPLIES
14447 | 4215161430600 | BUR CARBIDE RA INVERTED CONE SIZE 0.8 MM ISO# 500 - 204 - 010 - 001 - 008 | DENTAL GENERAL SUPPLIES
14448 | 4215161408500 | BUR CARBIDE RA INVERTED CONE SIZE 1 MM ISO# 500 - 204 - 010 - 001 - 010 | DENTAL GENERAL SUPPLIES
14449 | 4215161408600 | BUR CARBIDE RA INVERTED CONE SIZE 1.4 MM ISO# 500 - 204 - 010 - 001 - 014 | DENTAL GENERAL SUPPLIES
14450 | 4215161423900 | BUR CARBIDE RA INVERTED CONE SIZE 1.6 MM ISO# 500 - 204 - 010 - 001 - 016 | DENTAL GENERAL SUPPLIES
14451 | 4215161457200 | BUR CARBIDE RA INVERTED CONE SIZE 1.8 MM ISO# 500 - 204 - 010 - 001 - 018 | DENTAL GENERAL SUPPLIES
14452 | 4215161430700 | BUR CARBIDE RA INVERTED CONE SIZE 2.3 MM ISO# 500 - 204 - 010 - 001 - 023 | DENTAL GENERAL SUPPLIES
14453 | 4215161457100 | BUR CARBIDE RA SIZE 1.2 MM ISO# 500 - 204 - 107 - 006 - 012 | DENTAL GENERAL SUPPLIES
14454 | 4215161408700 | BUR CARBIDE RA TAPERED FLAT END SIZE 1.2 MM ISO# 500 - 204 - 171 - 006 - 012 | DENTAL GENERAL SUPPLIES
14455 | 4215180604600 | BUR CARBIDE RA PEAR FINISHING AMALGAM SIZE 1.4 MM ISO# 500 - 204 - 234 - 072 - 014 | DENTAL GENERAL SUPPLIES
14456 | 4215180605900 | BUR CARBIDE RA FLAME FINISHING AMALGAM SIZE 1.4 MM ISO# 500 - 204 - 254 - 072 - 018 | DENTAL GENERAL SUPPLIES
14457 | 4215161430800 | BUR CARBIDE RA BULLET FINISHING AMALGAM SIZE 1.4 MM ISO# 500 - 204 - 499 - 072 - 014 | DENTAL GENERAL SUPPLIES
14458 | 4215161430900 | BUR CARBIDE RA BULLET FINISHING AMALGAM SIZE 2.3 MM ISO# 500 - 204 - 499 - 072 - 023 | DENTAL GENERAL SUPPLIES
14459 | 4215161431000 | BUR SURGICAL TUNGSTEN CARBIDE RA LONG ROUND (US#4) ISO# 500 - 205 - 001 - 001 - 014 | DENTAL GENERAL SUPPLIES
14460 | 4215161431100 | BUR CARBIDE RA LONG SHANK ROUND US#6 ISO# 500 - 205 - 001 - 291 - 018 | DENTAL GENERAL SUPPLIES
14461 | 4215161431200 | BUR CARBIDE RA LONG SHANK ROUND US#8 ISO# 500 - 205 - 001 - 291 - 023 | DENTAL GENERAL SUPPLIES
14462 | 4215161408800 | BUR CARBIDE RA ISO# 500 - 205 - 415 - 007 - 016 | DENTAL GENERAL SUPPLIES
14463 | 4215180605500 | BUR CARBIDE RA ISO NO. 500 - 205 - 697 - 001 - 023 | DENTAL GENERAL SUPPLIES
14464 | 4215161431300 | BUR SURGICAL TUNGSTEN CARBIDE RA X - LONG SHANK ROUND (US#2) ISO# 500 - 206 - 001 - 001 - 010 | DENTAL GENERAL SUPPLIES
14465 | 4215161431400 | BUR TUNGSTEN CARBIDE BUD SHAPE CUTTER ISO# 500 - 274 - 190 - 104 - 060 | DENTAL GENERAL SUPPLIES
14466 | 4215161431500 | BUR CARBIDE FG ROUND SIZE 1/4 ISO# 500 - 314 - 001 - 001 - 005 | DENTAL GENERAL SUPPLIES
14467 | 4215161431600 | BUR CARBIDE FG ISO# 500 - 314 - 001 - 001 - 006 ROUND SIZE 1/2 | DENTAL GENERAL SUPPLIES
14468 | 4215161431700 | BUR CARBIDE FG ROUND SIZE 0.8 MM ISO# 500 - 314 - 001 - 001 - 008 | DENTAL GENERAL SUPPLIES
14469 | 4215161431800 | BUR CARBIDE FG ROUND SIZE 2 ISO# 500 - 314 - 001 - 001 - 010 | DENTAL GENERAL SUPPLIES
14470 | 4215161431900 | BUR TUNGSTEN CARBIDE FG ROUND SIZE 1.2 MM ISO# 500 - 314 - 001 - 001 - 012 | DENTAL GENERAL SUPPLIES
14471 | 4215161432000 | BUR TUNGSTEN CARBIDE FG ROUND SHAPE ISO# 500 - 314 - 001 - 001 - 014 | DENTAL GENERAL SUPPLIES
14472 | 4215161432100 | BUR TUNGSTEN CARBIDE FG ROUND SHAPE ISO# 500 - 314 - 001 - 001 - 016 | DENTAL GENERAL SUPPLIES
14473 | 4215180602400 | BUR CARBIDE FG ROUND SIZE 1.8 MM ISO# 500 - 314 - 001 - 001 - 018 | DENTAL GENERAL SUPPLIES
14474 | 4215161432200 | BUR CARBIDE FG ROUND SIZE 2.3 MM ISO# 500 - 314 - 001 - 001 - 023 | DENTAL GENERAL SUPPLIES
14475 | 4215161432300 | BUR TUNGSTEN CARBIDE FG ROUND COARSE ISO# 500 - 314 - 001 - 001 - 027 | DENTAL GENERAL SUPPLIES
14476 | 4215161432400 | BUR TUNGSTEN CARBIDE FG ROUND COARSE ISO# 500 - 314 - 001 - 003 - 018 | DENTAL GENERAL SUPPLIES
14477 | 4215161432500 | BUR TUNGSTEN CARBIDE FG ROUND COARSE ISO# 500 - 314 - 001 - 003 - 023 | DENTAL GENERAL SUPPLIES
14478 | 4215161432600 | BUR TUNGSTEN CARBIDE FG FINISHING ROUND ISO# 500 - 314 - 001 - 071 - 012 | DENTAL GENERAL SUPPLIES
14479 | 4215180600500 | BUR CARBIDE FG ROUND FINISHING SIZE 1.4 MM ISO# 500 - 314 - 001 - 071 - 014 | DENTAL GENERAL SUPPLIES
14480 | 4215161432700 | BUR TUNGSTEN CARBIDE FG FINISHING ROUND ISO# 500 - 314 - 001 - 071 - 023 | DENTAL GENERAL SUPPLIES
14481 | 4215161432800 | BUR TUNGSTEN CARBIDE FG INVERTED CONE ISO# 500 - 314 - 010 - 001 - 006 | DENTAL GENERAL SUPPLIES
14482 | 4215161432900 | BUR CARBIDE FG INVERTED CONE ISO# 500 - 314 - 010 - 001 - 008 | DENTAL GENERAL SUPPLIES
14483 | 4215161433000 | BUR TUNGSTEN CARBIDE FG INVERTED CONE ISO# 500 - 314 - 010 - 001 - 010 | DENTAL GENERAL SUPPLIES
14484 | 4215161433100 | BUR TUNGSTEN CARBIDE FG INVERTED CONE ISO# 500 - 314 - 010 - 001 - 012 | DENTAL GENERAL SUPPLIES
14485 | 4215180602200 | BUR CARBIDE FG INVERTED CONE SIZE 1.4 MM ISO# 500 - 314 - 010 - 001 - 014 | DENTAL GENERAL SUPPLIES
14486 | 4215161433200 | BUR TUNGSTEN CARBIDE FG INVERTED CONE ISO# 500 - 314 - 010 - 001 - 016 | DENTAL GENERAL SUPPLIES
14487 | 4215161433300 | BUR TUNGSTEN CARBIDE FG INVERTED CONE ISO# 500 - 314 - 010 - 001 - 018 | DENTAL GENERAL SUPPLIES
14488 | 4215161433400 | BUR TUNGSTEN CARBIDE FG INVERTED CONE ISO# 500 - 314 - 010 - 006 - 010 | DENTAL GENERAL SUPPLIES
14489 | 4215161433500 | BUR TUNGSTEN CARBIDE FG SHORT CYLINDER ISO# 500 - 314 - 107 - 006 - 008 | DENTAL GENERAL SUPPLIES
14490 | 4215161433600 | BUR CARBIDE MULTIFLUTED LARGE FOR ORTHODONTIC USE ISO# 500 - 314 - 107 - 006 - 009 | DENTAL GENERAL SUPPLIES
14491 | 4215161433700 | BUR CARBIDE FG CYLINDER FLAT END SIZE 1 MM ISO# 500 - 314 - 107 - 006 - 010 | DENTAL GENERAL SUPPLIES
14492 | 4215161433800 | BUR CARBIDE FG CYLINDER FLAT END SIZE 1.2 MM ISO# 500 - 314 - 107 - 006 - 012 | DENTAL GENERAL SUPPLIES
14493 | 4215180604800 | BUR CARBIDE FG CYLINDER FLAT END SIZE 1.4 MM ISO# 500 - 314 - 107 - 006 - 014 | DENTAL GENERAL SUPPLIES
14494 | 4215161434000 | BUR TUNGSTEN CARBIDE FG SHORT CYLINDER ISO# 500 - 314 - 107 - 007 - 012 | DENTAL GENERAL SUPPLIES
14495 | 4215161434100 | BUR CARBIDE FG STRAIGHT FISSURE ISO# 500 - 314 - 107 - 008 - 012 | DENTAL GENERAL SUPPLIES
14496 | 4215161434200 | BUR TUNGSTEN CARBIDE FG LONG CYLINDER ISO# 500 - 314 - 110 - 006 - 010 | DENTAL GENERAL SUPPLIES
14497 | 4215180605200 | BUR CARBIDE FG CYLINDER FISSURE SHORT FLAT END SIZE 1 MM ISO# 500 - 314 - 110 - 007 - 010 | DENTAL GENERAL SUPPLIES
14498 | 4215180604900 | BUR CARBIDE FG CYLINDER FISSURE SHORT FLAT END SIZE 1.2 MM ISO# 500 - 314 - 110 - 007 - 012 | DENTAL GENERAL SUPPLIES
14499 | 4215161434300 | BUR CARBIDE FG CYLINDER ROUND END SIZE 1 MM ISO# 500 - 314 - 137 - 006 - 010 | DENTAL GENERAL SUPPLIES
14500 | 4215161434400 | BUR CARBIDE FG CYLINDER W/ROUNDED EDGE FINE ISO# 500 - 314 - 137 - 006 - 012 | DENTAL GENERAL SUPPLIES
14501 | 4215161434500 | BUR CARBIDE FG END CUTTING PERIO CROWN LENGTHENING SHORT SIZE 1 MM ISO# 500 - 314 - 150 - 001 - 010 | DENTAL GENERAL SUPPLIES
14502 | 4215161434600 | BUR CARBIDE FG CUTTING END ISO# 500 - 314 - 150 - 001 - 012 | DENTAL GENERAL SUPPLIES
14503 | 4215161434700 | BUR FINISHING FISSURE CYLINDER FINE FG ISO# 500 - 314 - 158 - 072 - 012 | DENTAL GENERAL SUPPLIES
14504 | 4215161434800 | BUR CARBIDE FG TAPER FISSURE ISO# 500 - 314 - 168 - 006 - 008 | DENTAL GENERAL SUPPLIES
14505 | 4215161434900 | BUR TUNGSTEN CARBIDE FG PLAIN FISSURE TAPER ISO# 500 - 314 - 168 - 006 - 010 | DENTAL GENERAL SUPPLIES
14506 | 4215161435000 | BUR TUNGSTEN CARBIDE FG FISSURE TAPER CROSSCUT FLAT END ISO# 500 - 314 - 168 - 007 - 009 | DENTAL GENERAL SUPPLIES
14507 | 4215161435100 | BUR TUNGSTEN CARBIDE FG TAPERED ISO# 500 - 314 - 168 - 007 - 010 | DENTAL GENERAL SUPPLIES
14508 | 4215161435200 | BUR TUNGSTEN CARBIDE FG FISSURE TAPER CROSSCUT FLAT END ISO# 500 - 314 - 168 - 007 - 012 | DENTAL GENERAL SUPPLIES
14509 | 4215161435300 | BUR TUNGSTEN CARBIDE FG FISSURE TAPER CROSSCUT FLAT END ISO# 500 - 314 - 168 - 007 - 016 | DENTAL GENERAL SUPPLIES
14510 | 4215161435400 | BUR TUNGSTEN CARBIDE FG FINISHING TAPER ISO# 500 - 314 - 168 - 072 - 010 | DENTAL GENERAL SUPPLIES
14511 | 4215161410400 | BUR CARBIDE FG TAPERED FLAT END ISO# 500 - 314 - 171 - 006 - 009 | DENTAL GENERAL SUPPLIES
14512 | 4215161410500 | BUR CARBIDE FG TAPERED FLAT END SIZE 1 MM ISO# 500 - 314 - 171 - 006 - 010 | DENTAL GENERAL SUPPLIES
14513 | 4215180605100 | BUR CARBIDE FG TAPERED FLAT END SIZE 1.2 MM ISO# 500 - 314 - 171 - 006 - 012 | DENTAL GENERAL SUPPLIES
14514 | 4215161435500 | BUR TUNGSTEN CARBIDE FG FISSURE TAPER CROSSCUT FLAT END ISO# 500 - 314 - 171 - 007 - 012 | DENTAL GENERAL SUPPLIES
14515 | 4215161435600 | BUR TUNGSTEN CARBIDE FG FISSURE TAPER PLAIN ROUND END ISO# 500 - 314 - 194 - 006 - 010 | DENTAL GENERAL SUPPLIES
14516 | 4215180605000 | BUR CARBIDE FG TAPERED ROUND END SIZE 1.2 MM ISO# 500 - 314 - 194 - 006 - 012 | DENTAL GENERAL SUPPLIES
14517 | 4215161435700 | BUR: TUNGSTEN CARBIDE FG (FRICTION GRIP) FLAT STRAIGHT FISSURE CROSSCUT (US#556) ISO# 500 - 314 - 107 - 007 - 008 | DENTAL GENERAL SUPPLIES
14518 | 4215161435800 | BUR CARBIDE FG TAPERED ROUND FINE SIZE 010 ISO 500 - 314 - 194 - 007 - 010 | DENTAL GENERAL SUPPLIES
14519 | 4215180602000 | BUR CARBIDE FG TAPERED FISSURE ROUND END SIZE 1.2 MM ISO# 500 - 314 - 194 - 007 - 012 | DENTAL GENERAL SUPPLIES
14520 | 4215161435900 | BUR CARBIDE FG TAPERED ROUND ULTRA FINE ISO# 500 - 314 - 194 - 007 - 016 | DENTAL GENERAL SUPPLIES
14521 | 4215161436000 | BUR TUNGSTEN CARBIDE FG TAPERED ROUND CROWN CUTTER ISO# 500 - 314 - 194 - 293 - 016 | DENTAL GENERAL SUPPLIES
14522 | 4215161436100 | BUR CARBIDE FG NON CUTTING SAFE END ISO# 500 - 314 - 219 - 295 - 016 | DENTAL GENERAL SUPPLIES
14523 | 4215180605400 | BUR CARBIDE FG PEAR SHORT SIZE 0.8 MM ISO# 500 - 314 - 232 - 001 - 008 | DENTAL GENERAL SUPPLIES
14524 | 4215161436200 | BUR TUNGSTEN CARBIDE FG PEAR ISO# 500 - 314 - 232 - 001 - 010 | DENTAL GENERAL SUPPLIES
14525 | 4215161436300 | BUR TUNGSTEN CARBIDE FG PEAR ISO# 500 - 314 - 232 - 001 - 012 | DENTAL GENERAL SUPPLIES
14526 | 4215161436400 | BUR CARBIDE FG PEAR LONG SIZE 0.8 MM ISO# 500 - 314 - 233 - 006 - 008 | DENTAL GENERAL SUPPLIES
14527 | 4215161436500 | BUR CARBIDE FG PEAR LONG SIZE 1 MM ISO# 500 - 314 - 234 - 006 - 010 | DENTAL GENERAL SUPPLIES
14528 | 4215161436600 | BUR CARBIDE FG PEAR LONG SIZE 1.4 MM ISO# 500 - 314 - 234 - 006 - 014 | DENTAL GENERAL SUPPLIES
14529 | 4215161436700 | BUR CARBIDE FG PEAR SHAPE ISO# 500 - 314 - 237 - 001 - 006 | DENTAL GENERAL SUPPLIES
14530 | 4215161436800 | BUR TUNGSTEN CARBIDE FG FINISHING LONG FLAME FINE ISO# 500 - 314 - 249 - 072 - 010 | DENTAL GENERAL SUPPLIES
14531 | 4215161436900 | BUR CARBIDE FG FLAME POINTED END FINISHING AMALGAM SIZE 1.4 MM ISO# 500 - 314 - 254 - 072 - 014 | DENTAL GENERAL SUPPLIES
14532 | 4215161437000 | BUR CARBIDE FG FLAME SHAPE FINE ISO# 500 - 314 - 254 - 072 - 018 | DENTAL GENERAL SUPPLIES
14533 | 4215161437100 | BUR TUNGSTEN CARBIDE FG GRENADE FINE ISO# 500 - 314 - 274 - 072 - 014 | DENTAL GENERAL SUPPLIES
14534 | 4215180602700 | BUR CARBIDE FG EGG FINISHING SIZE 1.6 MM ISO# 500 - 314 - 274 - 072 - 016 | DENTAL GENERAL SUPPLIES
14535 | 4215161437200 | BUR TUNGSTEN CARBIDE FG FLAME FISSURE ISO# 500 - 314 - 277 - 042 - 023 | DENTAL GENERAL SUPPLIES
14536 | 4215161437300 | BUR CARBIDE FG EGG FINISHING SIZE 1.3 MM ISO# 500 - 314 - 277 - 072 - 013 | DENTAL GENERAL SUPPLIES
14537 | 4215180605600 | BUR CARBIDE FG CYLINDRICAL TORPEDO FINISHING SIZE 1.2 MM ISO# 500 - 314 - 288 - 072 - 012 | DENTAL GENERAL SUPPLIES
14538 | 4215161437400 | BUR CARBIDE FG TAPER FISSURE ISO# 500 - 314 - 299 - 072 - 018 | DENTAL GENERAL SUPPLIES
14539 | 4215161437500 | BUR CARBIDE FG TAPERED FISSURE FLAT END SIZE 0.6 MM ISO# 500 - 314 - 168 - 006 - 006 | DENTAL GENERAL SUPPLIES
14540 | 4215161437600 | BUR CARBIDE FG TAPERED FISSURE FLAT END SIZE 1.2 MM ISO# 500 - 314 - 168 - 006 - 012 | DENTAL GENERAL SUPPLIES
14541 | 4215161437700 | BUR CARBIDE FG TAPERED FISSURE FLAT END SIZE 1.6 MM ISO# 500 - 314 - 168 - 006 - 016 | DENTAL GENERAL SUPPLIES
14542 | 4215161437800 | BUR TUNGSTEN CARBIDE FG FINISHING SHORT FLAME FINE ISO# 500 - 314 - 496 - 071 - 010 | DENTAL GENERAL SUPPLIES
14543 | 4215161437900 | BUR TUNGSTEN CARBIDE FG FINISHING FLAME FINE ISO# 500 - 314 - 496 - 071 - 012 | DENTAL GENERAL SUPPLIES
14544 | 4215161438000 | BUR CARBIDE FG CYLINDER FISSURE LONG FLAT END SIZE 1 MM ISO# 500 - 315 - 110 - 007 - 010 | DENTAL GENERAL SUPPLIES
14545 | 4215161438100 | BUR CARBIDE FG END CUTTING BUR PERIO CROWN LENGTHENING LONG SIZE 1 MM ISO# 500 - 315 - 150 - 001 - 010 | DENTAL GENERAL SUPPLIES
14546 | 4215180600700 | BUR CARBIDE FG ROUND LONG SHANK SIZE 0.8 MM ISO# 500 - 316 - 001 - 001 - 008 | DENTAL GENERAL SUPPLIES
14547 | 4215180605300 | BUR CARBIDE FG ROUND LONG SHANK SIZE 1 MM ISO# 500 - 316 - 001 - 001 - 010 | DENTAL GENERAL SUPPLIES
14548 | 4215161438200 | BUR CARBIDE FG LONG SHANK ROUND SIZE 3 ISO# 500 - 316 - 001 - 001 - 012 | DENTAL GENERAL SUPPLIES
14549 | 4215161438300 | BUR CARBIDE FG LONG SHANK ROUND SIZE 4 ISO# 500 - 316 - 001 - 001 - 014 | DENTAL GENERAL SUPPLIES
14550 | 4215161438400 | BUR TUNGSTEN CARBIDE FG TAPER FISSURE CROSS CUT LONG HEAD LONG SHANK (US#702 L) ISO# 500 - 316 - 107 - 007 | DENTAL GENERAL SUPPLIES
14551 | 4215161459300 | BUR SURGICAL LONG CROSSCUT TAPERED FISSURE FG ISO# 500 - 316 - 171 - 007 - 012 | DENTAL GENERAL SUPPLIES
14552 | 4215180601300 | BUR CARBIDE FG ISO# 500 - 316 - 171 - 296 - 010 | DENTAL GENERAL SUPPLIES
14553 | 4215161438500 | BUR POLISHER MOUNTED BULLET RUBBER BROWN ISO# 568 - 104 - 292 - 513 - 050 | DENTAL GENERAL SUPPLIES
14554 | 4215180508900 | BUR POLISHER LENS SHAPE FOR COMPOSITE RA ISO# 568 - 204 - 304 - 512 - 100 | DENTAL GENERAL SUPPLIES
14555 | 4215180507300 | DISC RUBBER DARK BROWN FOR CHROME COBALT POLISHING ISO# 618 - 900 - 372 - 534 - 220 | DENTAL GENERAL SUPPLIES
14556 | 4215161409600 | BUR STONE RA FLAME ARKANSAS SIZE 2.5 MM ISO# 635 - 204 - 243 - 505 - 025 | DENTAL GENERAL SUPPLIES
14557 | 4215161439400 | BUR STONE FG ROUND ARKANSAS SIZE 3 MM ISO# 635 - 314 - 001 - 505 - 030 | DENTAL GENERAL SUPPLIES
14558 | 4215161409400 | BUR STONE FG FLAME ROUND END SIZE 2.5 MM ISO# 635 - 314 - 243 - 505 - 025 | DENTAL GENERAL SUPPLIES
14559 | 4215161439500 | BUR STONE FG ARKANSAS SIZE 2.5 MM ISO# 635 - 314 - 288 - 504 - 025 | DENTAL GENERAL SUPPLIES
14560 | 4215161439600 | BUR POLISHER MOUNTED BULLET RUBBER BROWN ISO# 653 - 104 - 292 - 513 - 045 | DENTAL GENERAL SUPPLIES
14561 | 4215161439700 | BUR POLISHER MOUNTED FLAT WHEEL RUBBER BROWN ISO# 653 - 104 - 372 - 513 - 150 | DENTAL GENERAL SUPPLIES
14562 | 4215161439800 | BUR POLISHER COMPOFIX SUPER FINE ISO# 653 - 104 - 541 - 502 - 070 | DENTAL GENERAL SUPPLIES
14563 | 4215161439900 | BUR POLISHER UPOFIX - O SUPER COARSE B/R ISO# 653 - 104 - 543 - 242 - 210 | DENTAL GENERAL SUPPLIES
14564 | 4215161440000 | BUR POLISHER UPOFIX - V SUPER FINE Y/R ISO# 653 - 104 - 543 - 492 - 180 | DENTAL GENERAL SUPPLIES
14565 | 4215161440100 | BUR POLISHER UPOFIX - V SUPERFINE Y/R ISO# 653 - 104 - 543 - 492 - 210 | DENTAL GENERAL SUPPLIES
14566 | 4215161440200 | BUR POLISHER UPOFIX - IV FINE RED RING ISO# 653 - 104 - 543 - 502 - 180 | DENTAL GENERAL SUPPLIES
14567 | 4215161440300 | BUR POLISHER UPOFIX - III COARSE G/RING ISO# 653 - 104 - 543 - 522 - 180 | DENTAL GENERAL SUPPLIES
14568 | 4215161440400 | BUR POLISHER UPOFIX - III COARSE G/RING ISO# 653 - 104 - 543 - 522 - 210 | DENTAL GENERAL SUPPLIES
14569 | 4215161440600 | BUR POLISHER SILICON BROWN FRICTION GRIP ISO# 653 - 204 - 243 - 513 - 045 | DENTAL GENERAL SUPPLIES
14570 | 4215161440700 | BUR POLISHER WHEEL HEATLESS COARSE GRIT DIAMOND FOR GRINDING PORCELAIN ISO# 654 - 900 - 372 - 531 - 190 | DENTAL GENERAL SUPPLIES
14571 | 4215161441500 | BUR POLISHER MOUNTED LENTICULAR RUBBER GREEN ISO# 658 - 104 - 303 - 503 - 150 | DENTAL GENERAL SUPPLIES
14572 | 4215161441600 | BUR POLISHER MOUNTED FLAT WHEEL RUBBER BROWN ISO# 658 - 104 - 373 - 513 - 145 | DENTAL GENERAL SUPPLIES
14573 | 4215180509000 | BUR POLISHER FLAME SHAPE FOR COMPOSITE RA ISO# 658 - 204 - 243 - 502 - 030 | DENTAL GENERAL SUPPLIES
14574 | 4215180508700 | BUR POLISHER SPINDLE SHAPE FOR COMPOSITE RA ISO# 658 - 204 - 243 - 502 - 045 | DENTAL GENERAL SUPPLIES
14575 | 4215181000600 | BUR POLISHER UNIVERSAL RA ISO# 658 - 204 - 243 - 522 - 030 | DENTAL GENERAL SUPPLIES
14576 | 4215181000300 | BUR POLISHER UNIVERSAL RA ISO# 658 - 204 - 243 - 522 - 045 | DENTAL GENERAL SUPPLIES
14577 | 4215181000400 | BUR POLISHER UNIVERSAL RA ISO# 658 - 204 - 292 - 522 - 060 | DENTAL GENERAL SUPPLIES
14578 | 4215161441800 | BUR COMPOSITE POLISHER LENS SHAPE RA ISO# 658 - 204 - 303 - 513 - 100 | DENTAL GENERAL SUPPLIES
14579 | 4215181000500 | BUR POLISHER UNIVERSAL RA ISO# 658 - 204 - 303 - 522 - 100 | DENTAL GENERAL SUPPLIES
14580 | 4215180502600 | DISC RUBBER BROWN PRE - POLISHER FOR METAL ISO# 658 - 900 - 114 - 503 - 060 | DENTAL GENERAL SUPPLIES
14581 | 4215180506500 | BUR RUBBER POINTS BROWN PRE - POLISHER FOR METAL ISO# 658 - 900 - 114 - 513 - 060 | DENTAL GENERAL SUPPLIES
14582 | 4215180506400 | BUR RUBBER POINTS DARK BROWN FOR CHROME COBALT POLISHING ISO# 658 - 900 - 114 - 534 - 070 | DENTAL GENERAL SUPPLIES
14583 | 4215180509100 | BUR RUBBER WHEEL BROWN PRE - POLISHER FOR METAL ISO# 658 - 900 - 303 - 522 - 220 | DENTAL GENERAL SUPPLIES
14584 | 4215180509200 | BUR RUBBER WHEEL WHITE FOR PRECIOUS METAL POLISHING ISO# 658 - 900 - 303 - 522 - 220 | DENTAL GENERAL SUPPLIES
14585 | 4215180507200 | DISC RUBBER GREEN FOR HI - SHINE POLISH ISO# 658 - 900 - 372 - 503 - 220 | DENTAL GENERAL SUPPLIES
14586 | 4215180508500 | BUR POLISHER PORCELAIN 10/BOX ISO# 658 - 900 - 372 - 515 - 170 | DENTAL GENERAL SUPPLIES
14587 | 4215180507100 | DISC RUBBER PINK FOR PORCELAIN POLISH EXTRA FINE ISO# 658 - 900 - 372 - 515 - 220 | DENTAL GENERAL SUPPLIES
14588 | 4215180507000 | DISC RUBBER WHITE FOR PORCELAIN POLISH FINE ISO# 658 - 900 - 372 - 525 - 220 | DENTAL GENERAL SUPPLIES
14589 | 4215180508600 | BUR POLISHER BULLET SHAPE FOR COMPOSITE RA ISO# 685 - 204 - 243 - 512 - 045 | DENTAL GENERAL SUPPLIES
14590 | 4215161442200 | DISC SEPARATING DIAMOND ISO# 800 - 104 - 365 - 514 - 220 | DENTAL GENERAL SUPPLIES
14591 | 4215161442300 | BUR POLISHER WHEEL MIRROR FINISH WITH DIAMOND IMPREGNATION RUBBER GREEN ISO# 802 - 104 - 303 - 514 - 110 | DENTAL GENERAL SUPPLIES
14592 | 4215161442400 | BUR POLISHER WHEEL MIRROR FINISH WITH DIAMOND IMPREGNATION RUBBER GREEN ISO# 802 - 104 - 303 - 514 - 150 | DENTAL GENERAL SUPPLIES
14593 | 4215161442500 | BUR POLISHER WHEEL HEATLESS COARSE GRIT DIAMOND FOR GRINDING PORCELAIN ISO# 802 - 104 - 303 - 533 - 205 | DENTAL GENERAL SUPPLIES
14594 | 4215161442600 | DIS DIAMOND FLEXIBLE FOIL SUPERFINE ISO# 803 - 104 - 345 - 502 - 200 | DENTAL GENERAL SUPPLIES
14595 | 4215161442700 | BUR DIAMOND FG CYLINDER POINTED FINE - MEDIUM ISO# 805 - 314 - 130 - 524 - 012 | DENTAL GENERAL SUPPLIES
14596 | 4215161457000 | BUR DIAMOND FG CYLINDER FLAT END SHORT 2 MM MEDIUM COARSE SIZE 0.9 MM ISO# 805 - 314 - 232 - 524 - 009 | DENTAL GENERAL SUPPLIES
14597 | 4215161442800 | BUR TUNGSTEN CARBIDE FG INVERTED CONE SMALL ISO# 806 - 010 - 524 - 314 - 014 | DENTAL GENERAL SUPPLIES
14598 | 4215161459200 | BUR DIAMOND FG INVERTED CONE ISO# 806 - 104 - 014 - 524 - 023 | DENTAL GENERAL SUPPLIES
14599 | 4215161443100 | BUR DIAMOND FG MEDIUM ROUND ISO# 806 - 104 - 140 - 524 - 014 | DENTAL GENERAL SUPPLIES
14600 | 4215161443200 | BUR DIAMOND FG POINTED LONG ISO# 806 - 104 - 166 - 524 - 018 | DENTAL GENERAL SUPPLIES
14601 | 4215161443400 | DISC DIAMOND SEPAFLEX FINE RED RING ISO# 806 - 104 - 350 - 514 - 220 | DENTAL GENERAL SUPPLIES
14602 | 4215161443500 | DISC SEPARATOR PORCELAIN/DIAMOND SUPER FLEX DOUBLE SIDED 0.1 MM THICK WITH 3 MM COATING ISO# 806 - 104 - 355 - 514 - 220 | DENTAL GENERAL SUPPLIES
14603 | 4215161443600 | DISC DIAMOND FLEXIBLE LASERFLEX FINE ISO# 806 - 104 - 380 - 514 - 190 | DENTAL GENERAL SUPPLIES
14604 | 4215161443700 | DISC PLASTER MINI FINE RED RING ISO# 806 - 104 - 380 - 514 - 320 | DENTAL GENERAL SUPPLIES
14605 | 4215161443800 | BUR DIAMOND FG TAPERED TORPEDO COARSE ISO# 806 - 173 - 534 - 314 - 021 | DENTAL GENERAL SUPPLIES
14606 | 4215161443900 | BUR DIAMOND FG STRAIGHT FISSURE FLAT END SHORT SHANK ISO #806 - 313 - 107 - 524 - 012 | DENTAL GENERAL SUPPLIES
14607 | 4618200100400 | BUR DIAMOND FG TAPERED ROUND END SHORT SHANK MEDIUM COARSE SIZE 2.3 MM ISO# 806 - 313 - 197 - 524 - 014 | DENTAL GENERAL SUPPLIES
14608 | 4215161456900 | BUR DIAMOND FG TAPERED ROUND END SHORT SHANK SIZE 2.3 MM ISO# 806 - 313 - 197 - 534 - 023 | DENTAL GENERAL SUPPLIES
14609 | 4215161444000 | BUR DIAMOND FG ROUND FINISHING EXTRA FINE ISO# 806 - 314 - 001 - 504 - 018 | DENTAL GENERAL SUPPLIES
14610 | 4215161444100 | BUR DIAMOND FG ROUND FINE ISO# 806 - 314 - 001 - 514 - 018 | DENTAL GENERAL SUPPLIES
14611 | 4215161444200 | BUR DIAMOND FG ROUND MEDIUM COARSE SIZE 0.9 MM ISO# 806 - 314 - 001 - 524 - 009 | DENTAL GENERAL SUPPLIES
14612 | 4215161408900 | BUR DIAMOND FG ROUND MEDIUM COARSE SIZE 1.2 MM ISO# 806 - 314 - 001 - 524 - 012 | DENTAL GENERAL SUPPLIES
14613 | 4215161456800 | BUR DIAMOND FG ROUND MEDIUM COARSE SIZE 1.4 MM | DENTAL GENERAL SUPPLIES
14614 | 4215161409000 | BUR DIAMOND FG ROUND MEDIUM COARSE SIZE 1.8 MM | DENTAL GENERAL SUPPLIES
14615 | 4215161444300 | BUR DIAMOND FG ROUND ISO# 806 - 314 - 001 - 524 - 016 | DENTAL GENERAL SUPPLIES
14616 | 4215161456700 | BUR DIAMOND FG ROUND MEDIUM COARSE SIZE 2.3 MM ISO# 806 - 314 - 001 - 524 - 023 | DENTAL GENERAL SUPPLIES
14617 | 4215161444500 | BUR DIAMOND FG ROUND COARSE ISO# 806 - 314 - 001 - 534 - 018 | DENTAL GENERAL SUPPLIES
14618 | 4215161444600 | BUR DIAMOND FG ROUND SUPER COARSE ISO# 806 - 314 - 001 - 544 - 023 | DENTAL GENERAL SUPPLIES
14619 | 4215161444700 | BUR DIAMOND FG INVERTED CONE MEDIUM COARSE SIZE 1.0 MM ISO# 806 - 314 - 010 - 524 - 010 | DENTAL GENERAL SUPPLIES
14620 | 4215161444800 | BUR DIAMOND FG INVERTED CONE MEDIUM COARSE SIZE 1.4 MM ISO# 806 - 314 - 010 - 524 - 014 | DENTAL GENERAL SUPPLIES
14621 | 4215161444900 | BUR DIAMOND FG INVERTED CONE MEDIUM COARSE SIZE 1.8 MM ISO# 806 - 314 - 010 - 524 - 018 | DENTAL GENERAL SUPPLIES
14622 | 4215161456600 | BUR DIAMOND FG BARREL (DOUBLE CONE) MEDIUM COARSE SIZE 3.1 MM ISO# 806 - 314 - 038 - 524 - 031 | DENTAL GENERAL SUPPLIES
14623 | 4215161445000 | BUR DIAMOND FG DOUBLE CONE FINE - MEDIUM ISO# 806 - 314 - 038 - 524 - 033 | DENTAL GENERAL SUPPLIES
14624 | 4215161445100 | BUR DIAMOND FG DOUBLE CONE FINE - MEDIUM ISO# 806 - 314 - 039 - 524 - 037 | DENTAL GENERAL SUPPLIES
14625 | 4215161445200 | BUR DIAMOND FG WHEEL SHAPED ISO# 806 - 314 - 040 - 524 - 016 | DENTAL GENERAL SUPPLIES
14626 | 4215161456500 | BUR DIAMOND FG ROUND EDGE WHEEL MEDIUM COARSE SIZE 4.0 MM ISO# 806 - 314 - 068 - 524 - 040 | DENTAL GENERAL SUPPLIES
14627 | 4215161456400 | BUR DIAMOND FG ROUND EDGE WHEEL MEDIUM COARSE SIZE 5.5 MM ISO# 806 - 314 - 068 - 524 - 055 | DENTAL GENERAL SUPPLIES
14628 | 4215161445300 | BUR DIAMOND FG CYLINDER SHORT FLAT END MEDIUM COARSE SIZE 0.8 MM ISO# 806 - 314 - 107 - 524 - 008 | DENTAL GENERAL SUPPLIES
14629 | 4215161445400 | BUR DIAMOND FG CYLINDER FINE - MEDIUM ISO# 806 - 314 - 107 - 524 - 010 | DENTAL GENERAL SUPPLIES
14630 | 4215161456300 | BUR DIAMOND FG CYLINDER SHORT FLAT END MEDIUM COARSE SIZE 1.2 MM ISO# 806 - 314 - 107 - 524 - 012 | DENTAL GENERAL SUPPLIES
14631 | 4215161445500 | BUR DIAMOND FG STRAIGHT FISSURE ISO# 806 - 314 - 107 - 524 - 014 | DENTAL GENERAL SUPPLIES
14632 | 4215161456200 | BUR DIAMOND FG CYLINDER SHORT FLAT END MEDIUM COARSE SIZE 1.6 MM ISO# 806 - 314 - 107 - 524 - 016 | DENTAL GENERAL SUPPLIES
14633 | 4215161445600 | BUR DIAMOND FG SHORT STRAIGHT FISSURE FLAT END ISO# 806 - 314 - 110 - 524 - 014 | DENTAL GENERAL SUPPLIES
14634 | 4215161456100 | BUR DIAMOND FG CYLINDER LONG FLAT END MEDIUM COARSE SIZE 1.2 MM ISO# 806 - 314 - 111 - 524 - 012 | DENTAL GENERAL SUPPLIES
14635 | 4215161445700 | BUR DIAMOND FG LONG CYLINDER SUPER COARSE ISO# 806 - 314 - 111 - 544 - 014 | DENTAL GENERAL SUPPLIES
14636 | 4215161445800 | BUR DIAMOND FG CYLINDER POINTED COARSE ISO# 806 - 314 - 131 - 534 - 016 | DENTAL GENERAL SUPPLIES
14637 | 4215161445900 | BUR DIAMOND FG CYLINDER ROUND FINE - MEDIUM ISO# 806 - 314 - 137 - 524 - 012 | DENTAL GENERAL SUPPLIES
14638 | 4215161446000 | BUR DIAMOND FG CYLINDER ROUND FINE - MEDIUM ISO# 806 - 314 - 140 - 524 - 014 | DENTAL GENERAL SUPPLIES
14639 | 4618200100200 | BUR DIAMOND FG CYLINDER ROUND END MEDIUM COARSE SIZE 1.0 MM ISO# 806 - 314 - 141 - 524 - 010 | DENTAL GENERAL SUPPLIES
14640 | 4215161446100 | BUR DIAMOND FG CYLINDER ROUND END MEDIUM COARSE SIZE 1.2 MM ISO# 806 - 314 - 141 - 524 - 012 | DENTAL GENERAL SUPPLIES
14641 | 4215161456000 | BUR DIAMOND FG CYLINDER ROUND END MEDIUM COARSE SIZE 1.4 MM ISO# 806 - 314 - 141 - 524 - 014 | DENTAL GENERAL SUPPLIES
14642 | 4215161446200 | BUR DIAMOND FG LONG CYLINDER ISO# 806 - 314 - 158 - 524 - 010 | DENTAL GENERAL SUPPLIES
14643 | 4215161446300 | BUR DIAMOND FG LONG CYLINDER ISO# 806 - 314 - 158 - 524 - 012 | DENTAL GENERAL SUPPLIES
14644 | 4215161446400 | BUR DIAMOND FG POINTED FINE ISO# 806 - 314 - 159 - 514 - 010 | DENTAL GENERAL SUPPLIES
14645 | 4215161446500 | BUR DIAMOND FG TAPERED CUTTING EDGE 6MM POINTED END FINE ISO# 806 - 314 - 164 - 514 - 012 | DENTAL GENERAL SUPPLIES
14646 | 4215161446600 | BUR DIAMOND FG SHORT POINTED FINE - MEDIUM ISO# 806 - 314 - 164 - 524 - 012 | DENTAL GENERAL SUPPLIES
14647 | 4215161446700 | BUR DIAMOND FG SHORT POINTED COARSE ISO# 806 - 314 - 164 - 534 - 012 | DENTAL GENERAL SUPPLIES
14648 | 4215161446800 | BUR DIAMOND FG POINTED ISO# 806 - 314 - 165 - 524 - 010 | DENTAL GENERAL SUPPLIES
14649 | 4215161455900 | BUR DIAMOND FG TAPERED (NEEDLE) THIN MEDIUM COARSE SIZE 1.4 MM ISO# 806 - 314 - 165 - 524 - 014 | DENTAL GENERAL SUPPLIES
14650 | 4215161446900 | BUR DIAMOND FG POINTED COARSE ISO# 806 - 314 - 165 - 534 - 014 | DENTAL GENERAL SUPPLIES
14651 | 4215161447000 | BUR DIAMOND FG TAPERED FISSURE ISO# 806 - 314 - 166 - 534 - 018 | DENTAL GENERAL SUPPLIES
14652 | 4215161447100 | BUR DIAMOND FG TAPERED EXTRA FINE COARSE SIZE 1.4 MM ISO# 806 - 314 - 167 - 504 - 014 | DENTAL GENERAL SUPPLIES
14653 | 4215161447200 | BUR DIAMOND FG LONG POINTED FINE - MEDIUM ISO# 806 - 314 - 167 - 524 - 010 | DENTAL GENERAL SUPPLIES
14654 | 4215161447300 | BUR DIAMOND FG TAPERED FLAT END ISO# 806 - 314 - 168 - 524 - 012 | DENTAL GENERAL SUPPLIES
14655 | 4215161447400 | BUR DIAMOND FG TAPERED FINE - MEDIUM ISO# 806 - 314 - 168 - 524 - 014 | DENTAL GENERAL SUPPLIES
14656 | 4215161409100 | BUR DIAMOND FG TAPERED FLAT END SHORT MEDIUM COARSE SIZE 1.6 MM ISO# 806 - 314 - 171 - 524 - 016 | DENTAL GENERAL SUPPLIES
14657 | 4215161447500 | BUR DIAMOND FG TAPERED FLAT END MEDIUM COARSE SIZE 1.6 MM ISO# 806 - 314 - 173 - 524 - 016 | DENTAL GENERAL SUPPLIES
14658 | 4215161455800 | BUR DIAMOND FG TAPERED FLAT END MEDIUM COARSE SIZE 2.3 MM ISO# 806 - 314 - 173 - 524 - 023 | DENTAL GENERAL SUPPLIES
14659 | 4215161455700 | BUR DIAMOND FG TAPERED FLAT END LONG COARSE SIZE 1.8 MM ISO# 806 - 314 - 173 - 534 - 018 | DENTAL GENERAL SUPPLIES
14660 | 4215161459100 | BUR DIAMOND FG ISO# 806 - 314 - 175 - 514 - 012 | DENTAL GENERAL SUPPLIES
14661 | 4215161401000 | BUR DIAMOND FG ISO# 806 - 314 - 175 - 514 - 014 | DENTAL GENERAL SUPPLIES
14662 | 4215161447600 | BUR DIAMOND FG SHORT TAPERED ROUND ISO# 806 - 314 - 197 - 534 - 025 | DENTAL GENERAL SUPPLIES
14663 | 4215161447700 | BUR DIAMOND FG TAPERED ROUND EXTRA FINE ISO# 806 - 314 - 198 - 504 - 016 | DENTAL GENERAL SUPPLIES
14664 | 4215161455600 | BUR DIAMOND FG TAPERED ROUND END MEDIUM COARSE SIZE 1.0 MM ISO# 806 - 314 - 198 - 524 - 010 | DENTAL GENERAL SUPPLIES
14665 | 4215161447800 | BUR DIAMOND FG TAPERED ROUND ISO# 806 - 314 - 198 - 524 - 012 | DENTAL GENERAL SUPPLIES
14666 | 4215161455500 | BUR DIAMOND FG TAPERED ROUND END MEDIUM COARSE SIZE 1.4 MM ISO# 806 - 314 - 198 - 524 - 014 | DENTAL GENERAL SUPPLIES
14667 | 4215161455400 | BUR DIAMOND FG TAPERED ROUND END MEDIUM COARSE SIZE 1.6 MM ISO# 806 - 314 - 198 - 524 - 016 | DENTAL GENERAL SUPPLIES
14668 | 4215161447900 | BUR DIAMOND FG TAPERED ROUND FINE - MEDIUM ISO# 806 - 314 - 198 - 524 - 018 | DENTAL GENERAL SUPPLIES
14669 | 4215161448000 | BUR DIAMOND FG TAPER CUTTING LENGTH 8MM ROUND END ISO# 806 - 314 - 198 - 524 - 025 | DENTAL GENERAL SUPPLIES
14670 | 4215161448100 | BUR DIAMOND FG STRAIGHT FISSURE CHAMFER ISO# 806 - 314 - 198 - 534 - 016 | DENTAL GENERAL SUPPLIES
14671 | 4215161448200 | BUR DIAMOND FG TAPERED ROUND COARSE ISO# 806 - 314 - 198 - 534 - 018 | DENTAL GENERAL SUPPLIES
14672 | 4215161448300 | BUR DIAMOND FG TAPERED ROUND SUPER COARSE ISO# 806 - 314 - 198 - 544 - 016 | DENTAL GENERAL SUPPLIES
14673 | 4215161448400 | BUR DIAMOND FG TAPERED ROUND END MEDIUM COARSE SIZE 1.2 MM ISO# 806 - 314 - 199 - 524 - 012 | DENTAL GENERAL SUPPLIES
14674 | 4215161448500 | BUR DIAMOND FG TAPERED ROUND END MEDIUM COARSE SIZE 1.4 MM ISO# 806 - 314 - 199 - 524 - 014 | DENTAL GENERAL SUPPLIES
14675 | 4215161455300 | BUR DIAMOND FG TAPERED ROUND END MEDIUM COARSE SIZE 1.6 MM ISO# 806 - 314 - 199 - 524 - 016 | DENTAL GENERAL SUPPLIES
14676 | 4215161455200 | BUR DIAMOND FG TAPERED ROUND END MEDIUM COARSE SIZE 2.3 MM ISO# 806 - 314 - 199 - 524 - 023 | DENTAL GENERAL SUPPLIES
14677 | 4215161448600 | BUR DIAMOND FG TAPERED ROUND COARSE ISO# 806 - 314 - 199 - 534 - 012 | DENTAL GENERAL SUPPLIES
14678 | 4215161448700 | BUR DIAMOND FG TAPERED ELLIPSE COARSE ISO# 806 - 314 - 199 - 534 - 016 | DENTAL GENERAL SUPPLIES
14679 | 4618200100800 | BUR DIAMOND FG TAPERED ROUND END COARSE SIZE 1.8 MM ISO# 806 - 314 - 199 - 534 - 018 | DENTAL GENERAL SUPPLIES
14680 | 4215161409200 | BUR DIAMOND FG TAPERED ROUND END SUPER COARSE SIZE 1.6 MM ISO# 806 - 314 - 199 - 544 - 016 | DENTAL GENERAL SUPPLIES
14681 | 4215161448800 | BUR TUNGSTEN CARBIDE INVERTED CONE FG LARGE ISO# 806 - 314 - 225 - 524 - 018 | DENTAL GENERAL SUPPLIES
14682 | 4215161448900 | BUR DIAMOND FG PEAR FINE - MEDIUM ISO# 806 - 314 - 232 - 524 - 008 | DENTAL GENERAL SUPPLIES
14683 | 4215161449000 | BUR DIAMOND FG FLAME SHAPE FINE GRIT ISO# 806 - 314 - 245 - 514 - 012 | DENTAL GENERAL SUPPLIES
14684 | 4215161449100 | BUR DIAMOND FG FLAME FINE - MEDIUM ISO# 806 - 314 - 245 - 524 - 014 | DENTAL GENERAL SUPPLIES
14685 | 4215161455100 | BUR DIAMOND FG FLAME SUPER FINE SIZE 1.6 MM ISO# 806 - 314 - 249 - 504 - 016 | DENTAL GENERAL SUPPLIES
14686 | 4215161449200 | BUR DIAMOND FG FLAME MEDIUM COARSE SIZE 1.0 MM ISO# 806 - 314 - 249 - 524 - 010 | DENTAL GENERAL SUPPLIES
14687 | 4215161449300 | BUR DIAMOND FG FLAME MEDIUM COARSE SIZE 1.2 MM ISO# 806 - 314 - 249 - 524 - 012 | DENTAL GENERAL SUPPLIES
14688 | 4215161455000 | BUR DIAMOND FG FLAME MEDIUM COARSE SIZE 1.4 MM ISO# 806 - 314 - 249 - 524 - 014 | DENTAL GENERAL SUPPLIES
14689 | 4215161454900 | BUR DIAMOND FG FLAME MEDIUM COARSE SIZE 1.6 MM ISO# 806 - 314 - 249 - 524 - 016 | DENTAL GENERAL SUPPLIES
14690 | 4215161449400 | BUR DIAMOND FG FLAME SUPER COARSE ISO# 806 - 314 - 249 - 544 - 012 | DENTAL GENERAL SUPPLIES
14691 | 4215161454800 | BUR DIAMOND FG AMERICAN FOOTBALL MEDIUM COARSE SIZE 1.8 MM ISO# 806 - 314 - 257 - 524 - 018 | DENTAL GENERAL SUPPLIES
14692 | 4215161449500 | BUR DIAMOND FG EGG SHAPE MEDIUM ISO# 806 - 314 - 257 - 524 - 023 | DENTAL GENERAL SUPPLIES
14693 | 4215161449600 | BUR DIAMOND FG EGG SHAPE EXTRA FINE ISO# 806 - 314 - 277 - 504 - 023 | DENTAL GENERAL SUPPLIES
14694 | 4215161449700 | BUR DIAMOND FG FOOTBALL SHAPE ISO# 806 - 314 - 277 - 524 - 014 | DENTAL GENERAL SUPPLIES
14695 | 4215161449800 | BUR DIAMOND FG TAPERED FISSURE POINTED ISO# 806 - 314 - 167 - 514 - 010 | DENTAL GENERAL SUPPLIES
14696 | 4215161449900 | BUR DIAMOND FG PEAR MEDIUM COARSE SIZE 1.2 MM ISO# 806 - 314 - 288 - 524 - 012 | DENTAL GENERAL SUPPLIES
14697 | 4618200100600 | BUR DIAMOND FG CYLINDER TORPEDO MEDIUM COARSE SIZE 1.4 MM ISO# 806 - 314 - 289 - 524 - 014 | DENTAL GENERAL SUPPLIES
14698 | 4215161450100 | BUR DIAMOND FG TORPEDO COARSE ISO# 806 - 314 - 289 - 534 - 014 | DENTAL GENERAL SUPPLIES
14699 | 4215161450200 | BUR DIAMOND FG TAPERED TORPEDO ROUND END MEDIUM COARSE SIZE 1.2 MM ISO# 806 - 314 - 298 - 524 - 012 | DENTAL GENERAL SUPPLIES
14700 | 4215161450300 | BUR DIAMOND FG TAPERED TORPEDO ROUND END MEDIUM COARSE SIZE 1.8 MM ISO# 806 - 314 - 298 - 524 - 018 | DENTAL GENERAL SUPPLIES
14701 | 4215161450400 | BUR DIAMOND FG TORPEDO COARSE ISO# 806 - 314 - 298 - 534 - 021 | DENTAL GENERAL SUPPLIES
14702 | 4215161450500 | BUR DIAMOND FG TAPERED FISSURE LONG ISO# 806 - 314 - 496 - 524 - 012 | DENTAL GENERAL SUPPLIES
14703 | 4215161450600 | BUR DIAMOND FG TORPEDO FINE - MEDIUM ISO# 806 - 314 - 534 - 524 - 009 | DENTAL GENERAL SUPPLIES
14704 | 4215161450700 | BUR DIAMOND FG TAPERED FINE ISO# 806 - 314 - 544 - 524 - 025 | DENTAL GENERAL SUPPLIES
14705 | 4215161450800 | BUR DIAMOND TAPERED ISO# 806 - 314 - 545 - 524 - 016 | DENTAL GENERAL SUPPLIES
14706 | 4215161450900 | BUR DIAMOND TAPERED ISO# 806 - 314 - 545 - 524 - 018 | DENTAL GENERAL SUPPLIES
14707 | 4215161451000 | BUR DIAMOND FG TAPERED FINE ISO# 806 - 314 - 546 - 504 - 023 | DENTAL GENERAL SUPPLIES
14708 | 4215161451100 | BUR DIAMOND FG TAPERED FINE ISO# 806 - 314 - 546 - 514 - 023 | DENTAL GENERAL SUPPLIES
14709 | 4215161451200 | BUR DIAMOND FG DEPTH MARKING ISO# 806 - 314 - 552 - 524 - 021 | DENTAL GENERAL SUPPLIES
14710 | 4215161451300 | BUR DIAMOND FG TAPERED FINE ISO# 806 - 314 - 585 - 514 - 020 | DENTAL GENERAL SUPPLIES
14711 | 4215161451400 | BUR DIAMOND FG TAPERED FINE ISO# 806 - 314 - 585 - 514 - 024 | DENTAL GENERAL SUPPLIES
14712 | 4215161451500 | BUR DIAMOND FG TAPERED FINE ISO# 806 - 314 - 585 - 524 - 023 | DENTAL GENERAL SUPPLIES
14713 | 4215161451600 | BUR CARBIDE FG TAPER FISSURE LONG ISO# 806 - 315 - 551 - 534 - 014 | DENTAL GENERAL SUPPLIES
14714 | 4215161451700 | BUR TUNGSTEN CARBIDE FG ROUND COARSE EXTRA LONG ISO# 500 - 316 - 001 - 001 - 023 | DENTAL GENERAL SUPPLIES
14715 | 4215161451800 | BUR SINTERED DIAMOND TAPERED ROUND MICROFINE ISO# 807 - 104 - 198 - 524 - 029 | DENTAL GENERAL SUPPLIES
14716 | 4215161451900 | BUR SINTERED DIAMOND COARSE ISO# 807 - 104 - 198 - 534 - 033 | DENTAL GENERAL SUPPLIES
14717 | 4215161452000 | BUR SINTERED DIAMOND TAPERED ROUND MICROFINE ISO# 807 - 104 - 200 - 524 - 050 | DENTAL GENERAL SUPPLIES
14718 | 4215161452100 | BUR SINTERED DIAMOND MICROFINE ISO# 807 - 104 - 249 - 513 - 016 | DENTAL GENERAL SUPPLIES
14719 | 4215161452200 | BUR DIAMOND FG TAPERED CHAMFER ROUND WITH GUIDE PIN # 8856 P - 018 | DENTAL GENERAL SUPPLIES
14720 | 4215161452700 | DISC SEPARATING SILICONE CARBIDE SUPER THIN DOUBLE CUTTING SIZE 7/8 X 0.025 INCHES DIAMETER | DENTAL GENERAL SUPPLIES
14721 | 4215161452800 | DISC CUTTING METAL SIZE 22 X 0.3 MM FLEXURAL STRENGTH 2.5 N | DENTAL GENERAL SUPPLIES
14722 | 4215161452900 | DIS SEPARATING PORCELAIN SIZE 22 X 0.38 MM STRENGTH 4.5 N | DENTAL GENERAL SUPPLIES
14723 | 4215161453000 | BUR SINTERED DIAMOND SET | DENTAL GENERAL SUPPLIES
14724 | 4215161453100 | BUR: TUNGSTEN CARBIDE ASSORTED SHAPE AND SIZE SET FOR AESTHETIC COSMETIC TOOTH TREATMENT | DENTAL GENERAL SUPPLIES
14725 | 4215161454500 | BUR CARBIDE FG COARSE 18 FLUTED FOR REMOVAL OF ADHESIVE RESIDUE | DENTAL GENERAL SUPPLIES
14726 | 4215161453300 | BUR CARBIDE RA COARSE 12 FLUTED FOR REMOVAL OF ADHESIVE RESIDUE | DENTAL GENERAL SUPPLIES
14727 | 4215161453400 | BUR CARBIDE RA FINE 12 FLUTED FOR REMOVAL OF ADHESIVE RESIDUE | DENTAL GENERAL SUPPLIES
14728 | 4215161405400 | BUR DIAMOND FG SET FOR PORCELAIN LAMINATED VENEER PREPARATION NOT LESS THAN 6 BURS ISO# 834 - 314 - 021834 - 314 - 0166844 - 314 - 0166844 - 314 - 014 H 133 U F 314010852 EF - 314 - 014955 EF - 314 - 008379 EF - 314 - 023 | DENTAL GENERAL SUPPLIES
14729 | 4215161453500 | BUR ORTHODONTIC FINISHING/POLISHING/HIGH LUSTRE KIT | DENTAL GENERAL SUPPLIES
14730 | 4215161453600 | BUR POLISHER SILICONE BROWN ISO# 104 - 9610 - 104 - 045 | DENTAL GENERAL SUPPLIES
14731 | 4215161453700 | BUR DIAMOND FG ENDO ACCESS TAPERED ROUND END COARSE SIZE LARGE 21 MM | DENTAL GENERAL SUPPLIES
14732 | 4215150000400 | BUR 848 FG DIAMOND BUR FLAT END TAPER HEAD #ISO 806 - 314 - 173 - 524 - 016 | DENTAL GENERAL SUPPLIES
14733 | 4215150000900 | BUR EXCAVATING CROSSCUT FISSURE FG #558 ISO 500 - 314 - 107 - 007 - 012 | DENTAL GENERAL SUPPLIES
14734 | 4215150001900 | BUR EXCAVATING ROUND FG #2 ISO 500 - 314 - 001 - 003 - 010 | DENTAL GENERAL SUPPLIES
14735 | 4215150002000 | BUR EXCAVATING ROUND HP #1 ISO 500 - 104 - 001 - 001 - 008 | DENTAL GENERAL SUPPLIES
14736 | 4215150002100 | BUR EXCAVATING ROUND HP #2 ISO 500 - 104 - 001 - 001 - 010 | DENTAL GENERAL SUPPLIES
14737 | 4215150002200 | BUR EXCAVATING ROUND HP #3 ISO 500 - 104 - 001 - 001 - 012 | DENTAL GENERAL SUPPLIES
14738 | 4215150002300 | BUR EXCAVATING ROUND HP #4 ISO 500 - 104 - 001 - 001 - 014 | DENTAL GENERAL SUPPLIES
14739 | 4215150002400 | BUR EXCAVATING ROUND HP #5 ISO 500 - 104 - 001 - 001 - 016 | DENTAL GENERAL SUPPLIES
14740 | 4215150002500 | BUR EXCAVATING ROUND HP #6 ISO 500 - 104 - 001 - 001 - 018 | DENTAL GENERAL SUPPLIES
14741 | 4215150002600 | BUR EXCAVATING ROUND HP #7 ISO 500 - 104 - 001 - 001 - 021 | DENTAL GENERAL SUPPLIES
14742 | 4215150003000 | BUR FINISHING EXTRA LONG TAPER FG # 7642 | DENTAL GENERAL SUPPLIES
14743 | 4215150039400 | BUR EXCAVATING CROSSCUT FISSURE TAPER RA ISO 500 - 204 - 168 - 007 - 008 | DENTAL GENERAL SUPPLIES
14744 | 4215150039500 | BUR EXCAVATING CROSSCUT FISSURE TAPER RA ISO 500 - 204 - 168 - 007 - 010 | DENTAL GENERAL SUPPLIES
14745 | 4215150039600 | BUR EXCAVATING CROSSCUT FISSURE TAPER RA ISO 500 - 204 - 168 - 007 - 014 | DENTAL GENERAL SUPPLIES
14746 | 4215150039700 | BUR EXCAVATING CROSSCUT FISSURE TAPER RA ISO 500 - 204 - 168 - 007 - 016 | DENTAL GENERAL SUPPLIES
14747 | 4215150039800 | BUR EXCAVATING CROSSCUT FISSURE TAPER RA ISO 500 - 204 - 168 - 007 - 018 | DENTAL GENERAL SUPPLIES
14748 | 4215150039900 | BUR EXCAVATING CROSSCUT FISSURE TAPER RA ISO 500 - 204 - 168 - 007 - 021 | DENTAL GENERAL SUPPLIES
14749 | 4215150040000 | BUR EXCAVATING CROSSCUT FISSURE TAPER RA ISO 500 - 204 - 168 - 007 - 023 | DENTAL GENERAL SUPPLIES
14750 | 4215150058800 | BUR DIAMOND FG ROUND ISO 806 - 314 - 171 - 524 - 014 | DENTAL GENERAL SUPPLIES
14751 | 4215150084100 | BUR EXCAVATING CROSSCUT FISSURE STRAIGHT HP #559 ISO 500 - 104 - 107 - 007 - 014 | DENTAL GENERAL SUPPLIES
14752 | 4215150084200 | BUR EXCAVATING CROSSCUT FISSURE STRAIGHT RA #55710 ISO 500 - 204 - 107 - 007 - 010 | DENTAL GENERAL SUPPLIES
14753 | 4215150086800 | BUR EXCAVATING CROSSCUT FISSURE STRAIGHT RA # 5586 ISO 500 - 204 - 107 - 007 - 012 | DENTAL GENERAL SUPPLIES
14754 | 4215180606200 | BUR ROUND OPERATIVE FRICTION GRIP #8 DIAMETER=2.3 MM LWH=1.7 MM | DENTAL GENERAL SUPPLIES
14755 | 4215161478700 | BUR CARBIDE AND ENDODONTIC LENGTH CARBIDE FRICTION GRIP (FG) BUR CARBIDE LENGTH 2 DIAMETER 1 MM LWH 0.7 MM | DENTAL GENERAL SUPPLIES
14756 | 4215161478600 | BUR ROUND OPERATIVE RIGHT ANGLE #6 DIAMETER 1.8 MM LWH 1.3 MM | DENTAL GENERAL SUPPLIES
14757 | 4215161478500 | BUR ROUND OPERATIVE FRICTION GRIP (FG) #1/4 DIAMETER 0.5 MM LWH 0.4 MM | DENTAL GENERAL SUPPLIES
14758 | 4215161478400 | BUR ROUND OPERATIVE FRICTION GRIP (FG) #1/2 DIAMETER 0.9 MM LWH 0.9 MM | DENTAL GENERAL SUPPLIES
14759 | 4215161478300 | NEEDLE TRIMMING AND FINISHING FRICTION GRIP (FG) BUR #7901 DIAMETER 0.9 MM LWH 3.8 MM | DENTAL GENERAL SUPPLIES
14760 | 4215161478200 | NEEDLE TRIMMING AND FINISHING FRICTION GRIP (FG) BUR # 9903 DIAMETER 1.3 MM LWH 3.8 MM | DENTAL GENERAL SUPPLIES
14761 | 4215161478100 | INVERTED CONE BUR OPERATIVE FRICTION GRIP (FG) #34 DIAMETER 0.8 MM LWH 0.6 MM | DENTAL GENERAL SUPPLIES
14762 | 4215161477800 | EGG TRIMMING AND FINISHING FRICTION GRIP (FG) BUR # 7404 DIAMETER 1.4 MM LWH 2.7 MM | DENTAL GENERAL SUPPLIES
14763 | 4215161477700 | EGG TRIMMING AND FINISHING FRICTION GRIP (FG) BUR #7406 DIAMETER 1.8 MM LWH 3.5 MM | DENTAL GENERAL SUPPLIES
14764 | 4215161477600 | DENTAL BURS DIAMOND CUT CARBIDE ISO 850 - 104 - 198 - 524 - 023 | DENTAL GENERAL SUPPLIES
14765 | 4215161477500 | DENTAL BURS DIAMOND CUT CARBIDE ISO 850 - 104 - 198 - 524 - 016 | DENTAL GENERAL SUPPLIES
14766 | 4215161477400 | BULLET TRIMMING AND FINISHING FRICTION GRIP (FG) BUR # 9803 DIAMETER 1.2 MM LWH( 3 -3.8) MM | DENTAL GENERAL SUPPLIES
14767 | 4215161477300 | BULLET TRIMMING AND FINISHING FRICTION GRIP (FG) BUR # 7802 DIAMETER 1 MM LWH 3.8 MM | DENTAL GENERAL SUPPLIES
14768 | 4215161477200 | BUR AMALGAM CARBIDE OPERATIVE FRICTION GRIP (FG) #245 DIAMETER 0.9 MM LWH 2.8 MM - 15052 | DENTAL GENERAL SUPPLIES
14769 | 4215161477100 | BUR PEAR SHAPER OPERATIVE FRICTION GRIP SHORT SHANK #330 DIAMETER 0.8 MM LWH 1.6 MM | DENTAL GENERAL SUPPLIES
14770 | 4215161476900 | BUR STRAIGHT FLAT END CROSSCUT FISSURE OPERATIVE FRICTION GRIP #557L DIAMETER 1 MM LWH5 MM | DENTAL GENERAL SUPPLIES
14771 | 4215161476800 | BUR STRAIGHT FLAT END CROSSCUT FISSURE OPERATIVE FRICTION GRIP # 558L DIAMETER 1.2 MM LWH 5 MM | DENTAL GENERAL SUPPLIES
14772 | 4215161475300 | BUR SURGICAL AND ENDODONTIC LENGTH CARBIDE RIGHT ANGLE BUR SURGICAL LENGTH 8 DIAMETER 2.3 MM | DENTAL GENERAL SUPPLIES
14773 | 4215161475200 | BUR SURGICAL AND ENDODONTIC LENGTH CARBIDE RIGHT ANGLE BUR SURGICAL LENGTH 6 DIAMETER 1.8 MM ISO (500 - 205 - 001 - 003 - 018) | DENTAL GENERAL SUPPLIES
14774 | 4215161475100 | BUR SURGICAL AND ENDODONTIC LENGTH CARBIDE RIGHT ANGLE BUR SURGICAL LENGTH 4 DIAMETER 1.4 MM | DENTAL GENERAL SUPPLIES
14775 | 4215161474900 | BUR SURGICAL AND ENDODONTIC LENGTH CARBIDE FRICTION GRIP BUR SURGICAL LENGTH 4 DIAMETER 1.4 MM LWH0.8 MM | DENTAL GENERAL SUPPLIES
14776 | 4215161474800 | BUR ROUND OPERATIVE RIGHT ANGLE # 4 DIAMETER 1.4 MM LWH0.9 MM | DENTAL GENERAL SUPPLIES
14777 | 4215161474700 | BUR ROUND OPERATIVE FRICTION GRIP #2 DIAMETER 1 MM LWH0.7 MM | DENTAL GENERAL SUPPLIES
14778 | 4215161474600 | BUR EXTRA LONG TAPER TRIMMING AND FINISHING FRICTION GRIP #7664 DIAMETER 1.5 MM LWH 6.8 MM | DENTAL GENERAL SUPPLIES
14779 | 4215161474500 | BUR SURGICAL AND ENDODONTIC LENGTH CARBIDE FRICTION GRIP BUR SURGICAL LENGTH 6 DIAMETER 1.8 MM LWH1.3 MM | DENTAL GENERAL SUPPLIES
14780 | 4215161474400 | BUR ROUND OPERATIVE RIGHT ANGLE #5 DIAMETER 1.6 MM LWH 1.1 MM | DENTAL GENERAL SUPPLIES
14781 | 4215161474300 | BUR ROUND OPERATIVE FRICTION GRIP#4 DIAMETER 1.4 MM LWH0.9 MM | DENTAL GENERAL SUPPLIES
14782 | 4215161474200 | BUR ROUND OPERATIVE FRICTION GRIP #6 DIAMETER 1.8 MM LWH 1.3 MM | DENTAL GENERAL SUPPLIES
14783 | 4215161474100 | BUR PEAR SHAPER OPERATIVE FRICTION GRIP #331 DIAMETER 1 MM LWH1.8 MM | DENTAL GENERAL SUPPLIES
14784 | 4215161474000 | STRAIGHT FLAT END CROSSCUT FISSURE OPERATIVE FRICTION GRIP BUR # 557 DIAMETER 1 MM LWH 3.8 MM | DENTAL GENERAL SUPPLIES
14785 | 4215161463700 | BUR ROUND OPERATIVE RIGHT ANGLE #8 DIAMETER 2.3 MM LWH 1.7 MM | DENTAL GENERAL SUPPLIES
14786 | 4215161460600 | BUR SURGICAL AND ENDODONTIC LENGTH CARBIDE FRICTION GRIP BUR SURGICAL LENGTH #8 DIAMETER =2.3 MM LWH=1.6 MM | DENTAL GENERAL SUPPLIES
14787 | 4215161463500 | BUR SURGICAL CARBIDE HP LONG NECK ROUND ISO NO: 500 104 697 001-023 | DENTAL GENERAL SUPPLIES
14788 | 4215161463400 | BUR SURGICAL CARBIDE HP LONG NECK FISSURE ISO NO: 500 104 415 007-016 | DENTAL GENERAL SUPPLIES
14789 | 4215161410800 | BUR DIAMOND ENDO ACCESS TAPERED ROUND END 21 MM FG (FRICTION GRIP) COARSE SZ SMALL | DENTAL GENERAL SUPPLIES
14790 | 4215161410700 | BUR DIAMOND ENDO ACCESS TAPERED ROUND END 21 MM FG (FRICTION GRIP) COARSE SZ MEDIUM | DENTAL GENERAL SUPPLIES
14791 | 4215150110100 | BUR: CARBIDE FG (FRICTION GRIP) COARSE 12 FLUTED TAPER SHAPED FOR OF ADHESIVE RESIDUE | DENTAL GENERAL SUPPLIES
14792 | 4215150110000 | BUR: CARBIDE FG (FRICTION GRIP) COARSE 12 FLUTED FLAME SHAPED FOR OF ADHESIVE RESIDUE | DENTAL GENERAL SUPPLIES
14793 | 4215150109800 | ENDODONTICS ULTRASONIC PULP CHAMBER FLOOR TIP M3 X 0.6 MM START - X 5. SATELEC TYPE | DENTAL GENERAL SUPPLIES
14794 | 4215150101600 | BUR: STONE FG (FRICTION GRIP) COARSE TAPER SHAPE FOR REMOVAL OF ADHESIVE RESIDUE | DENTAL GENERAL SUPPLIES
14795 | 4215150101500 | BUR: STONE FG (FRICTION GRIP) COARSE FLAME SHAPE FOR REMOVAL OF ADHESIVE RESIDUE | DENTAL GENERAL SUPPLIES
14796 | 4215150098800 | BUR: STONE FG (FRICTION GRIP) COARSE ROUND SHAPE FOR REMOVAL OF ADHESIVE RESIDUE | DENTAL GENERAL SUPPLIES
14797 | 4215150095400 | BUR CARBIDE FG (FRICTION GRIP) EXTRA LONG TAPER #ISO 500 - 314 - 198 - 072 - 014 | DENTAL GENERAL SUPPLIES
14798 | 4215150086000 | DIAMOND BURS:879 L HP #ISO 806 - 104 - 266 - 524 - 060 | DENTAL GENERAL SUPPLIES
14799 | 4215150085900 | DIAMOND BURS:854 L HP # ISO 806 - 104 - 184 - 524 - 040 | DENTAL GENERAL SUPPLIES
14800 | 4215150085800 | DIAMOND BURS:805 L HP # ISO 806 - 104 - 012 - 524 - 027 | DENTAL GENERAL SUPPLIES
14801 | 4215150082300 | BUR CARBIDE FG (FRICTION GRIP) ROUND #ISO 500 - 314 - 001 - 001 - 021 | DENTAL GENERAL SUPPLIES
14802 | 4215150075900 | DIAMOND BUR 822 HP 150 ISO 806 - 104 - 042 - 524 - 060 | DENTAL GENERAL SUPPLIES
14803 | 4215150075800 | DIAMOND BUR 801 HP 150 ISO 806 - 104 - 001 - 524 - 021 | DENTAL GENERAL SUPPLIES
14804 | 4215150075500 | DIAMOND BUR - 847 D FG (FRICTION GRIP) ISO 806 - 314 - 177 - 524 - 016 | DENTAL GENERAL SUPPLIES
14805 | 4215150069100 | DIAMOND BUR BEVELED CYLINDER TIP MEDIUM GRIT 879 HP ISO (807 - 104 - 266 - 524 - 050) | DENTAL GENERAL SUPPLIES
14806 | 4215150069000 | DIAMOND BUR - 850 HP ISO 806 - 104 - 198 - 524 - 040 | DENTAL GENERAL SUPPLIES
14807 | 4215150068900 | DIAMOND BUR - 825 HP ISO 806 - 104 - 304 - 524 - 023 | DENTAL GENERAL SUPPLIES
14808 | 4215150068700 | DIAMOND BUR - 801 HP ISO: 806 - 104 - 001 - 524 - 021 | DENTAL GENERAL SUPPLIES
14809 | 4215150065000 | LONG SHANK ROUND ENDODONTICS MULLER BUR LATCH TYPE 18 MM LENGTH .09 MM HEAD SIZE SIZE 1 | DENTAL GENERAL SUPPLIES
14810 | 4215150049500 | BUR FISSURE TAPER PLAIN ROUND END FG (FRICTION GRIP) # 1171 L HEAD SIZE 0.12 MM | DENTAL GENERAL SUPPLIES
14811 | 4215150049400 | BUR FISSURE TAPER PLAIN ROUND END FG (FRICTION GRIP) # 1171 L HEAD SIZE 0.10 MM | DENTAL GENERAL SUPPLIES
14812 | 4215150046600 | BUR CARBIDE FG (FRICTION GRIP) FISSURE TAPER CROSSCUT FLAT END #ISO 500 - 314 - 171 - 007 - 010 | DENTAL GENERAL SUPPLIES
14813 | 4215150046500 | BUR CARBIDE FG (FRICTION GRIP) FISSURE TAPER CROSSCUT FLAT END #ISO 500 - 314 - 171 - 007 - 009 | DENTAL GENERAL SUPPLIES
14814 | 4215150046400 | BUR CARBIDE FG (FRICTION GRIP) FISSURE TAPER CROSSCUT FLAT END ISO 500 - 314 - 168 - 007 - 021 | DENTAL GENERAL SUPPLIES
14815 | 4215150046300 | BUR CARBIDE FG (FRICTION GRIP) FINISHING ROUND #ISO 500 - 314 - 001 - 071 - 027 | DENTAL GENERAL SUPPLIES
14816 | 4215150046200 | BUR CARBIDE FG (FRICTION GRIP) FINISHING ROUND #ISO 500 - 314 - 001 - 071 - 018 | DENTAL GENERAL SUPPLIES
14817 | 4215150046100 | BUR CARBIDE FG (FRICTION GRIP) FINISHING ROUND #ISO NO: 500 - 314 - 001 - 071 - 010 | DENTAL GENERAL SUPPLIES
14818 | 4215150038000 | BUR CARBIDE FG (FRICTION GRIP) FINISHING INVERTED TAPER #ISO 500 - 314 - 234 - 072 - 014 | DENTAL GENERAL SUPPLIES
14819 | 4215150037900 | BUR CARBIDE FG (FRICTION GRIP) FINISHING INVERTED TAPER #ISO 500 - 314 - 234 - 072 - 012 | DENTAL GENERAL SUPPLIES
14820 | 4215150037800 | BUR CARBIDE FG (FRICTION GRIP) EGG #ISO 500 - 314 - 277 - 072 - 023 | DENTAL GENERAL SUPPLIES
14821 | 4215150037700 | BUR CARBIDE FG (FRICTION GRIP) EGG #ISO 500 - 314 - 277 - 072 - 018 | DENTAL GENERAL SUPPLIES
14822 | 4215150036200 | BUR CARBIDE FG (FRICTION GRIP) BULLET #ISO 500 - 314 - 195 - 071 - 012 | DENTAL GENERAL SUPPLIES
14823 | 4215150036100 | BUR CARBIDE FG (FRICTION GRIP) BULLET #ISO 500 - 314 - 195 - 071 - 010 | DENTAL GENERAL SUPPLIES
14824 | 4215150036000 | BUR CARBIDE FG (FRICTION GRIP) BULLET #ISO 500 - 314 - 195 - 071 - 009 | DENTAL GENERAL SUPPLIES
14825 | 4215150003600 | BUR INVERTED CONE RA # 37 L ISO 500 - 204 - 010 - 001 - 014 | DENTAL GENERAL SUPPLIES
14826 | 4215150003500 | BUR INVERTED CONE FG (FRICTION GRIP) # 37 L ISO 500 - 314 - 010 - 001 - 014 | DENTAL GENERAL SUPPLIES
14827 | 4215150000800 | DIAMOND NEEDLE FINE BUR 890 F 150 NO : 806-314-160-514-012 | DENTAL GENERAL SUPPLIES
14828 | 4215150000700 | DIAMOND FRICTION GRIP (FG) FINE NEEDLE MEDIUM BUR 859 L 150 NO : 806-314-167-524-014 | DENTAL GENERAL SUPPLIES
14829 | 4215150000600 | DIAMOND FRICTION GRIP (FG) NEEDLE TAPERED EXTRA FINE BUR 859 C 150 NO: 806 314 166 504 016 | DENTAL GENERAL SUPPLIES
14830 | 4215150115800 | BUR: CARBIDE LATCHED COARSE 12 FLUTED FLAME SHAPED FOR OF ADHESIVE RESIDUE | DENTAL GENERAL SUPPLIES
14831 | 4215150106600 | BUR: STONE LATCHED COARSE CYLINDRICAL SHAPE FOR REMOVAL OF ADHESIVE RESIDUE | DENTAL GENERAL SUPPLIES
14832 | 4215150104500 | BUR: STONE LATCHED COARSE TAPER SHAPE FOR REMOVAL OF ADHESIVE RESIDUE | DENTAL GENERAL SUPPLIES
14833 | 4215150104400 | BUR: STONE LATCHED COARSE FLAME SHAPE FOR REMOVAL OF ADHESIVE RESIDUE | DENTAL GENERAL SUPPLIES
14834 | 4215150100700 | BUR: STONE LATCHED COARSE ROUND SHAPE FOR REMOVAL OF ADHESIVE RESIDUE | DENTAL GENERAL SUPPLIES
14835 | 4215150099900 | BUR CARBIDE HP FLAT END TAPER CUTTERS #ISO 500 - 104 - 171 - 006 - 016 | DENTAL GENERAL SUPPLIES
14836 | 4215150093900 | BUR CARBIDE HP DOMED FISSURE CUTTERS #ISO 500 - 104 - 137 - 190 - 023 | DENTAL GENERAL SUPPLIES
14837 | 4215150093600 | BUR CARBIDE RA INVERTED CONE ISO NO: 500204010001 - 012 | DENTAL GENERAL SUPPLIES
14838 | 4215150089600 | BUR CARBIDE HP CUTTERS #ISO 500 - 104 - 225 - 190 - 023 | DENTAL GENERAL SUPPLIES
14839 | 4215150082600 | BUR CARBIDE RA LARGE/BIG ROUND FOR IMPLANT 3.1 MM ISO 500 - 204 - 001 - 001 - 031 | DENTAL GENERAL SUPPLIES
14840 | 4215150075300 | HIGH SPEED FG INTERPROXIMAL KIT INCLUDES 2 X MEDIUM GRIT LONG 2 X FINE GRIT LONG 2 X MEDIUM GRIT SHORT 2 X FINE GRIT SHORT 2 X FINE GRIT MOSQUITO AND BUR BLOCK AUTOCLAVABLE | DENTAL GENERAL SUPPLIES
14841 | 4215150074900 | BUR: DIAMOND INTERPROXIMAL CORROSIVE GRIT SHORT 0.39 MM SAFE TIP | DENTAL GENERAL SUPPLIES
14842 | 4215150072000 | BUR EXCAVATING CROSSCUT FISSURE TC FG #559 ISO 500 - 314 - 107 - 007 - 014 | DENTAL GENERAL SUPPLIES
14843 | 4215150071700 | BUR: DIAMOND INTERPROXIMAL CORROSIVE GRIT LONG 0.39 MM SAFE TIP | DENTAL GENERAL SUPPLIES
14844 | 4215150063400 | BUR CARBIDE HP ROUND CUTTERS #ISO 500 - 104 - 001 - 178 - 050 | DENTAL GENERAL SUPPLIES
14845 | 4215150063300 | BUR CARBIDE HP ROUND CUTTERS #ISO 500 - 104 - 001 - 175 - 050 | DENTAL GENERAL SUPPLIES
14846 | 4215150059400 | BUR CARBIDE HP CUTTERS #ISO 500 - 104 - 201 - 190 - 060 | DENTAL GENERAL SUPPLIES
14847 | 4215150059300 | BUR CARBIDE HP CUTTERS #ISO 500 - 104 - 194 - 225 - 070 | DENTAL GENERAL SUPPLIES
14848 | 4215150059200 | BUR CARBIDE HP CUTTERS #ISO 500 - 104 - 194 - 194 - 050 | DENTAL GENERAL SUPPLIES
14849 | 4215150059100 | BUR CARBIDE HP CUTTERS ISO 500 - 104 - 194 - 194 - 040 | DENTAL GENERAL SUPPLIES
14850 | 4215150059000 | BUR CARBIDE HP CUTTERS #ISO 500 - 104 - 116 - 019 - 023 | DENTAL GENERAL SUPPLIES
14851 | 4215150058900 | BUR CARBIDE RA ROUND ISO NO: 500204001001 - 018 | DENTAL GENERAL SUPPLIES
14852 | 4215150055300 | BUR CARBIDE RA ROUND ISO NO: 500204001001 - 012 | DENTAL GENERAL SUPPLIES
14853 | 4215150035900 | BUR SURGICAL STEEL RA MUELLER ROUND ISO NO: 310 - 204 - 698 - 001 - 120 | DENTAL GENERAL SUPPLIES
14854 | 4215150035800 | BUR SURGICAL STEEL RA MUELLER ROUND ISO NO: 310-204-698-001-100 | DENTAL GENERAL SUPPLIES
14855 | 4215150035700 | BUR SURGICAL STEEL RA MUELLER ROUND ISO NO: 310 - 204 - 698 - 001 - 090 | DENTAL GENERAL SUPPLIES
14856 | 4215150007700 | DIAMOND BURS ISO 806 - 104 - 173 - 524 - 023 | DENTAL GENERAL SUPPLIES
14857 | 4215150007600 | DIAMOND BURS ISO 806 - 104 - 173 - 524 - 012 | DENTAL GENERAL SUPPLIES
14858 | 4215150007500 | DIAMOND BURS ISO 806 - 104 - 165 - 524 - 014 | DENTAL GENERAL SUPPLIES
14859 | 4215150007300 | DIAMOND BURS ISO 806 - 104 - 014 - 524 - 061 | DENTAL GENERAL SUPPLIES
14860 | 4215150006300 | DIAMOND BUR ISO 807 - 104 - 174 - 524 - 029 | DENTAL GENERAL SUPPLIES
14861 | 4213150100800 | DISPOSABLE BIB FOR ADULT PATIENT THREE PLIES OF UPPER AND LOWER LAYERS OF FACIAL QUALITY PLUS AN INTERMEDIATE LAYER OF POLYETHYLENE FILM NOT LESS THAN 13 X 19 INCHES | DENTAL GENERAL SUPPLIES
14862 | 4229542702300 | CLEANING BRUSH FOR BURS BRASS/STAINLESS STEEL | DENTAL GENERAL SUPPLIES
14863 | 4215291000000 | COVER SHEET DISPOSABLE FOR AIR WATER SYRINGE LIGHT AND X-RAY HANDLE AND HEAD REST (6 ROLLS + DISPENSER) ROLL NOT LESS THAN 800 SHEETS/ROLL SELF ADHESIVE SURFACE ANTI-STATIC BARRIER SIZE 6 X 9 INCH COUNTERWEIGHTED DISPENSER FOR TABLETOP STABILITY PREVENTS CROSS- CONTAMINATION | DENTAL GENERAL SUPPLIES
14864 | 4618180200200 | PROTECTIVE EYE WEAR (SAFETY GLASSES) MADE OF HIGH IMPACT PLASTIC LENSES TREATED WITH ANTI-FOG ANTISTATIC AND ANTI - SCRATCH PROTECTIONS COMFORTABLE ADJUSTABLE HANDLES | DENTAL GENERAL SUPPLIES
14865 | 4215260200400 | DISPOSABLE PREFORMED PLASTIC SHEET ROLL DESIGNED TO COVER AND ADHERE TO DIFFERENT SURFACES (PLASTIC AND METAL) SHOULD HAVE SPECIAL GLUE THAT DOES NOT ADHERE TO SURFACE AFTER REMOVAL EACH SHEET IS ABOUT 10 X 15 CM EACH ROLL CONTAINS 500 - 2000 SHEET PREVENTS CROSS - CONTAMINATION | DENTAL GENERAL SUPPLIES
14866 | 4228170000000 | ORANGE SOLVENT DENTAL 8 OZ/BOTTLE | DENTAL GENERAL SUPPLIES
14867 | 4215291700300 | HIGH VOLUME SUCTION PLASTIC ROUND TIP 16 MM ROUND TIP | DENTAL GENERAL SUPPLIES
14868 | 4215162500000 | SCALING KIT CASSETTES DIMENSION 290 X 184 X 34 MM FOR 13 INSTRUMENTS UNIQUELY SOPHISTICATED ERGONOMIC DESIGN WITH REVOLUTIONARY NEW HOLEPATTERN FO R OPTIMAL USE IN THERMODISINFECTOR. IMS INFINITY SERIES CASSETTES ARE MADE OF LONG LASTING LOW MAINTENANCE STAINLESS STEEL. DURABLE COLORED SI LICONE RAILS SECURELY HOLD INSTRUMENTS THROUGHOUT PROCESSING CYCLE. ERGONOMIC LATCH WITH POSITIVE LOCKING MECHANISM IS SAFE AND EASY - TO - USE ALLOWS ONE - HANDED OPENING AND VISUAL CONFIRMATION IF THE CASSETTE IS LOCKED/UNLOCKED. REVOLUTIONARY NEW HOLE PATTERN DESIGN CREATES 30% ADDITIONAL OPEN AREA FOR MORE ACCESS DURING CLEANING AND STERILIZATION AND IS COMPATIBLE WITH CURRENT CLEANING EQUIPMENT INCLUDING AUTOMATED WASHERS. INNOVATIVE COLOR - CODED SILICONE RAIL SYSTEM AVAILABLE IN 11 COLOR OPTIONS SIGNIFICANTLY REDUCES INSTRUMENT CONTACT BY UP TO 59% ALLOWING FOR MORE WATER FLOW WHILE PROTECTING THE INSTRUMENTS DURING REPROCESSING.HIGH QUALITY ELECTRO POLISHED STAINLESS STEEL PROTECT | DENTAL GENERAL SUPPLIES
14869 | 4215251900200 | DISPOSABLE SHIELD HANDPIECE COVERS/ AIR -WATER SYRINGE SIZE 2.25 X6.625 INCHES | DENTAL GENERAL SUPPLIES
14870 | 4215168200000 | BARBED BROACH ENDODONTIC SS COLOR CODED PLASTIC HANDLE SIZE 21 MM PURPLE XXXX - F N/S ONE EACH (EA) = ONE (1) PACK | DENTAL GENERAL SUPPLIES
14871 | 4215168200100 | BARBED BROACH ENDODONTIC SS COLOR CODED PLASTIC HANDLE SIZE 21 MM WHITE XXX - F N/S ONE EACH (EA) = ONE (1) PACK | DENTAL GENERAL SUPPLIES
14872 | 4215168200200 | BARBED BROACH ENDODONTIC SS COLOR CODED PLASTIC HANDLE SIZE 21 MM YELLOW XX - F N/S ONE EACH (EA) = ONE (1) PACK | DENTAL GENERAL SUPPLIES
14873 | 4215168200300 | BARBED BROACH ENDODONTIC SS COLOR CODED PLASTIC HANDLE SIZE 21 MM RED X - FINE N/S ONE EACH (EA) = ONE (1) PACK | DENTAL GENERAL SUPPLIES
14874 | 4215168200400 | BARBED BROACH ENDODONTIC SS COLOR CODED PLASTIC HANDLE SIZE 21 MM BLUE FINE N/S ONE EACH (EA) = ONE (1) PACK | DENTAL GENERAL SUPPLIES
14875 | 4215168200500 | BARBED BROACH ENDODONTIC SS COLOR CODED PLASTIC HANDLE SIZE 21 MM GREEN MEDIUM N/S ONE EACH (EA) = ONE (1) PACK | DENTAL GENERAL SUPPLIES
14876 | 4215168200600 | BARBED BROACH ENDODONTIC SS COLOR CODED PLASTIC HANDLE SIZE 21 MM BLACK COARSE N/S ONE EACH (EA) = ONE (1) PACK | DENTAL GENERAL SUPPLIES
14877 | 4215168201300 | BARBED BROACH ENDODONTIC SS COLOR CODED PLASTIC SET ASSORTED SIZE F/M/C ONE EACH (EA) = ONE (1) PACK | DENTAL GENERAL SUPPLIES
14878 | 4215161701700 | GATES GLIDDEN DRILLS STAINLESS STEEL RA LENGTH 28 MM SIZE 1 6/BOX ONE EACH (EA) = ONE (1) PACK | DENTAL GENERAL SUPPLIES
14879 | 4215161701800 | GATES GLIDDEN DRILLS STAINLESS STEEL RA LENGTH 28 MM SIZE 2 6/BOX ONE EACH (EA) = ONE (1) PACK | DENTAL GENERAL SUPPLIES
14880 | 4215161701900 | GATES GLIDDEN DRILLS STAINLESS STEEL RA LENGTH 28 MM SIZE 3 6/BOX ONE EACH (EA) = ONE (1) PACK | DENTAL GENERAL SUPPLIES
14881 | 4215161702000 | GATES GLIDDEN DRILLS STAINLESS STEEL RA LENGTH 28 MM SIZE 4 6/BOX ONE EACH (EA) = ONE (1) PACK | DENTAL GENERAL SUPPLIES
14882 | 4215161702100 | GATES GLIDDEN DRILLS STAINLESS STEEL RA LENGTH 28 MM SIZE 5 6/BOX ONE EACH (EA) = ONE (1) PACK | DENTAL GENERAL SUPPLIES
14883 | 4215161702200 | GATES GLIDDEN DRILLS STAINLESS STEEL RA LENGTH 28 MM SIZE 6 6/BOX ONE EACH (EA) = ONE (1) PACK | DENTAL GENERAL SUPPLIES
14884 | 4215161702300 | GATES GLIDDEN DRILLS STAINLESS STEEL RA LENGTH 28 MM SIZE ASSORTED 1 - 6 6/BOX ONE EACH (EA) = ONE (1) PACK | DENTAL GENERAL SUPPLIES
14885 | 4215161703600 | GATES GLIDDEN DRILLS STAINLESS STEEL RA LENGTH 32 MM SIZE 1 6/BOX ONE EACH (EA) = ONE (1) PACK | DENTAL GENERAL SUPPLIES
14886 | 4215161703300 | GATES GLIDDEN DRILLS STAINLESS STEEL RA LENGTH 32 MM SIZE 2 6/BOX ONE EACH (EA) = ONE (1) PACK | DENTAL GENERAL SUPPLIES
14887 | 4215161702400 | GATES GLIDDEN DRILLS STAINLESS STEEL RA LENGTH 32 MM SIZE 3 6/BOX ONE EACH (EA) = ONE (1) PACK | DENTAL GENERAL SUPPLIES
14888 | 4215161703500 | GATES GLIDDEN DRILLS STAINLESS STEEL RA LENGTH 32 MM SIZE 4 6/BOX ONE EACH (EA) = ONE (1) PACK | DENTAL GENERAL SUPPLIES
14889 | 4215161702500 | GATES GLIDDEN DRILLS STAINLESS STEEL RA LENGTH 32 MM SIZE 5 6/BOX ONE EACH (EA) = ONE (1) PACK | DENTAL GENERAL SUPPLIES
14890 | 4215161702600 | GATES GLIDDEN DRILLS STAINLESS STEEL RA LENGTH 32 MM SIZE 6 6/BOX ONE EACH (EA) = ONE (1) PACK | DENTAL GENERAL SUPPLIES
14891 | 4215161703400 | GATES GLIDDEN DRILLS STAINLESS STEEL RA LENGTH 32MM SIZE ASSORTED 1 -6 6/BOX | DENTAL GENERAL SUPPLIES
14892 | 4215163215700 | PEESO REAMERS STAINLESS STEEL RA LENGTH 32 MM SIZE 1 4/BOX ONE EACH (EA) = ONE (1) PACK | DENTAL GENERAL SUPPLIES
14893 | 4215163215800 | PEESO REAMERS STAINLESS STEEL RA LENGTH 32 MM SIZE 2 4/BOX ONE EACH (EA) = ONE (1) PACK | DENTAL GENERAL SUPPLIES
14894 | 4215163215900 | PEESO REAMERS STAINLESS STEEL RA LENGTH 32 MM SIZE 3 4/BOX ONE EACH (EA) = ONE (1) PACK | DENTAL GENERAL SUPPLIES
14895 | 4215163216000 | PEESO REAMERS STAINLESS STEEL RA LENGTH 32 MM SIZE 4 4/BOX ONE EACH (EA) = ONE (1) PACK | DENTAL GENERAL SUPPLIES
14896 | 4215163216100 | PEESO REAMERS STAINLESS STEEL RA LENGTH 32 MM SIZE 5 4/BOX ONE EACH (EA) = ONE (1) PACK | DENTAL GENERAL SUPPLIES
14897 | 4215163216200 | PEESO REAMERS STAINLESS STEEL RA LENGTH 32 MM SIZE 6 4/BOX ONE EACH (EA) = ONE (1) PACK | DENTAL GENERAL SUPPLIES
14898 | 4215163218300 | PEESO REAMERS STAINLESS STEEL RA LENGTH 32 MM SIZE ASSORTED 1 - 6 4/BOX ONE EACH (EA) = ONE (1) PACK | DENTAL GENERAL SUPPLIES
14899 | 4215163216300 | PEESO REAMERS STAINLESS STEEL RA LENGTH 28 MM SIZE 1 4/BOX ONE EACH (EA) = ONE (1) PACK | DENTAL GENERAL SUPPLIES
14900 | 4215163216400 | PEESO REAMERS STAINLESS STEEL RA LENGTH 28 MM SIZE 2 4/BOX ONE EACH (EA) = ONE (1) PACK | DENTAL GENERAL SUPPLIES
14901 | 4215163216500 | PEESO REAMERS STAINLESS STEEL RA LENGTH 28 MM SIZE 3 4/BOX ONE EACH (EA) = ONE (1) PACK | DENTAL GENERAL SUPPLIES
14902 | 4215163216600 | PEESO REAMERS STAINLESS STEEL RA LENGTH 28 MM SIZE 4 4/BOX ONE EACH (EA) = ONE (1) PACK | DENTAL GENERAL SUPPLIES
14903 | 4215163216700 | PEESO REAMERS STAINLESS STEEL RA LENGTH 28 MM SIZE 5 4/BOX ONE EACH (EA) = ONE (1) PACK | DENTAL GENERAL SUPPLIES
14904 | 4215163216800 | PEESO REAMERS STAINLESS STEEL RA LENGTH 28 MM SIZE 6 4/BOX ONE EACH (EA) = ONE (1) PACK | DENTAL GENERAL SUPPLIES
14905 | 4215163216900 | PEESO REAMERS STAINLESS STEEL RA LENGTH 28 MM SIZE ASSORTED 1 - 6 4/BOX ONE EACH (EA) = ONE (1) PACK | DENTAL GENERAL SUPPLIES
14906 | 4215250302100 | RUBBER DAM CLAMP STAINLESS STEEL SHINY SIZE 00 | DENTAL GENERAL SUPPLIES
14907 | 4215250304800 | RUBBER DAM CLAMP STAINLESS STEEL SHINY SIZE 0 | DENTAL GENERAL SUPPLIES
14908 | 4215250302200 | RUBBER DAM CLAMP STAINLESS STEEL SHINY SIZE 1 | DENTAL GENERAL SUPPLIES
14909 | 4215250304900 | RUBBER DAM CLAMP STAINLESS STEEL SHINY SIZE 1 A | DENTAL GENERAL SUPPLIES
14910 | 4215250302300 | RUBBER DAM CLAMP SATIN STEEL FLAT JAWS FOR PREMOLARS SIZE 2 | DENTAL GENERAL SUPPLIES
14911 | 4215250308900 | RUBBER DAM CLAMP STAINLESS STEEL SHINY SIZE 2 A | DENTAL GENERAL SUPPLIES
14912 | 4215250305000 | RUBBER DAM CLAMP STAINLESS STEEL SHINY SIZE W2 | DENTAL GENERAL SUPPLIES
14913 | 4215250308800 | RUBBER DAM CLAMP STAINLESS STEEL SHINY SIZE 3 | DENTAL GENERAL SUPPLIES
14914 | 4215250305100 | RUBBER DAM CLAMP SATIN STEEL FLAT NARROW JAWS FOR SMALL UPPER MOLARS SIZE 4 | DENTAL GENERAL SUPPLIES
14915 | 4215250305200 | RUBBER DAM CLAMP STAINLESS STEEL SHINY SIZE 5 | DENTAL GENERAL SUPPLIES
14916 | 4215250305300 | RUBBER DAM CLAMP STAINLESS STEEL SHINY SIZE 6 | DENTAL GENERAL SUPPLIES
14917 | 4215250308700 | RUBBER DAM CLAMP STAINLESS STEEL SHINY SIZE 7 | DENTAL GENERAL SUPPLIES
14918 | 4215250305400 | RUBBER DAM CLAMP STAINLESS STEEL SHINY SIZE W7 | DENTAL GENERAL SUPPLIES
14919 | 4215250307800 | RUBBER DAM CLAMP STAINLESS STEEL SHINY SIZE 8 | DENTAL GENERAL SUPPLIES
14920 | 4215250305500 | RUBBER DAM CLAMP STAINLESS STEEL SHINY SIZE 8 A | DENTAL GENERAL SUPPLIES
14921 | 4215250305600 | RUBBER DAM CLAMP STAINLESS STEEL SHINY SIZE 8 D | DENTAL GENERAL SUPPLIES
14922 | 4215250307500 | RUBBER DAM CLAMP STAINLESS STEEL SHINY SIZE 9 | DENTAL GENERAL SUPPLIES
14923 | 4215250305700 | RUBBER DAM CLAMP STAINLESS STEEL SHINY SIZE 9 S | DENTAL GENERAL SUPPLIES
14924 | 4215250307700 | RUBBER DAM CLAMP STAINLESS STEEL SHINY SIZE W9 | DENTAL GENERAL SUPPLIES
14925 | 4215250305800 | RUBBER DAM CLAMP STAINLESS STEEL SHINY SIZE 10 | DENTAL GENERAL SUPPLIES
14926 | 4215250308000 | RUBBER DAM CLAMP STAINLESS STEEL SHINY SIZE 12 A | DENTAL GENERAL SUPPLIES
14927 | 4215250309000 | RUBBER DAM CLAMP STAINLESS STEEL SHINY SIZE 13 A | DENTAL GENERAL SUPPLIES
14928 | 4215250305900 | RUBBER DAM CLAMP STAINLESS STEEL SHINY SIZE 14 | DENTAL GENERAL SUPPLIES
14929 | 4215250307900 | RUBBER DAM CLAMP STAINLESS STEEL SHINY SIZE 14 A | DENTAL GENERAL SUPPLIES
14930 | 4215250306000 | RUBBER DAM CLAMP STAINLESS STEEL SHINY SIZE 18 | DENTAL GENERAL SUPPLIES
14931 | 4215250306100 | RUBBER DAM CLAMP STAINLESS STEEL SHINY SIZE 24 | DENTAL GENERAL SUPPLIES
14932 | 4215250306200 | RUBBER DAM CLAMP STAINLESS STEEL SHINY SIZE 25 | DENTAL GENERAL SUPPLIES
14933 | 4215250306300 | RUBBER DAM CLAMP STAINLESS STEEL SHINY SIZE 26 | DENTAL GENERAL SUPPLIES
14934 | 4215250306400 | RUBBER DAM CLAMP STAINLESS STEEL SHINY SIZE 27 | DENTAL GENERAL SUPPLIES
14935 | 4215250306500 | RUBBER DAM CLAMP STAINLESS STEEL SHINY SIZE 27 N | DENTAL GENERAL SUPPLIES
14936 | 4215250306600 | RUBBER DAM CLAMP STAINLESS STEEL SHINY SIZE 56 | DENTAL GENERAL SUPPLIES
14937 | 4215250306700 | RUBBER DAM CLAMP STAINLESS STEEL SHINY SIZE 212 | DENTAL GENERAL SUPPLIES
14938 | 4215150103000 | RUBBER DAM CLAMP SATIN STEEL FLAT NARROW JAWS FOR SMALL UPPER MOLARS SIZE W4 | DENTAL GENERAL SUPPLIES
14939 | 4215150066900 | RUBBER DAM CLAMP STAINLESS STEEL SHINY SIZE W 3 | DENTAL GENERAL SUPPLIES
14940 | 4215150062600 | RUBBER DAM CLAMP STAINLESS STEEL SHINY SIZE 30 | DENTAL GENERAL SUPPLIES
14941 | 4215150062500 | RUBBER DAM CLAMP STAINLESS STEEL SHINY SIZE W14 A | DENTAL GENERAL SUPPLIES
14942 | 4215150058600 | RUBBER DAM CLAMP STAINLESS STEEL SHINY SIZE W8 A | DENTAL GENERAL SUPPLIES
14943 | 4215150058500 | RUBBER DAM CLAMP STAINLESS STEEL SHINY SIZE W2 A | DENTAL GENERAL SUPPLIES
14944 | 4215150058400 | RUBBER DAM CLAMP STAINLESS STEEL SHINY SIZE W00 | DENTAL GENERAL SUPPLIES
14945 | 4215150058300 | RUBBER DAM CLAMP STAINLESS STEEL SHINY SIZE 90 N | DENTAL GENERAL SUPPLIES
14946 | 4215150058200 | RUBBER DAM CLAMP STAINLESS STEEL SHINY SIZE 8 AD | DENTAL GENERAL SUPPLIES
14947 | 4215150058100 | RUBBER DAM CLAMP STAINLESS STEEL SHINY SIZE 56 W | DENTAL GENERAL SUPPLIES
14948 | 4215150058000 | RUBBER DAM CLAMP STAINLESS STEEL SHINY SIZE 56 S | DENTAL GENERAL SUPPLIES
14949 | 4215150057900 | RUBBER DAM CLAMP STAINLESS STEEL SHINY SIZE 2 AS | DENTAL GENERAL SUPPLIES
14950 | 4215150057800 | RUBBER DAM CLAMP STAINLESS STEEL SHINY SIZE 26 N | DENTAL GENERAL SUPPLIES
14951 | 4215150057700 | RUBBER DAM CLAMP STAINLESS STEEL SHINY SIZE 211 | DENTAL GENERAL SUPPLIES
14952 | 4215150057600 | RUBBER DAM CLAMP STAINLESS STEEL SHINY SIZE 210 | DENTAL GENERAL SUPPLIES
14953 | 4215150057500 | RUBBER DAM CLAMP STAINLESS STEEL SHINY SIZE 209 | DENTAL GENERAL SUPPLIES
14954 | 4215150057400 | RUBBER DAM CLAMP STAINLESS STEEL SHINY SIZE 207 | DENTAL GENERAL SUPPLIES
14955 | 4215150057300 | RUBBER DAM CLAMP STAINLESS STEEL SHINY SIZE 206 | DENTAL GENERAL SUPPLIES
14956 | 4215150057200 | RUBBER DAM CLAMP STAINLESS STEEL SHINY SIZE 205 | DENTAL GENERAL SUPPLIES
14957 | 4215150057100 | RUBBER DAM CLAMP STAINLESS STEEL SHINY SIZE 204 | DENTAL GENERAL SUPPLIES
14958 | 4215150057000 | RUBBER DAM CLAMP STAINLESS STEEL SHINY SIZE 203 | DENTAL GENERAL SUPPLIES
14959 | 4215150056900 | RUBBER DAM CLAMP STAINLESS STEEL SHINY SIZE 202 | DENTAL GENERAL SUPPLIES
14960 | 4215150056800 | RUBBER DAM CLAMP STAINLESS STEEL SHINY SIZE 201 | DENTAL GENERAL SUPPLIES
14961 | 4215150056700 | RUBBER DAM CLAMP STAINLESS STEEL SHINY SIZE 200 ONE EACH (EA) = ONE (1) PACK | DENTAL GENERAL SUPPLIES
14962 | 4215150054900 | RUBBER DAM CLAMP STAINLESS STEEL SHINY SIZE W6 ONE EACH (EA) = ONE (1) PACK | DENTAL GENERAL SUPPLIES
14963 | 4215150054800 | RUBBER DAM CLAMP STAINLESS STEEL SHINY SIZE W5 ONE EACH (EA) = ONE (1) PACK | DENTAL GENERAL SUPPLIES
14964 | 4215150054700 | RUBBER DAM CLAMP STAINLESS STEEL SHINY SIZE NW ONE EACH (EA) = ONE (1) PACK | DENTAL GENERAL SUPPLIES
14965 | 4215150054600 | RUBBER DAM CLAMP STAINLESS STEEL SHINY SIZE 7 A ONE EACH (EA) = ONE (1) PACK | DENTAL GENERAL SUPPLIES
14966 | 4215150054500 | RUBBER DAM CLAMP STAINLESS STEEL SHINY SIZE 31 ONE EACH (EA) = ONE (1) PACK | DENTAL GENERAL SUPPLIES
14967 | 4215150054400 | RUBBER DAM CLAMP STAINLESS STEEL SHINY SIZE 29 ONE EACH (EA) = ONE (1) PACK | DENTAL GENERAL SUPPLIES
14968 | 4215150054300 | RUBBER DAM CLAMP STAINLESS STEEL SHINY SIZE 28 ONE EACH (EA) = ONE (1) PACK | DENTAL GENERAL SUPPLIES
14969 | 4215150054200 | RUBBER DAM CLAMP STAINLESS STEEL SHINY SIZE 22 ONE EACH (EA) = ONE (1) PACK | DENTAL GENERAL SUPPLIES
14970 | 4215150054100 | RUBBER DAM CLAMP STAINLESS STEEL SHINY SIZE 15 ONE EACH (EA) = ONE (1) PACK | DENTAL GENERAL SUPPLIES
14971 | 4215150054000 | RUBBER DAM CLAMP STAINLESS STEEL SHINY SIZE 11 ONE EACH (EA) = ONE (1) PACK | DENTAL GENERAL SUPPLIES
14972 | 4215150051200 | RUBBER DAM CLAMP STAINLESS STEEL SHINY SIZE E ONE EACH (EA) = ONE (1) PACK | DENTAL GENERAL SUPPLIES
14973 | 4215242401500 | CALCIUM HYDROXIDE POWDER TO BE MIXED WITH WATER 30 - 60 G ONE EACH (EA) = ONE (1) PACK | DENTAL GENERAL SUPPLIES
14974 | 4215165500500 | COLD VITALITY TESTER SPRAY (PULP VITALITY TEST) 1 1 1 2 - TETRAFLUOROETHANE ODORLESS WITH NOZZLE | DENTAL GENERAL SUPPLIES
14975 | 4215247707400 | OBTURATION CARTRIDGES GUTTA PERCHA EACH 5 PACK CONTAINS 1. GAUGE 20 (MEDIUM BODY) 2. GAUGE 20 (HEAVY BODY) 3. GAUGE 23 (MEDIUM BODY) 4. G AUGE 23 (HEAVY BODY) 5. GAUGE 25 (LIGHT BODY) | DENTAL GENERAL SUPPLIES
14976 | 4215162900200 | ENDODONTIC RING KIT AND INSERTS | DENTAL GENERAL SUPPLIES
14977 | 4215292400100 | ENDO FILE SILICONE STOPPERS HEAT AND CHEMICAL RESISTANT SILICONE WITH POSITION INDICATOR EITHER NOTCH OR COLOR LINE PRE-PUNCHED CONVENIENT SINGLE DISPENSING UNIT CLEAR COVER FOR VISIBILITY WITH 200-250 STOPS/DISPENSER ONE EACH (EA) = ONE (1) PACK | DENTAL GENERAL SUPPLIES
14978 | 4215161901400 | ENDODONTIC SPOON EXCAVATOR SIZE SMALL LONG SHANK DOUBLE ENDED STAINLESS STEEL | DENTAL GENERAL SUPPLIES
14979 | 4215161901500 | ENDODONTIC SPOON EXCAVATOR SIZE MEDIUM LONG SHANK DOUBLE ENDED STAINLESS STEEL | DENTAL GENERAL SUPPLIES
14980 | 4215161901600 | ENDODONTIC SPOON EXCAVATOR SIZE LARGE LONG SHANK DOUBLE ENDED STAINLESS STEEL | DENTAL GENERAL SUPPLIES
14981 | 4215163100800 | ENDODONTIC EXPLORER SIZE NO. 16 STAINLESS STEEL DOUBLE ENDED | DENTAL GENERAL SUPPLIES
14982 | 4215162900300 | ENDODONTIC FILE STAND FOR CHAIRSIDE STORAGE OF ROOT CANAL INSTRUMENTS DURING ENDODONTIC TREATMENT RESISTANT TO CHEMICAL SOLUTIONS AUTOCLAVABLE APPROXIMATE DIAMETER 2 - 2.5 INCHES | DENTAL GENERAL SUPPLIES
14983 | 4215250801900 | ENDODONTIC IRRIGATION NEEDLE LUER LOCK AND LUER HUB THIN WALL ONE OR TWO LATERAL VENTS CLOSED FRONT - END ROUNDED TIP FREE OF BURS STERILE PACKAGED IN CONTAINER 25 G (30 - 100/CONTAINER) ONE EACH (EA) = ONE (1) PACK | DENTAL GENERAL SUPPLIES
14984 | 4215250801800 | ENDODONTIC IRRIGATION NEEDLE LUER LOCK AND LUER HUB THIN WALL ONE OR TWO LATERAL VENTS CLOSED FRONT - END ROUNDED TIP FREE OF BURS STERILE PACKAGED IN CONTAINER 30 G (30 - 100/CONTAINER) ONE EACH (EA) = ONE (1) PACK | DENTAL GENERAL SUPPLIES
14985 | 5117233100100 | 17 - 19% ETHYLENE DIAMINE TETRA ACETIC ACID (EDTA) SOLUTION KIT NEUTRAL PH BOTTLE 40 - 60 ML CONTAINS: 1. 20 - 30 EMPTY 1.2 ML SYRINGES 2. 20 - 30 TIP S OF 30G ONE EACH (EA) = ONE (1) PACK | DENTAL GENERAL SUPPLIES
14986 | 4215163700100 | ENDODONTIC FINGER RULER PORTABLE DEVICE FOR SETTING WORKING LENGTH STAINLESS STEEL | DENTAL GENERAL SUPPLIES
14987 | 4215290900000 | ENDODONTIC FINGER SAFETY HOLDER FOR ENDODONTIC INSTRUMENT | DENTAL GENERAL SUPPLIES
14988 | 4215165600700 | ENDODONTIC FINGER SPREADER STAINLESS STEEL WITH PLASTIC HANDLE SIZE 15 - 40 ASSORTED (6/BOX) ONE EACH (EA) = ONE (1) PACK | DENTAL GENERAL SUPPLIES
14989 | 4215165600300 | ENDODONTIC HAND SPREADER NICKEL TITANIUM SINGLE ENDED SIZE FINE | DENTAL GENERAL SUPPLIES
14990 | 4215165600500 | ENDODONTIC HAND SPREADER STAINLESS STEEL SINGLE ENDED SIZE 20 | DENTAL GENERAL SUPPLIES
14991 | 4215165600600 | ENDODONTIC HAND SPREADER STAINLESS STEEL SINGLE ENDED SIZE FINE | DENTAL GENERAL SUPPLIES
14992 | 4215290000200 | ENDODONTIC FINGER SPREADERS STAINLESS STEEL WITH PLASTIC HANDLE SIZE 15 25 MM (6/BOX) ONE EACH (EA) = ONE (1) PACK | DENTAL GENERAL SUPPLIES
14993 | 4215290000300 | ENDODONTIC FINGER SPREADERS STAINLESS STEEL WITH PLASTIC HANDLE SIZE 20 25 MM (6/BOX) ONE EACH (EA) = ONE (1) PACK | DENTAL GENERAL SUPPLIES
14994 | 4215290000400 | ENDODONTIC FINGER SPREADERS STAINLESS STEEL WITH PLASTIC HANDLE SIZE 25 25 MM (6/BOX) ONE EACH (EA) = ONE (1) PACK | DENTAL GENERAL SUPPLIES
14995 | 4215293000200 | KIT ENDO POST REMOVAL SYSTEM CONTAINS 1. EXTRACTING PLIERS 2. DOMER BUR 3. FIVE TREPHINES OF VARYING INTERNAL DIAMETER S 4. FIVE CORRESPONDING TUBULAR TAPS WITH INTERNAL DIAMETER S RANGING FROM 0.6 - 1.60 MM 5. TORQUE BAR 6. RUBBER BUMPERS 7. EXTRACTING FORCES 8. BOX | DENTAL GENERAL SUPPLIES
14996 | 4215292400200 | ENDODONTIC MEASURING BLOCK AUTOCLAVABLE CONTAINS 30 - 40 DEPTH GUIDES INCLUDING HALF SIZES | DENTAL GENERAL SUPPLIES
14997 | 4215293000300 | ENDODONTIC MICRO APICAL PLACEMENT SYSTEM ENDO AND RETRO KIT S PROVIDE A UNIQUE AND EFFICIENT METHOD FOR PLACING ROOT CANAL REPAIR MATERIALS BY RETROGRADE OBTURATION. NICKEL TITANIUM MEMORY SHAPE TIPS CAN BE MANUALLY SHAPED TO ANY REQUIRED CURVATURE. SYSTEMS AND PARTS INCLUDE ONE LAR GE STERILIZABLE ALUMINUM ONE STAINLESS SYRINGE TWO YELLOW TRIPLE - ANGLE NEEDLES (ONE LEFT AND ONE RIGHT) TWO YELLOW TRIPLE - ANGLE RETRO NEEDLES (ONE LEFT AND ONE RIGHT) SIX YELLOW SPARE PEEK PLUNGERS TWO RED TRIPLE - ANGLE NEEDLE (ONE LEFT ANDONE RIGHT) SIX RED SPARE PEEK PLUNGERS ONE STAINLESS STEEL MIXING WELL ONE YELLOW CLEANING DEVICE ONE RED CLEANING DEVICE | DENTAL GENERAL SUPPLIES
14998 | 4215169301800 | ROOT CANAL REPAIR MATERIAL MINERAL TRIOXIDE AGGREGATE (MTA) NORMAL SETTING IN THE PRESENCE OF MOISTURE RESISTANCE TO MARGINAL LEAKAGE AND REDUCTION OF BACTERIAL MIGRATION NORMAL HEALING RESPONSE WITHOUT INFLAMMATION EASY CLINICAL MANIPULATION TOOTH COLORED FORMULA BIOCOMPATIBILITY PACK OF 4 - 6 G ONE EACH (EA) = ONE (1) PACK | DENTAL GENERAL SUPPLIES
14999 | 4215246500200 | ROOT CANAL LUBRICANT GLYCOL UREA PEROXIDE AND EDTA IN SPECIAL WATER SOLUBLE BASE GEL CONCENTRATION 17 - 20% EDTA 20 - 50 G ONE EACH (EA) = ONE (1) PACK | DENTAL GENERAL SUPPLIES
15000 | 4215180200100 | ENDODONTIC BUCHANAN PLUGGER KIT OPTIMALLY DESIGNED FOR THE BUCHANAN CONTINUOUS WAVE OF CONDENSATION TECHNIQUE HEAT PLUGGERS DELIV ER CONSISTENT HEAT KIT INCLUDED FIVE STANDARD SIZES; . XF 0.04 F 0.06 FM 0.08 M 0.10 ML 0.12 | DENTAL GENERAL SUPPLIES
15001 | 4215180200500 | ENDODONTIC BUCHANAN ROOT CANAL PLUGGER SET A TAPERED NICKEL - TITANIUM END AND A STAINLESS STEEL END SIZE 0 1 2 (3 INSTRUMENT/SET) | DENTAL GENERAL SUPPLIES
15002 | 4215290000500 | ENDODONTIC ROOT CANAL FINGER PLUGGER L25 MM SIZE 15 - 40 PACK OF 6 | DENTAL GENERAL SUPPLIES
15003 | 4215180200600 | ROOT CANAL HAND PLUGGER TAPERED STAINLESS STEEL DOUBLE ENDED SIZE 0.4 MM | DENTAL GENERAL SUPPLIES
15004 | 4215180200700 | ROOT CANAL HAND PLUGGER TAPERED STAINLESS STEEL DOUBLE ENDED SIZE 0.5 MM | DENTAL GENERAL SUPPLIES
15005 | 4215180200800 | ROOT CANAL HAND PLUGGER TAPERED STAINLESS STEEL DOUBLE ENDED SIZE 0.6 MM | DENTAL GENERAL SUPPLIES
15006 | 4215180200900 | ROOT CANAL HAND PLUGGER TAPERED STAINLESS STEEL DOUBLE ENDED SIZE 0.7 MM | DENTAL GENERAL SUPPLIES
15007 | 4215290000600 | ENDODONTIC ROOT CANAL HAND PLUGGER TAPERED STAINLESS STEEL DOUBLE ENDED 1/3 | DENTAL GENERAL SUPPLIES
15008 | 4215290000700 | ENDODONTIC AMALGAM PLUGGER DOUBLE - ENDED 0/1 | DENTAL GENERAL SUPPLIES
15009 | 4215290000800 | ENDODONTIC AMALGAM PLUGGER DOUBLE - ENDED 1/2 | DENTAL GENERAL SUPPLIES
15010 | 4215290000900 | ENDODONTIC AMALGAM PLUGGER DOUBLE - ENDED 3/4 | DENTAL GENERAL SUPPLIES
15011 | 4215290001000 | ENDODONTIC AMALGAM PLUGGER DOUBLE - ENDED 5/7 | DENTAL GENERAL SUPPLIES
15012 | 4215290001100 | ENDODONTIC AMALGAM PLUGGER DOUBLE - ENDED 9/11 | DENTAL GENERAL SUPPLIES
15013 | 4215290001200 | ENDODONTIC AMALGAM PLUGGER DOUBLE - ENDED 11/12 | DENTAL GENERAL SUPPLIES
15014 | 4215242402900 | ROOT CANAL SEALER CALCIUM HYDROXIDE BASED | DENTAL GENERAL SUPPLIES
15015 | 4215242402800 | ROOT CANAL SEALER RESIN BASED SILVER FREE HIGH RADIO - OPACITY LITTLE POLYMERIZATION SHRINKAGE LOW SOLUBILITY VERY HIGH DIMENSIONAL STABILITY VERY LOW SOLUBILITY NO DISCOLORATIONS NO RELEASE OF FORMALDEHYDE TISSUE COMPATIBILITY 1 TUBE BASE + 1 TUBE CATALYST | DENTAL GENERAL SUPPLIES
15016 | 4215242401600 | ROOT CANAL SEALER - CALCIUM SILICATE CALCIUM PHOSPHATE BASED SEALER ANTI-BACTERIAL PH HIGHER THAN =12 HYDROPHILIC RADIO-OPAQUE AND HYDROXYAPATITE RELEASE ALUMINUM FREE NON TOXIC LOWER VISCOSITY WHEN HEATED PACKED IN SYRINGE WITH MULTIPLE TIPS | DENTAL GENERAL SUPPLIES
15017 | 4215242402700 | ROOT CANAL SEALER ZINC OXIDE EUGENOL BASED EXTENDED WORKING TIME | DENTAL GENERAL SUPPLIES
15018 | 4215250306800 | ENDODONTIC RUBBER DAM PUNCHER IVORY TYPE CARBON STEEL AUTOCLAVABLE | DENTAL GENERAL SUPPLIES
15019 | 4215250306900 | ENDODONTIC RUBBER DAM PUNCHER AINSWORTH 17 CM | DENTAL GENERAL SUPPLIES
15020 | 4215250309200 | ENDODONTIC RUBBER DAM CLAMP HOLDER STAINLESS STEEL COMFORTABLE GRIP HANDCRAFTED TO PRECISE DIMENSIONS RELIABLE AND DURABLE | DENTAL GENERAL SUPPLIES
15021 | 4215250309100 | ENDODONTIC RUBBER DAM CLAMP KIT STAINLESS STEEL SHINY WINGED SIZE 1 2 4 7 8 A 9 12 A 13 A 14 A | DENTAL GENERAL SUPPLIES
15022 | 4215250308300 | ENDODONTIC RUBBER DAM FRAME STAINLESS STEEL CHILD SIZE 127 MM | DENTAL GENERAL SUPPLIES
15023 | 4215250307600 | ENDODONTIC RUBBER DAM METAL FRAME STAINLESS STEEL ADULT SIZE 152 MM | DENTAL GENERAL SUPPLIES
15024 | 4215250308200 | ENDODONTIC RUBBER DAM PLASTIC FRAME OSTBY AUTOCLAVABLE ADULT SIZE 5 X 5 INCH | DENTAL GENERAL SUPPLIES
15025 | 4215250308100 | ENDODONTIC RUBBER DAM PLASTIC FRAME U - SHAPED AUTOCLAVABLE SIZE 5 X 5 INCH | DENTAL GENERAL SUPPLIES
15026 | 4215250307000 | ENDODONTIC RUBBER DAM PLASTIC FRAME U SHAPED AUTOCLAVABLE SIZE 6 X 6 INCH | DENTAL GENERAL SUPPLIES
15027 | 4215250308600 | ENDODONTIC RUBBER DAM SHEET SIZE 5 X 5 INCH LATEX POWDER FREE MEDIUM GAUGE COLORED 30 - 60 SHEET/BOX | DENTAL GENERAL SUPPLIES
15028 | 4215250307100 | ENDODONTIC RUBBER DAM SHEET SIZE 5 X 5 INCH NON LATEX POWDER FREE MEDIUM GAUGE COLORED 30 - 60 SHEET/BOX | DENTAL GENERAL SUPPLIES
15029 | 4215250307200 | ENDODONTIC RUBBER DAM SHEET SIZE 6 X 6 INCH NON LATEX POWDER FREE MEDIUM GAUGE COLORED 30 - 60 SHEET/BOX | DENTAL GENERAL SUPPLIES
15030 | 4215250300800 | ENDODONTIC RUBBER DAM SHEET SIZE 6 X 6 INCH LATEX POWDER FREE MEDIUM GAUGE COLORED 30 - 60 SHEET/BOX | DENTAL GENERAL SUPPLIES
15031 | 4215250308500 | ENDODONTIC RUBBER DAM SHEET SIZE 6 X 6 INCH LATEX POWDER FREE THIN GAUGE COLORED 30 - 60 SHEET/BOX | DENTAL GENERAL SUPPLIES
15032 | 4215250308400 | ENDODONTIC RUBBER DAM SHEET SIZE 6 X 6 INCH NON LATEX POWDER FREE THIN GAUGE COLORED 30 - 60 SHEET/BOX | DENTAL GENERAL SUPPLIES
15033 | 4215250307300 | ENDODONTIC RUBBER DAM SHEET SIZE 6 X 6 INCH LATEX POWDER FREE HEAVY GAUGE COLORED 30 - 60 SHEET/BOX | DENTAL GENERAL SUPPLIES
15034 | 4215247702600 | GUTTA PERCHA SOLVENT CHLOROFORM DISPENSED IN DARK BOTTLE | DENTAL GENERAL SUPPLIES
15035 | 4215162303800 | SILVER POINT STIEGLITZ FORCEPS STAINLESS STEEL 90 DEGREE CURVED | DENTAL GENERAL SUPPLIES
15036 | 4215162303700 | SILVER POINT STIEGLITZ FORCEPS STAINLESS STEEL STRAIGHT | DENTAL GENERAL SUPPLIES
15037 | 4215164000400 | COLLEGE TWEEZERS CURVED STAINLESS STEEL SELF - LOCKING SERRATED PATTERN | DENTAL GENERAL SUPPLIES
15038 | 4215250307400 | DENTAL SOFT DAM NAPKINS 50/PKG | DENTAL GENERAL SUPPLIES
15039 | 4215290001300 | ENDODONTIC KIT CASSETTES DIMENSION 290 X 184 X 34 MM FOR 18 INSTRUMENTS UNIQUELY SOPHISTICATED ERGONOMIC DESIGN WITH REVOLUTIONARY NEWHOLE PATTERN FOR OPTIMAL USE IN THERMODISINFECTOR. IMS INFINITY SERIES CASSETTES ARE MADE OF LONG LASTING LOW MAINTENANCE STAINLESSSTEEL DURABLE COLORED SILICONE RAILS SECURELY HOLD INSTRUMENTS THROUGHOUT PROCESSING CYCLE. ERGONOMIC LATCH WITH POSITIVE LOCKING MECHANISM IS SAFE AND EASY - TO - US E ALLOWS ONE - HANDED OPENING AND VISUAL CONFIRMATION IF THE CASSETTE IS LOCKED/UNLOCKED. REVOLUTIONARY NEW HOLE PATTERN DESIGN CREATES 30% ADDITIONAL OPEN AREA FOR MORE ACCESS DURING CLEANING AND STERILIZATION AND IS COMPATIBLE WITH CURRENT CLEANING EQUIPMENT INCLUDING AUTOMATED WASHERS. INNOVATIVE COLOR - CODED SILICONE RAIL SYSTEM AVAILABLE IN 11 COLOR OPTIONS SIGNIFICANTLY REDUCES INSTRUMENT CONTACT BY UP TO 59% ALLO WING FOR MORE WATER FLOW WHILE PROTECTING THE INSTRUMENTS DURING REPRO CESSING.HIGH QUALITY ELECTRO POLISHED STAINLESS STEEL PROTECT | DENTAL GENERAL SUPPLIES
15040 | 4215300000000 | ENDO SURGICAL KIT CASSETTE DIMENSION 290 X 184 X 34 MM FOR 20 INSTRUMENTS UNIQUELY SOPHISTICATED ERGONOMIC DESIGN WITH REVOLUTIONARY NEWHOLE PATTERN FOR OPTIMAL USE IN THERMODISINFECTOR. IMS INFINITY SERIES CASSETTES ARE MADE OF LONG LASTING LOW MAINTENANCE STAINLESS STEEL. DURABLE COLORED SILICONE RAILS SECURELY HOLD INSTRUMENTS THROUGHOUT PROCESSING CYCLE. ERGONOMIC LATCH WITH POSITIVE LOCKING MECHANISM IS SAFE AND EASY - TO - USE ALLOWS ONE - HANDED OPENING AND VISUAL CONFIRMATION IF THE CASSETTE IS LOCKED/UNLOCKED.REVOLUTIONARY NEW HOLE PATTERN DESIGN CREATES 30% A DDITIONAL OPEN AREA FOR MORE ACCESS DURING CLEANING AND STERILIZATION AND IS COMPATIBLE WITH CURRENT CLEANING EQUIPMENT INCLUDING AUTOMATED WASHERS.INNOVATIVE COLOR - CODED SILICONE RAIL SYSTEM AVAILABLE IN 11 COLOR OPTIONS SIGNIFICANTLY REDUCES INSTRUMENT CONTACT BY UP TO 59% ALLOWING FOR MORE WATER FLOW WHILE PROTECTING THE INSTRUMENTS DURING REPROCESSING.HIGH QUALITY ELECTRO POLISHED STAINLESS STEEL PROTECT | DENTAL GENERAL SUPPLIES
15041 | 4215290001400 | ENDODONTIC SURGICAL EXPLORER INSTRUMENT # 1 | DENTAL GENERAL SUPPLIES
15042 | 4215290001500 | ENDODONTIC SURGICAL EXPLORER INSTRUMENT # 2 | DENTAL GENERAL SUPPLIES
15043 | 4215290001600 | ENDODONTIC ABOU - RASS EXPLORER INSTRUMENT #1 | DENTAL GENERAL SUPPLIES
15044 | 4215290001700 | ENDODONTIC DG16 EXPLORER INSTRUMENT # 2 | DENTAL GENERAL SUPPLIES
15045 | 4215292300400 | MESSING ROOT CANAL GUN WITH 3 STRAIGHT AND CURVED NEEDLES KIT | DENTAL GENERAL SUPPLIES
15046 | 4215290001800 | ENDODONTIC ABOU - RASS APICAL BURNISHER INSTRUMENT ANGLED 0.5 MM LONG SHANK | DENTAL GENERAL SUPPLIES
15047 | 4215290001900 | ENDODONTIC ABOU - RASS APICAL BURNISHER INSTRUMENT ANGLED 1 MM LONG SHANK | DENTAL GENERAL SUPPLIES
15048 | 4215290002000 | ENDODONTIC ABOU - RASS APICAL BURNISHER INSTRUMENT ANGLED 1.25 MM LONG SHANK | DENTAL GENERAL SUPPLIES
15049 | 4215290002100 | ENDODONTIC ABOU - RASS APICAL BURNISHER INSTRUMENT ANGLED 1.5 MM LONG SHANK | DENTAL GENERAL SUPPLIES
15050 | 4215290002200 | ENDODONTIC ABOU - RASS APICAL BURNISHER INSTRUMENT ANGLED 2 MM LONG SHANK | DENTAL GENERAL SUPPLIES
15051 | 4215290002300 | ENDODONTIC ABOU - RASS APICAL BURNISHER INSTRUMENT STRAIGHT 1.5 MM LONG SHANK | DENTAL GENERAL SUPPLIES
15052 | 4215290002400 | ENDODONTIC ABOU - RASS APICAL BURNISHER INSTRUMENT STRAIGHT 1.75 MM LONG SHANK | DENTAL GENERAL SUPPLIES
15053 | 4215290002500 | ENDODONTIC ABOU - RASS APICAL BURNISHER INSTRUMENT STRAIGHT 2 MM LONG SHANK | DENTAL GENERAL SUPPLIES
15054 | 4215290002600 | ENDODONTIC ABOU - RASS APICAL BURNISHER INSTRUMENT STRAIGHT 2.5 MM LONG SHANK | DENTAL GENERAL SUPPLIES
15055 | 4215290002700 | ENDODONTIC MICROSURGICAL PLUGGER #1 | DENTAL GENERAL SUPPLIES
15056 | 4215290002800 | ENDODONTIC MICROSURGICAL PLUGGER #2 | DENTAL GENERAL SUPPLIES
15057 | 4215290002900 | ENDODONTIC MICROSURGICAL PLUGGER #3 | DENTAL GENERAL SUPPLIES
15058 | 4215290003000 | INSTRUMENT DENTAL CALCIUM HYDROXIDE PLACEMENT INSTRUMENT #6 SATIN STEEL HANDLE | DENTAL GENERAL SUPPLIES
15059 | 4215290003100 | ENDODONTIC MICROSURGICAL ELEVATOR # 1 | DENTAL GENERAL SUPPLIES
15060 | 4215290003200 | ENDODONTIC MICROSURGICAL ELEVATOR # 2 | DENTAL GENERAL SUPPLIES
15061 | 4215290003300 | ENDODONTIC MICROSURGICAL ELEVATOR # 3 | DENTAL GENERAL SUPPLIES
15062 | 4215290003400 | ENDODONTIC MICROSURGICAL CURETTE # 1 | DENTAL GENERAL SUPPLIES
15063 | 4215290003500 | ENDODONTIC MICROSURGICAL CURETTE # 2 | DENTAL GENERAL SUPPLIES
15064 | 4215290003600 | ENDODONTIC MICROSURGICAL CURETTE # 3 | DENTAL GENERAL SUPPLIES
15065 | 4215290003700 | SCHILDER PLUGGER ANTERIOR 0.4 MM | DENTAL GENERAL SUPPLIES
15066 | 4215290003800 | SCHILDER PLUGGER ANTERIOR 0.5 MM | DENTAL GENERAL SUPPLIES
15067 | 4215290003900 | SCHILDER PLUGGER ANTERIOR 0.6 MM | DENTAL GENERAL SUPPLIES
15068 | 4215290004000 | SCHILDER PLUGGER ANTERIOR 0.7 MM | DENTAL GENERAL SUPPLIES
15069 | 4215290004100 | SCHILDER PLUGGER ANTERIOR 0.8 MM | DENTAL GENERAL SUPPLIES
15070 | 4215290004200 | SCHILDER PLUGGER ANTERIOR 0.9 MM | DENTAL GENERAL SUPPLIES
15071 | 4215290004300 | SCHILDER PLUGGER ANTERIOR 1.0 MM | DENTAL GENERAL SUPPLIES
15072 | 4215290004400 | SCHILDER PLUGGER ANTERIOR 1.3 MM | DENTAL GENERAL SUPPLIES
15073 | 4215290004500 | SCHILDER PLUGGER ANTERIOR 1.5 MM | DENTAL GENERAL SUPPLIES
15074 | 4215160001300 | ENDODONTIC GLICK INSTRUMENT #1 | DENTAL GENERAL SUPPLIES
15075 | 4215160000800 | ENDODONTIC GLICK INSTRUMENT #2 | DENTAL GENERAL SUPPLIES
15076 | 4215169301500 | 2% CHLORHEXIDINE CANAL IRRIGATION SOLUTION 480 ML BOTTLE | DENTAL GENERAL SUPPLIES
15077 | 4215250000200 | DENTAL MATERIALS MIXING PAD SIZE 2 1/2 X 3 INCHES | DENTAL GENERAL SUPPLIES
15078 | 4215169301600 | 10% CARBAMIDE AND 15% EDTA ROOT CANAL CONDITIONER 3 ML 2/PACK ONE EACH (EA) = ONE (1) PACK | DENTAL GENERAL SUPPLIES
15079 | 4215162403300 | DENTAL BUR HOLDER AUTOCLAVABLE ENABLE LONG AND SHORT BURS NOT DAMAGED BY STERILIZATION AND ULTRASONIC CLEANING CONTAINING DRAINING HOLES IN THE BOTTOM OF BUR HOLDER ANTIRUST CONTAINS 10 TO 14 HOLES DIFFERENT COLORS MINIMUM OF SIX COLORS | DENTAL GENERAL SUPPLIES
15080 | 4215166001400 | INTRACORONAL PROPHY BRUSH RA LATCH TYPE | DENTAL GENERAL SUPPLIES
15081 | 4215291700400 | HIGH VOLUME SUCTION TIPS PLASTIC S SHAPE WITH RETRACTOR FIT IN 11 MM SUCTION HOLDER | DENTAL GENERAL SUPPLIES
15082 | 4215200900000 | RADIOGRAPH VIEWER (74 X 44 SCREEN) TFT - LCD (CCFL LAMP) EXTERNAL DIMENSION 88 X 50 X 2.5 CM (WXHXD) | DENTAL GENERAL SUPPLIES
15083 | 4215200600500 | DENTAL X-RAY FILM MOUNT AND HOLDER#160;WITH 6 HOLES SUPPLIED IN 100 SHEET | DENTAL GENERAL SUPPLIES
15084 | 4214150000200 | COTTON PELLET REFILL SIZE 0.5 SUPER SOFT EXTREMELY ABSORBENT | DENTAL GENERAL SUPPLIES
15085 | 4213220100000 | COTTON ROLL DISPENSER WITH LID DISPENSES ONE ROLL WITH SIMPLE MOVEMENT ADJUSTABLE FOR DIFFERENT SIZE S OF ROLLS COMPACT AND STABLE MADE OF STERILIZABLE MATERIAL PREFERABLY CHROME NICKEL STEEL (ST. ST) TO BE AUTOCLAVED OR CHEMICLAVED | DENTAL GENERAL SUPPLIES
15086 | 4215163212500 | NASAL HOOD FOR NITROUS OXIDE SEDATION SYSTEM SINGLE - USE SMALL | DENTAL GENERAL SUPPLIES
15087 | 4215163212400 | NASAL HOOD FOR NITROUS OXIDE SEDATION SYSTEM SINGLE - USE MEDIUM | DENTAL GENERAL SUPPLIES
15088 | 4215163218200 | NASAL HOOD FOR NITROUS OXIDE SEDATION SYSTEM SINGLE - USE LARGE | DENTAL GENERAL SUPPLIES
15089 | 4215150304500 | TOOTH COLORED ZIRCONIUM PEDIATRIC CROWN FOR PRIMARY ANTERIOR TEETH UNIVERSAL KIT (DIFFERENT SIZE S) | DENTAL GENERAL SUPPLIES
15090 | 4215245700100 | NON STAINING PREMIXED BIOACTIVE AND BIOCERAMIC MTA FOR ROOT AND PULP TREATMENT 1.2G OR 2.4G | DENTAL GENERAL SUPPLIES
15091 | 4215271218500 | BANDS FOR UPPER FIRST AND SECOND PRIMARY MOLARS KIT ALL SIZES | DENTAL GENERAL SUPPLIES
15092 | 4215271218600 | BANDS FOR LOWER FIRST AND SECOND PRIMARY MOLARS KIT ALL SIZES | DENTAL GENERAL SUPPLIES
15093 | 4215150329800 | PEDO CROWNS METAL CROWNS WITH PRE-VENEERED FACING FOR ANTERIOR PRIMARY TEETH | DENTAL GENERAL SUPPLIES
15094 | 4215201000200 | X - RAY FILM INTRAORAL SIZE 2 (31MM X 41MM) | DENTAL GENERAL SUPPLIES
15095 | 4215201000000 | X - RAY FILM INTRAORAL SIZE 4 (57 MM X 76MM) | DENTAL GENERAL SUPPLIES
15096 | 4229552505800 | ALLOPLASTIC BONE SUBSTITUTE MATERIAL OSTEOCONDUCTIVE SMALL GRANULES SIZE (100 - 200 M) (0.5 MG) OR EQUIVALENT | DENTAL GENERAL SUPPLIES
15097 | 4229552505900 | ALLOPLASTIC BONE SUBSTITUTE MATERIAL OSTEOCONDUCTIVE SMALL GRANULES SIZE (100 - 200 M) (1.0 MG) OR EQUIVALENT | DENTAL GENERAL SUPPLIES
15098 | 4229552506000 | ALLOPLASTIC BONE SUBSTITUTE MATERIAL OSTEOCONDUCTIVE SMALL GRANULES SIZE (100 - 200 M) (2.0 MG) OR EQUIVALENT | DENTAL GENERAL SUPPLIES
15099 | 4229547100700 | BONE COLLECTOR/HARVESTING KIT 3 HARVESTING REAMERS WITH ASSORTED SIZE S DIAMETER RANGE FROM 2 - 8 MM ARRANGED IN PERFORATED STAINLESS STEEL CASSETTE | DENTAL GENERAL SUPPLIES
15100 | 4229550638400 | DASK (DENTIUM ADVANCED SINUS KIT) 1. LATERAL WINDOW BUR K 2. SINUS EVALUATION INSTRUMENTS KIT | DENTAL GENERAL SUPPLIES
15101 | 4215190000200 | MODEL FOR DENTAL HEALTH EDUCATION (MODEL AND BRUSH) | DENTAL GENERAL SUPPLIES
15102 | 4215280700100 | PERIODONTAL-DRESSING KIT FOR PERIODONTAL SURGERY | DENTAL GENERAL SUPPLIES
15103 | 4215190200900 | DENTAL PROPHYLAXIS PASTE FINE FRUIT FLAVORED 200 SINGLE PATIENT DOSE CUPS/BOX MEDIUM GRITS WITHOUT FLUORIDE | DENTAL GENERAL SUPPLIES
15104 | 4215190200800 | DENTAL PROPHYLAXIS PASTE MEDIUM FRUIT FLAVORED 200 SINGLE PATIENT DOSE CUPS/BOX WITHOUT FLUORIDE | DENTAL GENERAL SUPPLIES
15105 | 4215150329900 | CROWN FORM TRANSPARENT SIZE A3 OR EQUIVALENT LEFT CENTRAL XL | DENTAL GENERAL SUPPLIES
15106 | 4215150330000 | CROWN FORM TRANSPARENT SIZE C3 OR EQUIVALENT LEFT CENTRAL M | DENTAL GENERAL SUPPLIES
15107 | 4215150330100 | CROWN FORM TRANSPARENT SIZE C4 OR EQUIVALENT RIGHT CENTRAL M | DENTAL GENERAL SUPPLIES
15108 | 4215150330200 | CROWN FORM TRANSPARENT SIZE D3 OR EQUIVALENT LEFT CENTRAL MS | DENTAL GENERAL SUPPLIES
15109 | 4215150330300 | CROWN FORM TRANSPARENT SIZE D4 OR EQUIVALENT RIGHT CENTRAL MS | DENTAL GENERAL SUPPLIES
15110 | 4215150330400 | CROWN FORM TRANSPARENT SIZE E3 OR EQUIVALENT LEFT CENTRAL S | DENTAL GENERAL SUPPLIES
15111 | 4215150330500 | CROWN FORM TRANSPARENT SIZE E4 OR EQUIVALENT RIGHT CENTRAL S | DENTAL GENERAL SUPPLIES
15112 | 4215150330600 | CROWN FORM TRANSPARENT SIZE 5 OR EQUIVALENT RIGHT LATERAL S | DENTAL GENERAL SUPPLIES
15113 | 4215150330700 | CROWN FORM TRANSPARENT SIZE C2 OR EQUIVALENT LEFT LATERAL M | DENTAL GENERAL SUPPLIES
15114 | 4215150330800 | CROWN FORM TRANSPARENT SIZE C5 OR EQUIVALENT RIGHT LATERAL M | DENTAL GENERAL SUPPLIES
15115 | 4215150330900 | CROWN FORM TRANSPARENT SIZE D2 OR EQUIVALENT LEFT LATERAL MS | DENTAL GENERAL SUPPLIES
15116 | 4215150331000 | CROWN FORM TRANSPARENT SIZE D5 OR EQUIVALENT RIGHT LATERAL MS | DENTAL GENERAL SUPPLIES
15117 | 4215150331100 | CROWN FORM TRANSPARENT SIZE C6 OR EQUIVALENT RIGHT CUSPID M | DENTAL GENERAL SUPPLIES
15118 | 4215150331200 | CROWN FORM TRANSPARENT SIZE E2 OR EQUIVALENT LEFT LATERAL S | DENTAL GENERAL SUPPLIES
15119 | 4215260100500 | ARTICULATING DENTAL TAPE SILK RED #10 | DENTAL GENERAL SUPPLIES
15120 | 4215246600100 | SILICONE MATERIAL FOR DISCLOSING AREAS OF POOR FIT OF PROTHESES (CROWNS AND FPDS) WHITE COLORED ODORLESS TASTELESS FAST SETTING HAND MIX (BASE AND CATALYST) WITH ACCESSORIES | DENTAL GENERAL SUPPLIES
15121 | 4215242501500 | INLAY PATTERN RESIN OR EQUIVALENT RED COLOR CLINICAL KIT INCLUDES ACRYLIC POWDER + SEPARATING MEDIUM + MIXING GLASS + PAINTING BRUSH | DENTAL GENERAL SUPPLIES
15122 | 4215210504100 | DUAL ARCH IMPRESSION TRAY EXTENDED QUADRANT | DENTAL GENERAL SUPPLIES
15123 | 4215180603700 | PRECISION DENTAL STRIP SYSTEM FOR PROXIMAL CONTACT ADJUSTMENT | DENTAL GENERAL SUPPLIES
15124 | 4215181300200 | TUBES AND PLUGS COMPOSITE OR CEMENT DISPENSER DISPOSABLE | DENTAL GENERAL SUPPLIES
15125 | 4215180603800 | SAW FOR SERRATED STRIPS DIAMOND | DENTAL GENERAL SUPPLIES
15126 | 4215242400900 | ALUMINIA FORTIFIED CEMENT REGULAR SET POWDER 10 - 15 G AND LIQUID 5 - 10 ML | DENTAL GENERAL SUPPLIES
15127 | 4215244600100 | DENTAL CAVITY LINER/VARNISH WITH FLUORIDE FROM (15 -20 ) ML PACKED IN BOTTLE WITH DROPPER | DENTAL GENERAL SUPPLIES
15128 | 4215150073900 | LENTULO SPIRAL PASTE FILLER LATCH TYPE PASTE CARRIERS RA COLOR CODED LENGTH 17 MM SIZE ASSORTED (25 - 40) ONE EACH (EA) = ONE (1) PACK | DENTAL GENERAL SUPPLIES
15129 | 4215150074000 | LENTULO SPIRAL PASTE FILLER LATCH TYPE PASTE CARRIERS RA COLOR CODED LENGTH 21 MM SIZE ASSORTED (25 - 40) ONE EACH (EA) = ONE (1) PACK | DENTAL GENERAL SUPPLIES
15130 | 4215150074100 | LENTULO SPIRAL PASTE FILLER LATCH TYPE PASTE CARRIERS RA COLOR CODED LENGTH 25 MM SIZE ASSORTED (25 - 40) ONE EACH (EA) = ONE (1) PACK | DENTAL GENERAL SUPPLIES
15131 | 4215150070300 | LENTULO SPIRAL PASTE FILLER LATCH TYPE PASTE CARRIERS RA COLOR CODED BLACK LENGTH 17 MM SIZE 40 ONE EACH (EA) = ONE (1) PACK | DENTAL GENERAL SUPPLIES
15132 | 4215150067600 | LENTULO SPIRAL PASTE FILLER LATCH TYPE PASTE CARRIERS RA COLOR CODED BLACK LENGTH 25 MM SIZE 40 ONE EACH (EA) = ONE (1) PACK | DENTAL GENERAL SUPPLIES
15133 | 4215150067500 | LENTULO SPIRAL PASTE FILLER LATCH TYPE PASTE CARRIERS RA COLOR CODED BLACK LENGTH 21 MM SIZE 40 ONE EACH (EA) = ONE (1) PACK | DENTAL GENERAL SUPPLIES
15134 | 4215150064800 | LENTULO SPIRAL PASTE FILLER LATCH TYPE PASTE CARRIERS RA COLOR CODED BLUE LENGTH 25 MM SIZE 30 ONE EACH (EA) = ONE (1) PACK | DENTAL GENERAL SUPPLIES
15135 | 4215150064700 | LENTULO SPIRAL PASTE FILLER LATCH TYPE PASTE CARRIERS RA COLOR CODED BLUE LENGTH 21 MM SIZE 30 ONE EACH (EA) = ONE (1) PACK | DENTAL GENERAL SUPPLIES
15136 | 4215150064600 | LENTULO SPIRAL PASTE FILLER LATCH TYPE PASTE CARRIERS RA COLOR CODED BLUE LENGTH 17 MM SIZE 30 ONE EACH (EA) = ONE (1) PACK | DENTAL GENERAL SUPPLIES
15137 | 4215150060700 | LENTULO SPIRAL PASTE FILLER LATCH TYPE PASTE CARRIERS RA COLOR CODED RED LENGTH 25 MM SIZE 25 ONE EACH (EA) = ONE (1) PACK | DENTAL GENERAL SUPPLIES
15138 | 4215150060600 | LENTULO SPIRAL PASTE FILLER LATCH TYPE PASTE CARRIERS RA COLOR CODED RED LENGTH 21 MM SIZE 25 ONE EACH (EA) = ONE (1) PACK | DENTAL GENERAL SUPPLIES
15139 | 4215150060500 | LENTULO SPIRAL PASTE FILLER LATCH TYPE PASTE CARRIERS RA COLOR CODED RED LENGTH 17 MM SIZE 25 ONE EACH (EA) = ONE (1) PACK | DENTAL GENERAL SUPPLIES
15140 | 4215150060300 | LENTULO SPIRAL PASTE FILLER LATCH TYPE PASTE CARRIERS RA COLOR CODED GREEN LENGTH 25 MM SIZE 35 ONE EACH (EA) = ONE (1) PACK | DENTAL GENERAL SUPPLIES
15141 | 4215150060200 | LENTULO SPIRAL PASTE FILLER LATCH TYPE PASTE CARRIERS RA COLOR CODED GREEN LENGTH 21 MM SIZE 35 ONE EACH (EA) = ONE (1) PACK | DENTAL GENERAL SUPPLIES
15142 | 4215150060100 | LENTULO SPIRAL PASTE FILLER LATCH TYPE PASTE CARRIERS RA COLOR CODED GREEN LENGTH 17 MM SIZE 35 ONE EACH (EA) = ONE (1) PACK | DENTAL GENERAL SUPPLIES
15143 | 4215150089500 | PREMIXED BIO CERAMIC ROOT REPAIR ENDODONTIC FILLING MATERIAL COMPOSED OF ZIRCONIUM OXIDE TRICALCIUM SILICATE DICALCIUM SILICATE TANTALUM PENTAOXIDE AND CALCIUM SULPHATE ALUMINUM FREE ANTIBACTERIAL BIOACTIVE AND OSTEOGENIC NON TOXIC REGULAR CONDENSABLE PUTTY PACKED IN JAR | DENTAL GENERAL SUPPLIES
15144 | 4215150086600 | PREMIXED BIO CERAMIC ROOT REPAIR ENDODONTIC FILLING MATERIAL COMPOSED OF ZIRCONIUM OXIDE TRICALCIUM SILICATE DICALCIUM SILICATE TANTALUM PENTAOXIDE AND CALCIUM SULPHATE ALUMINUM FREE ANTIBACTERIAL BIOACTIVE AND OSTEOGENIC NON TOXIC SHORT SETTING TIME INJECTABLE PASTE PACKED IN SYRINGE | DENTAL GENERAL SUPPLIES
15145 | 4215150162600 | TERAUCHI FILE RETRIEVAL SYSTEM KIT (TERAUCHI FILE RETRIEVAL) CONTAINS: GUTTA PERCHA INSTRUMENT MICROEXPLORER GT 70.12 ROTARY FILES MODIFIED # 3 GATES GLIDDEN BUR MICROTREPHINE BUR # 5 (2) ULTRASONIC TIP - STRAIGHT ULTRASONIC TIP - 6 O'CLOCK ULTRASONIC TIP - 12 O'CLOCK (2) YOSHI LOOP DEVICE HIGH SPEED POLISHING POINTS AUTOCLAVABLE CASSETTE (2) TRUE TOOTH # 9 - BROKEN FILE | DENTAL GENERAL SUPPLIES
15146 | 4215169100300 | APEX LOCATOR CONTAIN NOT LESS THAN 3 SETTING MEMORY AND CANAL LENGTH INDICATOR BAR WITH PROBE CORD FIVE FILE HOLDER FIVE CONTRARY ELECTRODE ONE TESTER AND ONE LONG FILE HOLDER | DENTAL GENERAL SUPPLIES
15147 | 4215162404700 | HIGH SPEED AIR TURBINE HANDPIECE IMPACT AIR 45 DEGREE STANDARD HEAD HEIGHT NOT MORE THAN 14MM AND HEAD DIAMETER NOT MORE THAN 13MM CONTRA ANGLE WITH FIBER OPTIC LIGHT SPEED RANGE MORE THAN 325 000 RPM POWER 26 WATT OR MORE FG SMOOTH NON SLIPPERY BODY WITH SCRATCH RESISTANCE SURFACE PUSH BUTTON AUTOCHUCK CERAMIC BALL BEARING EXHAUST AIR BACK TO DENTAL UNIT INTERNAL AIR/WATER COOLANT WATER ANTI-RETRACTION VALVE INTERNAL MICROFILTER PORT SPRAY 4-5 HOLES COMPATIBLE WITH EXISTING QUICK COUPLING OF EACH HOSPITAL SYSTEM | DENTAL GENERAL SUPPLIES
15148 | 4215161478000 | FRICTION GRIP (FG) TRANSMETAL BUR CROSSCUT SHAPE CUTTING SURFACE LENGTH 5 MM TOTAL LENGTH 19 MM | DENTAL GENERAL SUPPLIES
15149 | 4215150600800 | ENDO NON-VITAL WHITENING GEL USED FOR INTERNAL BLEACHING CONTAIN 35% HYDROGEN PEROXIDE AND NON HAZARDOUS SUBSTANCES COMES IN SYRINGE WITH MULTIPLE TIPS | DENTAL GENERAL SUPPLIES
15150 | 4215169200000 | CORDLESS OBTURATION TO FILL CANALS WITH ALFA GUTTA PERCHA IN FORM OF WARM VERTICAL TECHNIQUE WITH GUN AND HEAT SOURCE INCLUDING AT LEAST THREE DIFFERENT SIZES OF HEATING TIPS | DENTAL GENERAL SUPPLIES
15151 | 4215163603300 | PORTABLE ULTRASONIC SCALER WITH MULTIPLE TIPS WITH LED HANDPIECE INCLUDING INDEPENDENT IRRIGATION TANK FOR SOLUTION | DENTAL GENERAL SUPPLIES
15152 | 4215162404600 | WIRELESS PORTABLE ENDODONTIC MOTOR FOR ROOT CANAL FILE SYSTEM WITH APEX LOCATOR GEAR TORQUE 6:1 WITH AT LEAST 3 HANDPIECE HEAD | DENTAL GENERAL SUPPLIES
15153 | 4215150014800 | MTA BLOCK | DENTAL GENERAL SUPPLIES
15154 | 4215150161500 | INSTRUMENT RETRIEVAL SYSTEM (IRS) KIT : 8 PCS + CORE DRILLS 4 PCS. 4 CORE DRILL (YELLOW RED BLUE GREEN) RETRIEVAL TIPS 8 PIECES (. 04 MM ID YELLOW (2 PIECES) (. 06 MM ID RED (2 PIECES) (. 08 MM ID BLUE (2 PIECES) (1.34 MM ID GREEN (2 PIECES) | DENTAL GENERAL SUPPLIES
15155 | 4215150155300 | LINGUAL GOLD CHAIN RETAINER. STABILIZES ORTHODONTIC CORRECTIONS EASILY ADAPTED TO TEETH LINGUAL SURFACE NO LAB REQUIRED DIMENSIONS 0.974 MM (W) X 0.402 MM (H) | DENTAL GENERAL SUPPLIES
15156 | 4215150143300 | ROTARY NITI FILE WITH TRIPLE - FLUTED ASYMMETRICAL PLACED RADIAL LANDS POSITIVE RAKE ANGLE ASSORTED (15 - 40) 0.06 TAPER LENGTH 21 MM | DENTAL GENERAL SUPPLIES
15157 | 4215150143200 | ROTARY NITI FILE WITH TRIPLE - FLUTED ASYMMETRICAL PLACED RADIAL LANDS POSITIVE RAKE ANGLE ASSORTED (15 - 40) 0.04 TAPER LENGTH 25 MM | DENTAL GENERAL SUPPLIES
15158 | 4215150143100 | ROTARY NITI FILE WITH TRIPLE - FLUTED ASYMMETRICAL PLACED RADIAL LANDS POSITIVE RAKE ANGLE ASSORTED (15 - 40) 0.04 TAPER LENGTH 21 MM | DENTAL GENERAL SUPPLIES
15159 | 4215150143000 | ROTARY NITI FILE WITH TRIPLE - FLUTED ASYMMETRICAL PLACED RADIAL LANDS POSITIVE RAKE ANGLE ASSORTED (15 - 40) 0.02 TAPER LENGTH 25 MM | DENTAL GENERAL SUPPLIES
15160 | 4215150142900 | ROTARY NITI FILE WITH TRIPLE - FLUTED ASYMMETRICAL PLACED RADIAL LANDS POSITIVE RAKE ANGLE ASSORTED (15 - 40) 0.02 TAPER LENGTH 21 MM | DENTAL GENERAL SUPPLIES
15161 | 4215162081100 | ROTARY NITI FILE WITH TRIPLE-FLUTED ASYMMETRICAL PLACED RADIAL LANDS POSITIVE RAKE ANGLE 0.04 TAPER 25MM SZ 55 | DENTAL GENERAL SUPPLIES
15162 | 4215162081000 | ROTARY NITI FILE WITH TRIPLE-FLUTED ASYMMETRICAL PLACED RADIAL LANDS POSITIVE RAKE ANGLE 0.04 TAPER 25MM SZ 50 | DENTAL GENERAL SUPPLIES
15163 | 4215150138200 | ROTARY NITI FILE WITH TRIPLE - FLUTED ASYMMETRICAL PLACED RADIAL LANDS POSITIVE RAKE ANGLE 0.06 TAPER 25 MM SZ 55 | DENTAL GENERAL SUPPLIES
15164 | 4215150138100 | ROTARY NITI FILE WITH TRIPLE - FLUTED ASYMMETRICAL PLACED RADIAL LANDS POSITIVE RAKE ANGLE 0.06 TAPER 25 MM SZ 50 | DENTAL GENERAL SUPPLIES
15165 | 4215150138000 | ROTARY NITI FILE WITH TRIPLE - FLUTED ASYMMETRICAL PLACED RADIAL LANDS POSITIVE RAKE ANGLE 0.06 TAPER 25 MM SZ 45 | DENTAL GENERAL SUPPLIES
15166 | 4215150137900 | ROTARY NITI FILE WITH TRIPLE - FLUTED ASYMMETRICAL PLACED RADIAL LANDS POSITIVE RAKE ANGLE 0.06 TAPER 25 MM SZ 40 | DENTAL GENERAL SUPPLIES
15167 | 4215150137800 | ROTARY NITI FILE WITH TRIPLE - FLUTED ASYMMETRICAL PLACED RADIAL LANDS POSITIVE RAKE ANGLE 0.06 TAPER 25 MM SZ 35 | DENTAL GENERAL SUPPLIES
15168 | 4215150137700 | ROTARY NITI FILE WITH TRIPLE - FLUTED ASYMMETRICAL PLACED RADIAL LANDS POSITIVE RAKE ANGLE 0.06 TAPER 25 MM SZ 30 | DENTAL GENERAL SUPPLIES
15169 | 4215150137600 | ROTARY NITI FILE WITH TRIPLE - FLUTED ASYMMETRICAL PLACED RADIAL LANDS POSITIVE RAKE ANGLE 0.06 TAPER 25 MM SZ 25 | DENTAL GENERAL SUPPLIES
15170 | 4215150137500 | ROTARY NITI FILE WITH TRIPLE - FLUTED ASYMMETRICAL PLACED RADIAL LANDS POSITIVE RAKE ANGLE 0.06 TAPER 25 MM SZ 20 | DENTAL GENERAL SUPPLIES
15171 | 4215150137400 | ROTARY NITI FILE WITH TRIPLE - FLUTED ASYMMETRICAL PLACED RADIAL LANDS POSITIVE RAKE ANGLE 0.06 TAPER 25 MM SZ 15 | DENTAL GENERAL SUPPLIES
15172 | 4215150137300 | ROTARY NITI FILE WITH TRIPLE - FLUTED ASYMMETRICAL PLACED RADIAL LANDS POSITIVE RAKE ANGLE 0.06 TAPER 21 MM SZ 55 | DENTAL GENERAL SUPPLIES
15173 | 4215150137200 | ROTARY NITI FILE WITH TRIPLE - FLUTED ASYMMETRICAL PLACED RADIAL LANDS POSITIVE RAKE ANGLE 0.06 TAPER 21 MM SZ 50 | DENTAL GENERAL SUPPLIES
15174 | 4215150137100 | ROTARY NITI FILE WITH TRIPLE - FLUTED ASYMMETRICAL PLACED RADIAL LANDS POSITIVE RAKE ANGLE 0.06 TAPER 21 MM SZ 45 | DENTAL GENERAL SUPPLIES
15175 | 4215150137000 | ROTARY NITI FILE WITH TRIPLE - FLUTED ASYMMETRICAL PLACED RADIAL LANDS POSITIVE RAKE ANGLE 0.06 TAPER 21 MM SZ 40 | DENTAL GENERAL SUPPLIES
15176 | 4215150136900 | ROTARY NITI FILE WITH TRIPLE - FLUTED ASYMMETRICAL PLACED RADIAL LANDS POSITIVE RAKE ANGLE 0.06 TAPER 21 MM SZ 35 | DENTAL GENERAL SUPPLIES
15177 | 4215150136800 | ROTARY NITI FILE WITH TRIPLE - FLUTED ASYMMETRICAL PLACED RADIAL LANDS POSITIVE RAKE ANGLE 0.06 TAPER 21 MM SZ 30 | DENTAL GENERAL SUPPLIES
15178 | 4215150136700 | ROTARY NITI FILE WITH TRIPLE - FLUTED ASYMMETRICAL PLACED RADIAL LANDS POSITIVE RAKE ANGLE 0.06 TAPER 21 MM SZ 25 | DENTAL GENERAL SUPPLIES
15179 | 4215150136600 | ROTARY NITI FILE WITH TRIPLE - FLUTED ASYMMETRICAL PLACED RADIAL LANDS POSITIVE RAKE ANGLE 0.06 TAPER 21 MM SZ 20 | DENTAL GENERAL SUPPLIES
15180 | 4215150136500 | ROTARY NITI FILE WITH TRIPLE - FLUTED ASYMMETRICAL PLACED RADIAL LANDS POSITIVE RAKE ANGLE 0.06 TAPER 21 MM SZ 15 | DENTAL GENERAL SUPPLIES
15181 | 4215150136400 | ROTARY NITI FILE WITH TRIPLE - FLUTED ASYMMETRICAL PLACED RADIAL LANDS POSITIVE RAKE ANGLE 0.04 TAPER 25 MM SZ 45 | DENTAL GENERAL SUPPLIES
15182 | 4215150136300 | ROTARY NITI FILE WITH TRIPLE - FLUTED ASYMMETRICAL PLACED RADIAL LANDS POSITIVE RAKE ANGLE 0.04 TAPER 25 MM SZ 40 | DENTAL GENERAL SUPPLIES
15183 | 4215150136200 | ROTARY NITI FILE WITH TRIPLE - FLUTED ASYMMETRICAL PLACED RADIAL LANDS POSITIVE RAKE ANGLE 0.04 TAPER 25 MM SZ 35 | DENTAL GENERAL SUPPLIES
15184 | 4215150136100 | ROTARY NITI FILE WITH TRIPLE - FLUTED ASYMMETRICAL PLACED RADIAL LANDS POSITIVE RAKE ANGLE 0.04 TAPER 25 MM SZ 30 | DENTAL GENERAL SUPPLIES
15185 | 4215150136000 | ROTARY NITI FILE WITH TRIPLE - FLUTED ASYMMETRICAL PLACED RADIAL LANDS POSITIVE RAKE ANGLE 0.04 TAPER 25 MM SZ 25 | DENTAL GENERAL SUPPLIES
15186 | 4215150135900 | ROTARY NITI FILE WITH TRIPLE - FLUTED ASYMMETRICAL PLACED RADIAL LANDS POSITIVE RAKE ANGLE 0.04 TAPER 25 MM SZ 20 | DENTAL GENERAL SUPPLIES
15187 | 4215150135800 | ROTARY NITI FILE WITH TRIPLE - FLUTED ASYMMETRICAL PLACED RADIAL LANDS POSITIVE RAKE ANGLE 0.04 TAPER 25 MM SZ 15 | DENTAL GENERAL SUPPLIES
15188 | 4215150135700 | ROTARY NITI FILE WITH TRIPLE - FLUTED ASYMMETRICAL PLACED RADIAL LANDS POSITIVE RAKE ANGLE 0.04 TAPER 21 MM SZ 55 | DENTAL GENERAL SUPPLIES
15189 | 4215150135600 | ROTARY NITI FILE WITH TRIPLE - FLUTED ASYMMETRICAL PLACED RADIAL LANDS POSITIVE RAKE ANGLE 0.04 TAPER 21 MM SZ 50 | DENTAL GENERAL SUPPLIES
15190 | 4215150135500 | ROTARY NITI FILE WITH TRIPLE - FLUTED ASYMMETRICAL PLACED RADIAL LANDS POSITIVE RAKE ANGLE 0.04 TAPER 21 MM SZ 45 | DENTAL GENERAL SUPPLIES
15191 | 4215150135400 | ROTARY NITI FILE WITH TRIPLE - FLUTED ASYMMETRICAL PLACED RADIAL LANDS POSITIVE RAKE ANGLE 0.04 TAPER 21 MM SZ 40 | DENTAL GENERAL SUPPLIES
15192 | 4215150135300 | ROTARY NITI FILE WITH TRIPLE - FLUTED ASYMMETRICAL PLACED RADIAL LANDS POSITIVE RAKE ANGLE 0.04 TAPER 21 MM SZ 35 | DENTAL GENERAL SUPPLIES
15193 | 4215150135200 | ROTARY NITI FILE WITH TRIPLE - FLUTED ASYMMETRICAL PLACED RADIAL LANDS POSITIVE RAKE ANGLE 0.04 TAPER 21 MM SZ 30 | DENTAL GENERAL SUPPLIES
15194 | 4215150135100 | ROTARY NITI FILE WITH TRIPLE - FLUTED ASYMMETRICAL PLACED RADIAL LANDS POSITIVE RAKE ANGLE 0.04 TAPER 21 MM SZ 25 | DENTAL GENERAL SUPPLIES
15195 | 4215150135000 | ROTARY NITI FILE WITH TRIPLE - FLUTED ASYMMETRICAL PLACED RADIAL LANDS POSITIVE RAKE ANGLE 0.04 TAPER 21 MM SZ 20 | DENTAL GENERAL SUPPLIES
15196 | 4215150134900 | ROTARY NITI FILE WITH TRIPLE - FLUTED ASYMMETRICAL PLACED RADIAL LANDS POSITIVE RAKE ANGLE 0.04 TAPER 21 MM SZ 15 | DENTAL GENERAL SUPPLIES
15197 | 4215150061600 | OBTURATION CARTRIDGES GUTTA PERCHA GAUGE 25 (LIGHT BODY) | DENTAL GENERAL SUPPLIES
15198 | 4215150061500 | OBTURATION CARTRIDGES GUTTA PERCHA GAUGE 23 (LIGHT BODY) | DENTAL GENERAL SUPPLIES
15199 | 4215161004700 | 2% SODIUM HYPOCHLORIDE CANAL IRRIGATION SOLUTION 500 ML | DENTAL GENERAL SUPPLIES
15200 | 4215161004600 | 2% SODIUM HYPOCHLORIDE CANAL IRRIGATION SOLUTION 200 ML | DENTAL GENERAL SUPPLIES
15201 | 4215150160100 | ENDO ACTIVATOR SYSTEM KIT WITH HANDPIECE/DRIVER: SMALL ACTIVATOR TIPS (15/02) YELLOW 25/BOX MEDIUM ACTIVATOR TIPS (25/04) RED 25/BOX LARGE ACTIVATOR TIPS (35/04) BLUE 25/BOX PROTECTIVE BARRIERS 100/BOX | DENTAL GENERAL SUPPLIES
15202 | 4215150120800 | ENDODONTIC FINGER SPREADER SS WITH PLASTIC HANDLE LENGTH 25 MM SIZE 15 - 40 ASSORTED | DENTAL GENERAL SUPPLIES
15203 | 4215150108400 | TRIPLE - ANGLE « RETRO » NEEDLE (1 PEEK PLUNGER INCLUDED) SIZE 0 RIGHT YELLOW 0.90 | DENTAL GENERAL SUPPLIES
15204 | 4215150105400 | TRIPLE - ANGLE « RETRO » NEEDLE (1 PEEK PLUNGER INCLUDED) SIZE 1 RIGHT RED 1.10 | DENTAL GENERAL SUPPLIES
15205 | 4215150095900 | 0.5% SODIUM HYPOCHLORIDE CANAL IRRIGATION SOLUTION 200 ML | DENTAL GENERAL SUPPLIES
15206 | 4215150083300 | DENTAL DAM STABILIZING CORD - NON LATEX SIZE SMALL | DENTAL GENERAL SUPPLIES
15207 | 4215150082800 | DENTAL DAM STABILIZING CORD - LATEX SIZE SMALL | DENTAL GENERAL SUPPLIES
15208 | 4215150082100 | NITI FILES HAND FILE ASSORTMENT (45 - 80) 31 MM ONE EACH (EA) = ONE (1) PACK | DENTAL GENERAL SUPPLIES
15209 | 4215150082000 | NITI FILES HAND FILE ASSORTMENT (45 - 80) 25 MM ONE EACH (EA) = ONE (1) PACK | DENTAL GENERAL SUPPLIES
15210 | 4215150081900 | NITI FILES HAND FILE ASSORTMENT (45 - 80) 21 MM ONE EACH (EA) = ONE (1) PACK | DENTAL GENERAL SUPPLIES
15211 | 4215150081600 | NITI FILES HAND FILE ASSORTMENT (15 - 40) 31 MM ONE EACH (EA) = ONE (1) PACK | DENTAL GENERAL SUPPLIES
15212 | 4215150081400 | NITI FILES HAND FILE ASSORTMENT (15 - 40) 25 MM ONE EACH (EA) = ONE (1) PACK | DENTAL GENERAL SUPPLIES
15213 | 4215150081300 | NITI FILES HAND FILE ASSORTMENT (15 - 40) 21 MM ONE EACH (EA) = ONE (1) PACK | DENTAL GENERAL SUPPLIES
15214 | 4215150073300 | ENDODONTIC ROOT CANAL FINGER PLUGGER L25 MM SIZE 40 ONE EACH (EA) = ONE (1) PACK | DENTAL GENERAL SUPPLIES
15215 | 4215150073200 | ENDODONTIC ROOT CANAL FINGER PLUGGER L25 MM SIZE 35 ONE EACH (EA) = ONE (1) PACK | DENTAL GENERAL SUPPLIES
15216 | 4215150073100 | ENDODONTIC ROOT CANAL FINGER PLUGGER L25 MM SIZE 30 ONE EACH (EA) = ONE (1) PACK | DENTAL GENERAL SUPPLIES
15217 | 4215150073000 | ENDODONTIC ROOT CANAL FINGER PLUGGER L25 MM SIZE 25 ONE EACH (EA) = ONE (1) PACK | DENTAL GENERAL SUPPLIES
15218 | 4215150072900 | ENDODONTIC ROOT CANAL FINGER PLUGGER L25 MM SIZE 20 ONE EACH (EA) = ONE (1) PACK | DENTAL GENERAL SUPPLIES
15219 | 4215150071100 | PAPER POINTS PRE - STERILIZED CELLS SIZE 90 200 POINTS/BOX ONE EACH (EA) = ONE (1) PACK | DENTAL GENERAL SUPPLIES
15220 | 4215150071000 | PAPER POINTS PRE - STERILIZED CELLS SIZE 80 200 POINTS/BOX ONE EACH (EA) = ONE (1) PACK | DENTAL GENERAL SUPPLIES
15221 | 4215150070900 | PAPER POINTS PRE - STERILIZED CELLS SIZE 60 200 POINTS/BOX ONE EACH (EA) = ONE (1) PACK | DENTAL GENERAL SUPPLIES
15222 | 4215150070100 | ENDODONTIC HAND SPREADER STAINLESS STEEL SINGLE ENDED SIZE 30 ONE EACH (EA) = ONE (1) PACK | DENTAL GENERAL SUPPLIES
15223 | 4215150069600 | 1% SODIUM HYPOCHLORIDE CANAL IRRIGATION SOLUTION 500 ML | DENTAL GENERAL SUPPLIES
15224 | 4215150069500 | 1% SODIUM HYPOCHLORIDE CANAL IRRIGATION SOLUTION 200 ML | DENTAL GENERAL SUPPLIES
15225 | 4215150067800 | LONG SHANK ROUND ENDODONTICS MULLER BUR LATCH TYPE 18 MM LENGTH 1.2 MM HEAD SIZE SIZE 3 | DENTAL GENERAL SUPPLIES
15226 | 4215150067700 | LONG SHANK ROUND ENDODONTICS MULLER BUR LATCH TYPE 18 MM LENGTH 1.00 MM HEAD SIZE SIZE 2 | DENTAL GENERAL SUPPLIES
15227 | 4215150065300 | LONG SHANK ROUND ENDODONTICS MULLER BUR LATCH TYPE 18 MM LENGTH 1.8 MM HEAD SIZE SIZE 6 | DENTAL GENERAL SUPPLIES
15228 | 4215150065200 | LONG SHANK ROUND ENDODONTICS MULLER BUR LATCH TYPE 18 MM LENGTH 1.6 MM HEAD SIZE SIZE 5 | DENTAL GENERAL SUPPLIES
15229 | 4215150065100 | LONG SHANK ROUND ENDODONTICS MULLER BUR LATCH TYPE 18 MM LENGTH 1.4 MM HEAD SIZE SIZE 4 | DENTAL GENERAL SUPPLIES
15230 | 4215150060900 | LONG SHANK ROUND ENDODONTICS MULLER BUR LATCH TYPE 18 MM LENGTH ASSORTED SIZE (1 - 6) | DENTAL GENERAL SUPPLIES
15231 | 4215150059900 | ENDODONTIC HAND SPREADER STAINLESS STEE SINGLE ENDED SIZE D11 TS | DENTAL GENERAL SUPPLIES
15232 | 4215150059800 | ENDODONTIC HAND SPREADER NICKEL TITANIUM SINGLE ENDED SIZE D11 TS | DENTAL GENERAL SUPPLIES
15233 | 4215150055600 | ENDODONTIC HAND SPREADER STAINLESS STEE SINGLE ENDED SIZE D11 T | DENTAL GENERAL SUPPLIES
15234 | 4215150055500 | ENDODONTIC HAND SPREADER NICKEL TITANIUM SINGLE ENDED SIZE D11 T | DENTAL GENERAL SUPPLIES
15235 | 4215150052200 | ENDODONTIC HAND SPREADER NICKEL TITANIUM SINGLE ENDED SIZE D11 | DENTAL GENERAL SUPPLIES
15236 | 4215150052000 | ENDODONTIC BUCHANAN ROOT CANAL PLUGGER SET A TAPERED NICKEL - TITANIUM END AND A STAINLESS STEEL END SIZE 1 | DENTAL GENERAL SUPPLIES
15237 | 4215150051900 | ENDODONTIC BUCHANAN ROOT CANAL PLUGGER SET A TAPERED NICKEL - TITANIUM END AND A STAINLESS STEEL END SIZE 0 | DENTAL GENERAL SUPPLIES
15238 | 4215150047100 | HOOKED NEEDLE (1 PEEK PLUNGER INCLUDED) SIZE 2 DIAMETER 1.30 | DENTAL GENERAL SUPPLIES
15239 | 4215150045400 | HOOKED NEEDLE (1 PEEK PLUNGER INCLUDED) SIZE 1 DIAMETER 1.10 | DENTAL GENERAL SUPPLIES
15240 | 4215150045300 | ENDODONTIC FINGER SPREADERS STAINLESS STEEL WITH PLASTIC HANDLE SIZE 30 21 MM | DENTAL GENERAL SUPPLIES
15241 | 4215150045200 | ENDODONTIC FINGER SPREADERS STAINLESS STEEL WITH PLASTIC HANDLE SIZE 25 21 MM | DENTAL GENERAL SUPPLIES
15242 | 4215150045100 | ENDODONTIC FINGER SPREADERS STAINLESS STEEL WITH PLASTIC HANDLE SIZE 20 21 MM | DENTAL GENERAL SUPPLIES
15243 | 4215150045000 | ENDODONTIC FINGER SPREADERS STAINLESS STEEL WITH PLASTIC HANDLE SIZE 15 21 MM | DENTAL GENERAL SUPPLIES
15244 | 4215150014700 | MINI ENDODONTIC CURETTE | DENTAL GENERAL SUPPLIES
15245 | 4215150013900 | KIM TRACK RETRACTOR | DENTAL GENERAL SUPPLIES
15246 | 4215150013700 | HOOK FOR APEX LOCATOR | DENTAL GENERAL SUPPLIES
15247 | 4215150159700 | SURGICAL ULTRASONIC ENDODONTIC TIPS COATED WITH DIAMOND OR ZIRCONIUM NITRIDE TO HARDEN THE TIPS AND PROVIDE SURFACE ABRASION FOR CUTTING EFFICIENCY. SURG TIPS SIZE 6. FITTING IN PIEZO ULTRASONIC MACHINE | DENTAL GENERAL SUPPLIES
15248 | 4215150159600 | SURGICAL ULTRASONIC ENDODONTIC TIPS COATED WITH DIAMOND OR ZIRCONIUM NITRIDE TO HARDEN THE TIPS AND PROVIDE SURFACE ABRASION FOR CUTTING EFFICIENCY. SURG TIPS SIZE 5. FITTING IN PIEZO ULTRASONIC MACHINE | DENTAL GENERAL SUPPLIES
15249 | 4215150159500 | SURGICAL ULTRASONIC ENDODONTIC TIPS COATED WITH DIAMOND OR ZIRCONIUM NITRIDE TO HARDEN THE TIPS AND PROVIDE SURFACE ABRASION FOR CUTTING EFFICIENCY. SURG TIPS SIZE 4. FITTING IN PIEZO ULTRASONIC MACHINE | DENTAL GENERAL SUPPLIES
15250 | 4215291800400 | SURGICAL ULTRASONIC ENDODONTIC TIPS COATED WITH DIAMOND OR ZIRCONIUM NITRIDE TO HARDEN THE TIPS AND PROVIDE SURFACE ABRASION FOR CUTTING EFFICIENCY. SURG TIPS SIZE 3. FITTING IN PIEZO ULTRASONIC MACHINE | DENTAL GENERAL SUPPLIES
15251 | 4215150159400 | SURGICAL ULTRASONIC ENDODONTIC TIPS COATED WITH DIAMOND OR ZIRCONIUM NITRIDE TO HARDEN THE TIPS AND PROVIDE SURFACE ABRASION FOR CUTTING EFFICIENCY. SURG TIPS SIZE 2. FITTING IN PIEZO ULTRASONIC MACHINE | DENTAL GENERAL SUPPLIES
15252 | 4215150159300 | SURGICAL ULTRASONIC ENDODONTIC TIPS COATED WITH DIAMOND OR ZIRCONIUM NITRIDE TO HARDEN THE TIPS AND PROVIDE SURFACE ABRASION FOR CUTTING EFFICIENCY. SURG TIPS SIZE 1. FITTING IN PIEZO ULTRASONIC MACHINE | DENTAL GENERAL SUPPLIES
15253 | 4215150070600 | NON SURGICAL ULTRASONIC ENDODONTIC TIPS COATED WITH DIAMOND OR ZIRCONIUM NITRIDE. ENDO TIPS SIZE 1 LENGTH 17 MM. FITTING IN PIEZO ULTRASONIC MACHINE | DENTAL GENERAL SUPPLIES
15254 | 4215150077600 | NON SURGICAL ULTRASONIC ENDODONTIC TIPS COATED WITH DIAMOND OR ZIRCONIUM NITRIDE. ENDO TIPS SIZE 2 LENGTH 17 MM. FITTING IN PIEZO ULTRASONIC MACHINE | DENTAL GENERAL SUPPLIES
15255 | 4215150070700 | NON SURGICAL ULTRASONIC ENDODONTIC TIPS COATED WITH DIAMOND OR ZIRCONIUM NITRIDE. ENDO TIPS SIZE 3 LENGTH 18 MM. FITTING IN PIEZO ULTRASONIC MACHINE | DENTAL GENERAL SUPPLIES
15256 | 4215150074400 | NON SURGICAL ULTRASONIC ENDODONTIC TIPS COATED WITH DIAMOND OR ZIRCONIUM NITRIDE. ENDO TIPS SIZE 4 LENGTH 20 MM. FITTING IN PIEZO ULTRASONIC MACHINE | DENTAL GENERAL SUPPLIES
15257 | 4215150070800 | NON SURGICAL ULTRASONIC ENDODONTIC TIPS COATED WITH DIAMOND OR ZIRCONIUM NITRIDE. ENDO TIPS SIZE 5 LENGTH 24 MM. FITTING IN PIEZO ULTRASONIC MACHINE | DENTAL GENERAL SUPPLIES
15258 | 4215150077500 | NON SURGICAL ULTRASONIC ENDODONTIC TIPS (TITANIUM) REMOVING OBTURATION MATERIALS. AND BROKEN INSTRUMENTS. ENDO TIP SIZE 6 LENGTH 20 MM FITTING IN PIEZO ULTRASONIC MACHINE | DENTAL GENERAL SUPPLIES
15259 | 4215150070500 | NON SURGICAL ULTRASONIC ENDODONTIC TIPS (TITANIUM) REMOVING OBTURATION MATERIALS. AND BROKEN INSTRUMENTS. ENDO TIP SIZE 7 LENGTH 24 MM FITTING IN PIEZO ULTRASONIC MACHINE | DENTAL GENERAL SUPPLIES
15260 | 4215150074300 | NON SURGICAL ULTRASONIC ENDODONTIC TIPS (TITANIUM) REMOVING OBTURATION MATERIALS. AND BROKEN INSTRUMENTS. ENDO TIP SIZE 8 LENGTH 27 MM FITTING IN PIEZO ULTRASONIC MACHINE | DENTAL GENERAL SUPPLIES
15261 | 4215150068200 | NON SURGICAL ULTRASONIC ENDODONTIC TIPS (TITANIUM) REMOVING OBTURATION MATERIALS AND BROKEN INSTRUMENTS. ENDO TIPS ASSORTED SIZE (6 - 8). FITTING IN PIEZO ULTRASONIC MACHINE. 3/PACK ONE EACH (EA) = ONE (1) PACK | DENTAL GENERAL SUPPLIES
15262 | 4215291800200 | NON - SURGICAL ROOT CANAL ULTRASONIC TIPS SET OF 1 - 5 COATED WITH DIAMOND OR ZIRCONIUM NITRIDE FITTING IN PIEZO ULTRASONIC AND 6 - 8 TITANIUM | DENTAL GENERAL SUPPLIES
15263 | 4215150121200 | ENDODONTICS ULTRASONIC ACCESS CAVITY WALL REFINEMENT TIP M3 X 0.6 MM START - X 1.COMPATIBLE OR EQUIVALENT WITH SATELEC TYPE | DENTAL GENERAL SUPPLIES
15264 | 4215150110300 | ENDODONTICS ULTRASONIC MB2 CANAL SCOUTER TIP M 3 X 0.6 MM START - X 2 COMPATIBLE OR EQUIVALENT WITH SATELEC TYPE | DENTAL GENERAL SUPPLIES
15265 | 4215150116400 | ENDODONTICS ULTRASONIC CANAL OPENINGS SCOUTER TIP M3 X 0.6 MM START - X 3 COMPATIBLE OR EQUIVALENT WITH SATELEC TYPE | DENTAL GENERAL SUPPLIES
15266 | 4215150110400 | ENDODONTICS ULTRASONIC. METAL POST TIP M3 X 0.6 MM START - X 4.COMPATIBLE OR EQUIVALENT WITH SATELEC TYPE | DENTAL GENERAL SUPPLIES
15267 | 4215150104100 | ENDODONTICS ULTRASONIC TIPS ASSORTED (START - X 1 - START - X 5) .COMPATIBLE OR EQUIVALENT WITH SATELEC TYPE | DENTAL GENERAL SUPPLIES
15268 | 4215164800200 | ELECTRONIC DIGITAL POINTED - JAW CALIPER 4 INCHES (101.6 MM) MEASURES IN INCH AND MILLIMETERS | DENTAL GENERAL SUPPLIES
15269 | 4215270002900 | WIRE STAND WITH 10 - 12 HOLES PER SIDE | DENTAL GENERAL SUPPLIES
15270 | 4215150049300 | GOSHGARIAN PALATAL BARS ASSORTMENT WITH INVERTED LOOP 0.9/52 MM | DENTAL GENERAL SUPPLIES
15271 | 4215150049200 | GOSHGARIAN PALATAL BARS ASSORTMENT WITH INVERTED LOOP 0.9/40 MM | DENTAL GENERAL SUPPLIES
15272 | 4229542702200 | CLEANING BRUSH FOR INSTRUMENTS AUTOCLAVABLE (HEAT - RESISTANT) ONE EACH (EA) = ONE (1) PACK | DENTAL GENERAL SUPPLIES
15273 | 4215160000900 | DENTAL EXAMINATION KIT CASSETTE DIMENSIONS 152 X 184 X 34 MM FOR 8 INSTRUMENTS WITH AN ACCESSORY AREA. UNIQUELY SOPHISTICATED ERGONOMIC DESIGN WITH REVOLUTIONARY NEW HOLE PATTERN FOR OPTIMAL USE IN THERMODISINFECTOR. IMS INFINITY SERIES CASSETTES ARE MADE OF LONG LASTING LOW MAINTENANCE STAINLESS STEEL. DURABLE COLORED SILICONE RAILS SECURELY HOLD INSTRUMENTS THROUGHOUT PROCESSING CYCLE.ERGONOMIC LATCH WITH POSITIVE LOCKING MECHANISM IS SAFE AND EASY - TO - USE ALLOWS ONE - HANDED OPENING AND VISUAL CONFIRMATION IF THE CASSETTE IS LOCKED/UNLOCKED.REVOLUTIONARY NEW HOLE PATTERN DESIGN CREATES 30% ADDITIONAL OPEN AREA FOR MORE ACCESS DURING CLEANING AND STERILIZATION AND IS COMPATIBLE WITH CURRENT CLEANING EQUIPMENT INCLUDING AUTOMATED WASHERS.INNOVATIVE COLOR - CODED SILICONE RAIL SYSTEM AVAILABLE IN 11 COLOR OPTIONS SIGNIFICANTLY REDUCES INSTRUMENT CONTACT BY UP TO 59% ALLOWING FOR MORE WATER FLOW WHILE PROTECTIN G THE INSTRUMENTS DURING REPROCESSING.HIGH QUALITY ELECTRO POLISHED | DENTAL GENERAL SUPPLIES
15274 | 4228190601100 | AUTOCLAVABLE PRE-ASSEMBLED DISPENSING TAPE ROLL FOR DENTAL TOOLS COLOR CODE RECOGNITION - WHITE ONE EACH (EA) = ONE (1) PACK | DENTAL GENERAL SUPPLIES
15275 | 4228190601000 | AUTOCLAVABLE PRE-ASSEMBLED DISPENSING TAPE ROLL FOR DENTAL TOOLS COLOR CODE RECOGNITION - RED ONE EACH (EA) = ONE (1) PACK | DENTAL GENERAL SUPPLIES
15276 | 4228190600900 | AUTOCLAVABLE PRE-ASSEMBLED DISPENSING TAPE ROLL FOR DENTAL TOOLS COLOR CODE RECOGNITION - ORANGE ONE EACH (EA) = ONE (1) PACK | DENTAL GENERAL SUPPLIES
15277 | 4228190600800 | AUTOCLAVABLE PRE-ASSEMBLED DISPENSING TAPE ROLL FOR DENTAL TOOLS COLOR CODE RECOGNITION - NEON YELLOW ONE EACH (EA) = ONE (1) PACK | DENTAL GENERAL SUPPLIES
15278 | 4228190600700 | AUTOCLAVABLE PRE-ASSEMBLED DISPENSING TAPE ROLL FOR DENTAL TOOLS COLOR CODE RECOGNITION - GREEN ONE EACH (EA) = ONE (1) PACK | DENTAL GENERAL SUPPLIES
15279 | 4228190600600 | AUTOCLAVABLE PRE-ASSEMBLED DISPENSING TAPE ROLL FOR DENTAL TOOLS COLOR CODE RECOGNITION - BROWN ONE EACH (EA) = ONE (1) PACK | DENTAL GENERAL SUPPLIES
15280 | 4228190600500 | AUTOCLAVABLE PRE-ASSEMBLED DISPENSING TAPE ROLL FOR DENTAL TOOLS COLOR CODE RECOGNITION - BLUE ONE EACH (EA) = ONE (1) PACK | DENTAL GENERAL SUPPLIES
15281 | 4228190600400 | AUTOCLAVABLE PRE-ASSEMBLED DISPENSING TAPE ROLL FOR DENTAL TOOLS COLOR CODE RECOGNITION - BLACK ONE EACH (EA) = ONE (1) PACK | DENTAL GENERAL SUPPLIES
15282 | 4215271400600 | RETAINER CASE LIGHT BLUE 1 ¼ IN DEPTH FITS MOST APPLIANCES ONE EACH (EA) = ONE (1) PACK | DENTAL GENERAL SUPPLIES
15283 | 4215166003800 | BENDABLE BRISTLE BRUSH APPLICATORS SINGLE -ENDED LONG HANDLE | DENTAL GENERAL SUPPLIES
15284 | 4215150020800 | MOUTHWASH TABLET EFFERVESCENT | DENTAL GENERAL SUPPLIES
15285 | 4215161100500 | BRUSH INTERDENTAL REFILLS MODERATE - 8CT | DENTAL GENERAL SUPPLIES
15286 | 4215161100000 | BRUSH INTERPROXIMAL W/ HANDLE AND TIP SET | DENTAL GENERAL SUPPLIES
15287 | 4215150021500 | TOOTHBRUSH CHILD SOFT 3 ROW | DENTAL GENERAL SUPPLIES
15288 | 4215150021400 | TOOTHBRUSH ADULT TYPE SOFT 4 ROW | DENTAL GENERAL SUPPLIES
15289 | 4215150019600 | BRUSH TIP DISPOSABLE | DENTAL GENERAL SUPPLIES
15290 | 4215150019500 | MICROTIP COTTON AND BRUSH APPLICATORS SUPER FINE SIZE | DENTAL GENERAL SUPPLIES
15291 | 4111600469300 | CLEAR PROTECTIVE EYE GLASSES | DENTAL GENERAL SUPPLIES
15292 | 4215200200200 | DISPOSABLE BITE BLOCKS FOR PERIAPICAL X - RAY | DENTAL GENERAL SUPPLIES
15293 | 4215251100100 | DENTAL GLASS DAPPEN DISH ASSORTED 4 DIFFERENT COLORS | DENTAL GENERAL SUPPLIES
15294 | 4215163101500 | DENTAL EXPLORER DOUBLE ENDED NO. 5 1 END SICKLE SHAPED 1 END POINTED WITH HOOK STAINLESS STEEL | DENTAL GENERAL SUPPLIES
15295 | 4215163101400 | DENTAL EXPLORER SINGLE ENDED BAYONET SHAPE SERIES STAINLESS STEEL | DENTAL GENERAL SUPPLIES
15296 | 4215163101300 | DENTAL EXPLORER PROBE NO. 8 DA 406 SHAPE STAINLESS STEEL | DENTAL GENERAL SUPPLIES
15297 | 4215162800100 | GLASS SLAB FOR MIXING DENTAL MATERIALS 15 X 8 X 2 (0.5 MM) | DENTAL GENERAL SUPPLIES
15298 | 4215246500100 | DENTAL HANDPIECE LUBRICANT SPRAY 1- UNIVERSAL SPRAY SUITABLE FOR TURBINE AND CONTRA- ANGLE HAND PIECE; 2- CAPACITY OF THE CAN MUST NOT BE LESS THAN 200 ML AND CAN WITHSTAND TEMPERATURE OF 50 DEGREE CENTIGRADE; 3- PRESSURIZED AEROSOL TYPE NON CFC; 4- MUST HAVE AN INTENSIVE ACTION | DENTAL GENERAL SUPPLIES
15299 | 4215162700500 | MOUTH MIRROR DISPOSABLE PLASTIC 100/PACK | DENTAL GENERAL SUPPLIES
15300 | 4215162700700 | MOUTH MIRROR NON-MAGNIFYING FRONT SURFACE (RADIUM COATED) SIMPLE STEM AUTOCLAVABLE SIZE 5 | DENTAL GENERAL SUPPLIES
15301 | 4215162700900 | MOUTH MIRROR HANDLE SOLID SIMPLE STEM | DENTAL GENERAL SUPPLIES
15302 | 4215162700800 | MOUTH MIRROR NON-MAGNIFYING PLANE SURFACE SIMPLE STEM AUTOCLAVABLE SIZE 3 | DENTAL GENERAL SUPPLIES
15303 | 4215162701100 | MOUTH MIRROR NON-MAGNIFYING PLANE SURFACE SIMPLE STEM AUTOCLAVABLE SIZE 4 | DENTAL GENERAL SUPPLIES
15304 | 4215162701000 | MOUTH MIRROR NON-MAGNIFYING PLANE SURFACE SIMPLE STEM AUTOCLAVABLE SIZE 5 | DENTAL GENERAL SUPPLIES
15305 | 4215161201200 | MOUTH RETRACTOR PLASTIC SPANDEX LARGE SIZE AUTOCLAVABLE | DENTAL GENERAL SUPPLIES
15306 | 4215161201100 | MOUTH RETRACTOR PLASTIC SPANDEX SMALL SIZE AUTOCLAVABLE | DENTAL GENERAL SUPPLIES
15307 | 4215250801600 | DENTAL SHORT NEEDLE METRIC GAUGE 27 (0.40 X 25 MM) STERILE 100/BOX | DENTAL GENERAL SUPPLIES
15308 | 4231153700600 | UTILITY SCISSORS MULTI USE STAINLESS STEEL | DENTAL GENERAL SUPPLIES
15309 | 4215163500000 | SALIVA EJECTOR NOT LESS THAN 14CM LONG WITH DEEP SLIT AND LARGE DIAMETER WITH VEIN FORCING WIRE DISPOSABLE | DENTAL GENERAL SUPPLIES
15310 | 4215250800600 | SELF ASPIRATING DENTAL SYRINGE FOR ANESTHETIC CARPULE STAINLESS STEEL MATTE FINISH WITH TWO ADAPTORS ONE FOR METRIC SYSTEM 1.8ML | DENTAL GENERAL SUPPLIES
15311 | 4215250801400 | SELF ASPIRATING DENTAL SYRINGE FOR ANESTHETIC CARPULE STAINLESS STEEL MATTE FINISH WITH TWO ADAPTERS ONE FOR METRIC SYSTEM 2.2 ML | DENTAL GENERAL SUPPLIES
15312 | 4215170600200 | TRIPLE SYRINGE DISPOSABLE AND FLEXIBLE NOZZLE WITH SUITABLE ATTACHMENT FOR DIFFERENT TYPES OF SYRINGES 1 ADAPTER FOR EVERY FOUR BOXES (TYPE T O BE DECIDED) 100/BOX | DENTAL GENERAL SUPPLIES
15313 | 4215220300100 | UNIVERSAL MINI TORCH | DENTAL GENERAL SUPPLIES
15314 | 4215164000500 | COLLEGE TWEEZERS SERRATED PATTERN 15 CM LONG STAINLESS STEEL | DENTAL GENERAL SUPPLIES
15315 | 4220182100100 | PLASTIC SNAP X - RAY FILM HOLDER AUTOCLAVABLE | DENTAL GENERAL SUPPLIES
15316 | 4214150000600 | COTTON PELLET DISPENSER | DENTAL GENERAL SUPPLIES
15317 | 4215250700100 | COTTON ROLL #1 FOR DENTAL | DENTAL GENERAL SUPPLIES
15318 | 4215250200100 | BIB HOLDER (CLIP) | DENTAL GENERAL SUPPLIES
15319 | 4215162402400 | HIGH SPEED HANDPIECE STANDARD HEAD CONTRA ANGLE AIR TURBINE WITH FIBER OPTIC LIGHT SPEED RANGE MORE THAN 325 000 RPM POWER 26 WATT OR MORE FG PUSH BUTTON AUTOCHUCK CERAMIC BALL BEARING INTERNAL AIR/WATER COOLANT WATER ANTI-RETRACTION VALVE INTERNAL MICROFILTER PORT SPRAY 4-5 HOLES COMPATIBLE WITH EXISTING QUICK COUPLING OF EACH HOSPITAL SYSTEM | DENTAL GENERAL SUPPLIES
15320 | 4215162402500 | HIGH SPEED HANDPIECE STANDARD HEAD CONTRA ANGLE AIR TURBINE WITH FIBER OPTIC LIGHT SPEED RANGE MORE THAN 325 000 RPM POWER 26 WATT OR MORE FRICTION GRIP (Ø 1.6) PUSH BUTTON AUTOCHUCK CERAMIC BALL BEARING INTERNAL AIR/WATER COOLANT WATER ANTI-RETRACTION VALVE INTERNAL MICROFILTER PORT SPRAY 4-5 HOLES COMPATIBLE WITH EXISTING DIRECT (FIXED) COUPLING OF EACH HOSPITAL SYSTEM | DENTAL GENERAL SUPPLIES
15321 | 4215162402600 | HIGH SPEED HANDPIECE WITH FIBER OPTIC LIGHT MINI HEAD HEIGHT NOT MORE THAN 13MM AND DIAMETER NOT MORE THAN 11MM CONTRA ANGLE AIR TURBINE SPEED RANGE +325 000 RPM POWER 21 WATT OR MORE FG SMOOTH NON SLIPPERY BODY WITH SCRATCH RESISTANCE SURFACE PUSH BUTTON AUTOCHUCK CERAMIC BALL BEARING INTERNAL AIR/WATER COOLANT WATER ANTI-RETRACTION VALVE INTERNAL MICROFILTER PORT SPRAY 4-5 HOLES COMPATIBLE WITH EXISTING QUICK COUPLING OF EACH HOSPITAL SYSTEM | DENTAL GENERAL SUPPLIES
15322 | 4215162402700 | HIGH SPEED AIR TURBINE HANDPIECE WITH FIBER OPTIC LIGHT MINI HEAD HEIGHT NOT MORE THAN 13MM AND DIAMETER NOT MORE THAN 11MM CONTRA ANGLE SPEED RANGE +325 000 RPM POWER 21 WATT OR MORE FG PUSH BUTTON AUTOCHUCK CERAMIC BALL BEARING INTERNAL AIR/WATER COOLANT WATER ANTI-RETRACTION VALVE INTERNAL MICROFILTER PORT SPRAY 4-5 HOLES COMPATIBLE WITH EXCITING DIRECT (FIXED) COUPLING OF EACH HOSPITAL SYSTEM | DENTAL GENERAL SUPPLIES
15323 | 4215162402800 | HIGH SPEED HANDPIECE STANDARD HEAD CONTRA ANGLE AIR TURBINE WITHOUT FIBER OPTIC LIGHT SPEED RANGE MORE THAN 325 000 RPM POWER 26 WATT OR MORE FG SMOOTH NON SLIPPERY BODY WITH SCRATCH RESISTANCE SURFACE PUSH BUTTON AUTOCHUCK CERAMIC BALL BEARING INTERNAL AIR/WATER COOLANT WATER ANTI-RETRACTION VALVE INTERNAL MICROFILTER PORT SPRAY 4-5 HOLES COMPATIBLE WITH DIRECT (FIXED) COUPLING OF EACH HOSPITAL SYSTEM | DENTAL GENERAL SUPPLIES
15324 | 4215291000200 | HANDPIECE COUPLING FOR USE WITH ALL STANDARDIZED TURBINE TUBING QUICK CONNECT AND DISCONNECT LED ILLUMINATION 4500-6500 K COMPATIBLE WITH ALL TURBINES AIR MOTORS AND SCALERS WITH 360 DEGREES INSTRUMENT ROTATION STERILIZABLE WITH WATER FLOW REGULATOR TO FIT MID - WEST 4-6 HOLES | DENTAL GENERAL SUPPLIES
15325 | 4215162403000 | ELECTRIC HIGH SPEED HANDPIECE WITH FIBER OPTIC LIGHT CONTRA ANGLE ISO INTERFACE GEAR RATIO (1:1) RA TYPE PUSH BUTTON AUTOCHUCK CERAMIC BALL BEARING INTERNAL AIR/WATER COOLANT PORT SPRAY 1-3 HOLES | DENTAL GENERAL SUPPLIES
15326 | 4215162403100 | CONTRA ANGLE HANDPIECE E - TYPE CONNECTION INTERNAL AIR AND WATER COOLING INCREASING GEAR RATIO 1 5 FOR FG SHUCK (TURBINE BURS) | DENTAL GENERAL SUPPLIES
15327 | 4215162403200 | ELECTRIC HIGH SPEED HANDPIECE WITH FIBER OPTIC LIGHT CONTRA ANGLE ISO INTERFACE GEAR RATIO (1:5) FG PUSH BUTTON AUTOCHUCK CERAMIC BALL BEARING INTERNAL AIR/WATER COOLANT PORT SPRAY 3-5 HOLES | DENTAL GENERAL SUPPLIES
15328 | 4215162403800 | ELECTRIC STRAIGHT HANDPIECE WITH FIBER OPTIC LIGHT ISO INTERFACE GEAR RATIO (1:1) HP TYPE CERAMIC BALL BEARING INTERNAL AIR/WATER COOLANT PORT SPRAY 1-3 HOLES | DENTAL GENERAL SUPPLIES
15329 | 4215163212600 | DISPOSABLE AIR/WATER TIPS WITH ADAPTOR | DENTAL GENERAL SUPPLIES
15330 | 4215271807600 | ARCHWIRE NITI OVOID LOWER. 019 X.025 INCH | DENTAL GENERAL SUPPLIES
15331 | 4215271808100 | ARCHWIRE NITI OVOID UPPER. 019 X.025 INCH | DENTAL GENERAL SUPPLIES
15332 | 4215271808200 | SELF LIGATING SYSTEM CUNITI WITH STOPS 0.018 ARCHWIRE ONE EACH (EA) = ONE (1) PACK | DENTAL GENERAL SUPPLIES
15333 | 4215271808300 | SELF LIGATING SYSTEM CUNITI WITH STOPS 0.014 X 0.025 ARCHWIRE ONE EACH (EA) = ONE (1) PACK | DENTAL GENERAL SUPPLIES
15334 | 4215271808400 | SELF LIGATING SYSTEM CUNITI WITH STOPS 0.016 X 0.025 ARCHWIRE ONE EACH (EA) = ONE (1) PACK | DENTAL GENERAL SUPPLIES
15335 | 4215270000100 | ORTHODONTIC BONDING KIT PROVIDED WITH PREFABRICATED METAL CASSETTE SELF LOCKING (AUTOCLAVABLE) CONTAINS THE FOLLOWING ITEMS: TWO BRACKET HOLDER STERILIZABLE WITH BLADE AT THE END FOR BRACKET ANGULATIONS; ONE POSITIVE POSTERIOR BRACKET SEATER ONE HAND SCALER ONE LIP RETRACTOR MADE OF STAINLESS STEEL STERILIZABLE STANDARD SIZE; ONE LIP RETRACTOR MADE OF STAINLESS STEEL STERILIZABLE SMALL; ONE LIP RETRACTOR MADE OF STAINLESS STEEL STERILIZABLE LARGE SIZE | DENTAL GENERAL SUPPLIES
15336 | 4215270001100 | ORTHODONTIC INSTRUMENT BASIC KIT (ACTIVATION/CHANGING ARCH WIRE) PROVIDED WITH PREFABRICATED METAL CASSETTE WITH SELF LOCKING (AUTO = CLAVABLE) CONTAINS THE FOLLOWING ITEMS ONE BIRD BEAK PLIER STERILIZABLE CONSTRUCTED WITH CONE AND PYRAMID SHAPE BEAK FOR WIRE UP TO 0.7 MM ONE WEINGART UNIVERSAL PLIER STERILIZABLE FOR POSITIONING THE ARCH WIRE AND BENDING THE DISTAL END OF ARCH WIRE ACCURATE CLOSING SERRATED TIPS ONE DISTAL END CUTTER WITH SAFETY HOLDING DEVICE STERILIZABLE FOR WIRE UP TO 22 X 25 INCHES TWO MATHIEU NEEDLE HOLDER STERILIZABLE WITH SERRATED TIPS IDEAL FOR LIGATION LIGATURE CUTTER STERILIZABLE FOR WIRE UP TO 0.4 MMM TWO MOSQUITO FORCEPS WITHOUT HOOK STERILIZABLE FOR PLACING ELASTIC MODULES ONE LIGATURE DIRECTOR STERILIZABLE DOUBLE ENDED | DENTAL GENERAL SUPPLIES
15337 | 4215270001200 | ORTHODONTIC LIGATING ADAPTER | DENTAL GENERAL SUPPLIES
15338 | 4215270001300 | BAND PUSHER; STERILIZABLE WITH SERRATED RECTANGLE TIPS AND ANATOMICALLY FORMED GRIP | DENTAL GENERAL SUPPLIES
15339 | 4215271805000 | ARCHWIRE SLEEVE 0.018 INCH GREY SPOOL OF 3 M | DENTAL GENERAL SUPPLIES
15340 | 4215271808900 | ARCHWIRE SLEEVE 0.027 INCH GREY SPOOL OF 3 M | DENTAL GENERAL SUPPLIES
15341 | 4215272200200 | BAND SEATER STAINLESS STEEL STERILIZABLE TO MAXIMUM OF 180 DEG CELSIUS WITH HARD METAL TRIANGULAR SERRATED TIP | DENTAL GENERAL SUPPLIES
15342 | 4215271303500 | BAND SEATER NYLON STERILIZABLE UP TO MAXIMUM OF 180 DEG CELSIUS WITH HARD METAL TRIANGULAR SERRATED TIP | DENTAL GENERAL SUPPLIES
15343 | 4215272200000 | BAND PUSHER MERSHON 5 - SIDED ANGLED SERRATED TIP REDUCED RISK OF SLIPPAGE LIGHT WEIGHT WITH HOLLOW HANDLE HEAT STERILIZABLE UP TO 370 DEGREES FAHRENHEIT | DENTAL GENERAL SUPPLIES
15344 | 4215270601600 | LINGUAL BUTTON BONDABLE FOR ORTHODONTIC TREATMENT 10 PCS/PACK ONE EACH (EA) = ONE (1) PACK | DENTAL GENERAL SUPPLIES
15345 | 4215270004100 | ORTHODONTIC BONDABLE CLEAT | DENTAL GENERAL SUPPLIES
15346 | 4215270001500 | BUTTON WITH EYELET BONDABLE FOR ORTHODONTIC TREATMENT 10 PCS/PACK | DENTAL GENERAL SUPPLIES
15347 | 4215161454600 | BUR CARBIDE FG COARSE 12 FLUTED FOOTBALL SHAPE FOR REMOVAL OF ADHESIVE RESIDUE | DENTAL GENERAL SUPPLIES
15348 | 4215270001600 | CERVICAL HEADGEAR NECK PAD WITH TRACTION RELEASE MODULES MEDIUM FORCE | DENTAL GENERAL SUPPLIES
15349 | 4215164000300 | BRACKET CLAMPING HOLDER WITH LOCK BLADE AT THE END OF THE TWEEZERS | DENTAL GENERAL SUPPLIES
15350 | 4215271303600 | DISTAL END CUTTER WITH WIRE SAFETY HOLDING DEVICE ONE EACH (EA) = ONE (1) PACK | DENTAL GENERAL SUPPLIES
15351 | 4229160200800 | ORTHO HEAVY - DUTY WIRE CUTTER ONE EACH (EA) = ONE (1) PACK | DENTAL GENERAL SUPPLIES
15352 | 4215271300700 | PIN AND LIGATURE CUTTER FOR SOFT WIRES UP TO 0.015 MM DIAMETER ONE EACH (EA) = ONE (1) PACK | DENTAL GENERAL SUPPLIES
15353 | 4215270003900 | DISTAL JET APPLIANCE 28 MM A NON - REMOVABLE LINGUAL APPLIANCE USED TO MOVE UPPER TEETH BACKWARD FASTER | DENTAL GENERAL SUPPLIES
15354 | 4215270906600 | ELASTIC CHAIN CLOSED SPACE 15 FEET MEDIUM FORCE | DENTAL GENERAL SUPPLIES
15355 | 4215270906500 | ELASTIC CHAIN OPENED SPACE 15 FEET MEDIUM FORCE | DENTAL GENERAL SUPPLIES
15356 | 4215270906400 | ELASTIC CHAIN OPENED LONG (DOUBLE) SPACE 15 FEET MEDIUM FORCE | DENTAL GENERAL SUPPLIES
15357 | 4215270905600 | ELASTIC CHAIN WIDE SPACE 15 FEET MEDIUM FORCE | DENTAL GENERAL SUPPLIES
15358 | 4215300600200 | ELASTIC ROTATION WEDGES GRAY | DENTAL GENERAL SUPPLIES
15359 | 4215165100800 | ELASTIC SEPARATORS RADIOPAQUE MEDIUM | DENTAL GENERAL SUPPLIES
15360 | 4215270905700 | ELASTICS SEPARATOR 1.5 MM DIAMETER 1000/PACK ONE EACH (EA) = ONE (1) PACK | DENTAL GENERAL SUPPLIES
15361 | 4215270905800 | ELASTICS SEPARATOR 2.0 MM DIAMETER | DENTAL GENERAL SUPPLIES
15362 | 4215243500000 | ELASTOMERIC THREAD SIZE 0.025 INCH 25 FT SPOOL | DENTAL GENERAL SUPPLIES
15363 | 4215243500100 | ELASTOMERIC THREAD SIZE 0.030 INCH 25 FT SPOOL | DENTAL GENERAL SUPPLIES
15364 | 4215270905900 | ELASTOMERIC TUBING SIZE 0.250 INCH 25 FT SPOOL | DENTAL GENERAL SUPPLIES
15365 | 4215270906000 | ELASTOMERIC TUBING SIZE 0.030 INCH 25 FT SPOOL | DENTAL GENERAL SUPPLIES
15366 | 4215161454300 | BUR DIAMOND INTERPROXIMAL FINE GRIT LONG 0.39 MM | DENTAL GENERAL SUPPLIES
15367 | 4229260301200 | LIGATURE DIRECTOR DOUBLE ENDED STRAIGHT AND CURVED ENDS | DENTAL GENERAL SUPPLIES
15368 | 4215270004000 | FLIP - LOCK FOR BITE JUMPING APPLIANCE | DENTAL GENERAL SUPPLIES
15369 | 4215270001700 | ORTHODONTIC BONDING AGENT LIGHT CURE COLOR CHANGE ADHESIVE CAPSULE - 25 NOS ONE ADHESIVE DISPENSING GUN AND SELF ETCHING PRIMER - 20 NOS ONE EACH (EA) = ONE (1) KIT | DENTAL GENERAL SUPPLIES
15370 | 4215247900300 | GOLD CHAIN WITH BONDABLE EYELET FOR CANINE TRACTION ONE EACH (EA) = ONE (1) PACK | DENTAL GENERAL SUPPLIES
15371 | 4215270001800 | HIGH PULL HEADGEAR HEAD CAP WITH TRACTION RELEASE MODULES MEDIUM FORCE | DENTAL GENERAL SUPPLIES
15372 | 4215270001900 | REVERSE PULL HEADGEAR STAINLESS STEEL WIRE AND NON TOXIC ACRYLIC FOREHEAD AND CHIN PAD ARE LINED FOR PATIENT COMFORT | DENTAL GENERAL SUPPLIES
15373 | 4214253000200 | ORTHODONTIC MATHIEU PLIER A PRECISION STAINLESS STEEL LIGATING INSTRUMENT WITH FINE SERRATED TIPS AND QUICK - RELEASE POSITIVE LOCKING MECHANISM ON THE REAR OF THE HANDLES | DENTAL GENERAL SUPPLIES
15374 | 4215168500100 | HOLDER MOSQUITO FORCEPS WITH HOOK STRAIGHT | DENTAL GENERAL SUPPLIES
15375 | 4215168500300 | MOSQUITO FORCEPS WITH HOOK CURVED | DENTAL GENERAL SUPPLIES
15376 | 4215270802000 | NICKEL TITANIUM DISTALIZING COIL SPRINGS 0.045 INCH 100 G ONE EACH (EA) = ONE (1) PACK | DENTAL GENERAL SUPPLIES
15377 | 4215270800600 | CLOSED COIL NITINOL SPRINGS IN SPOOL INNER DIAMETER 0.020 INCH - 0.030 INCH ONE EACH (EA) = ONE (1) PACK | DENTAL GENERAL SUPPLIES
15378 | 4215270802300 | CLOSED COIL NITINOL SPRINGS LENGTH 12 MM MEDIUM FORCE 200 G INNER DIAMETER 0.030 INCH ONE EACH (EA) = ONE (1) PACK | DENTAL GENERAL SUPPLIES
15379 | 4215270802200 | CLOSED COIL NITINOL SPRINGS LENGTH 9 MM MEDIUM FORCE 200 G INNER DIAMETER 0.030 INCH ONE EACH (EA) = ONE (1) PACK | DENTAL GENERAL SUPPLIES
15380 | 4215270802100 | OPEN COIL NITINOL SPRINGS IN SPOOL 200 G MEDIUM FORCE INNER DIAMETER 0.020 INCH - 0.030 INCH ONE EACH (EA) = ONE (1) PACK | DENTAL GENERAL SUPPLIES
15381 | 4215270801000 | OPEN COIL SPRING LIGHT 7 INCH (0.10 X.030) ONE EACH (EA) = ONE (1) PACK | DENTAL GENERAL SUPPLIES
15382 | 4215270801100 | OPEN COIL SPRING MEDIUM 7 INCH (0.12 X.030) ONE EACH (EA) = ONE (1) PACK | DENTAL GENERAL SUPPLIES
15383 | 4215270801200 | OPEN COIL SPRING HEAVY 7 INCH (0.14 X.036) ONE EACH (EA) = ONE (1) PACK | DENTAL GENERAL SUPPLIES
15384 | 4215270801300 | CLOSED COIL SPRING LIGHT 9 MM (0.10 X.030) ONE EACH (EA) = ONE (1) PACK | DENTAL GENERAL SUPPLIES
15385 | 4215270801500 | CLOSED COIL SPRING HEAVY 9 MM (0.10 X.030) ONE EACH (EA) = ONE (1) PACK | DENTAL GENERAL SUPPLIES
15386 | 4215270002700 | COMPLETE SET FOR ORTHODONTIC MINI-SCREW INCLUDE STRAIGHT AND CONTRA-ANGLE SCREW DRIVER WITH AT LEAST 2 DIFFERENT SHANK LENGTHS STER = ILE SELF CUTTING MINI-SCREW (6MM 8MM 10MM 12MM LENGTH) ACCESSORIES AND LID BOX | DENTAL GENERAL SUPPLIES
15387 | 4215246300900 | PATIENT PROTECTIVE WAX FOR BRACKETS TASTELESS PER STICK | DENTAL GENERAL SUPPLIES
15388 | 4215271303800 | BIRD BEAK PLIER (WITH ONE SMALL CONE AND ONE PYRAMID BEAKS) | DENTAL GENERAL SUPPLIES
15389 | 4215271301200 | ARROW CLASP FORMING AND BENDING PLIER | DENTAL GENERAL SUPPLIES
15390 | 4215271303900 | HOW PLIERS CURVED | DENTAL GENERAL SUPPLIES
15391 | 4215271304000 | HOW PLIER STRAIGHT | DENTAL GENERAL SUPPLIES
15392 | 4215271304100 | NITI CINCH BACK PLIER SIMPLE ONE STEP CINCH BACK OF NICKEL TITANIUM ARCHWIRES FOR USE WITH WIRE UP TO 0.022 INCH X 0.028 INCH | DENTAL GENERAL SUPPLIES
15393 | 4215271305500 | POSTERIOR BAND REMOVER PLIER WITH 2 REPLACEMENT PADS | DENTAL GENERAL SUPPLIES
15394 | 4215271305400 | SEPARATOR PLIER SPRING BACK ACTION SMALL ACCURATELY CLOSED TIP | DENTAL GENERAL SUPPLIES
15395 | 4215271305300 | STANDARD LIGHT WIRE PLIER | DENTAL GENERAL SUPPLIES
15396 | 4215271304200 | STEP PLIER WITH A DOUBLE SIDED OFFSET BEAK FOR BAYONET - STYLE STEP BEND (STEP - UP OR STEP - DOWN) | DENTAL GENERAL SUPPLIES
15397 | 4215271305200 | STOP LOOP FORMING PLIERS | DENTAL GENERAL SUPPLIES
15398 | 4215271305100 | V - BEND STOP PLIER A PRECISION 1 MM STOP IN STAINLESS ARCHWIRES 0.022 MAXIMUM WIRE CAPACITY | DENTAL GENERAL SUPPLIES
15399 | 4229230300000 | SURGICAL HOOK CRIMPING PLIER | DENTAL GENERAL SUPPLIES
15400 | 4215271300300 | THREE JAW PLIER FOR WIRES UP TO 0.5 MM | DENTAL GENERAL SUPPLIES
15401 | 4215271302400 | UNIVERSAL HEADGEAR FACEBOW ADJUSTING PLIER | DENTAL GENERAL SUPPLIES
15402 | 4215271303100 | UNIVERSAL PIN BENDING PLIER | DENTAL GENERAL SUPPLIES
15403 | 4215271304300 | TWEED ARCH FORMING PLIER FOR RECTANGULAR WIRES MAXIMUM WIRE SIZE 0.021 X 0.025 INCH | DENTAL GENERAL SUPPLIES
15404 | 4215271302600 | TWEED LOOP FORMING PLIER SERRATED BEAK OPPOSITE CONCAVE | DENTAL GENERAL SUPPLIES
15405 | 4215271302300 | TWEED RIBBON ARCH FORMING PLIERS | DENTAL GENERAL SUPPLIES
15406 | 4215271304400 | BRACKET CLAMPING TWEEZERS WITHOUT LOCK | DENTAL GENERAL SUPPLIES
15407 | 4215271304500 | CAP REMOVAL TOOL PLIER FOR CONVERTING BUCCAL TUBES | DENTAL GENERAL SUPPLIES
15408 | 4215271304600 | WEINGART PLIER ACCURATELY CLOSING SERRATED TIPS WITH OUTER SURFACE OF BEAKS ARE COMFORTABLE ROUNDED FOR SAFETY AND COMFORT | DENTAL GENERAL SUPPLIES
15409 | 4215271702000 | PREFORMED KOBAYASHI LIGATURE WIRE SHORT SIZE 0.010 INCH ONE EACH (EA) = ONE (1) PACK | DENTAL GENERAL SUPPLIES
15410 | 4215271702200 | PREFORMED KOBAYASHI LIGATURE WIRE SHORT SIZE 0.014 INCH ONE EACH (EA) = ONE (1) PACK | DENTAL GENERAL SUPPLIES
15411 | 4215271304700 | BRACKET REMOVING PLIER CURVED | DENTAL GENERAL SUPPLIES
15412 | 4215271305000 | BRACKET REMOVING PLIER STRAIGHT | DENTAL GENERAL SUPPLIES
15413 | 4215271304900 | OLIVER - JONES BAND REMOVER WITH REPLACEMENT TIP | DENTAL GENERAL SUPPLIES
15414 | 4215271400300 | RETAINER CASES DURABLE LATCHABLE DIFFERENT COLOR PLASTIC LARGE SIZE | DENTAL GENERAL SUPPLIES
15415 | 4215161200800 | LIP RETRACTOR STANDARD SIZE PLASTIC AUTOCLAVABLE | DENTAL GENERAL SUPPLIES
15416 | 4215271303400 | BAND SEATING AND REMOVING INSTRUMENT (SCALER) DOUBLE ENDED ONE EACH (EA) = ONE (1) PACK | DENTAL GENERAL SUPPLIES
15417 | 4215240001000 | ACETATE TRACING SHEET 18 X 24 CM 100 SHEETS ONE EACH (EA) = ONE (1) PACK | DENTAL GENERAL SUPPLIES
15418 | 4215240001100 | ACETATE TRACING SHEET 24 X 30 CM 100 SHEETS ONE EACH (EA) = ONE (1) PACK | DENTAL GENERAL SUPPLIES
15419 | 4229310202000 | SURGICAL CRIMPABLE HOOKS FOR 0.022 INCH SLOT NEW DESCRIPTION IS CRIMPABLE BALL HOOKS WITH SPLIT ARCHWIRE OPENING 3 MM TALL MADE FROM HIGH QUALITY STAINLESS STEEL CRIMPS TO ROUND OR RECTANGULAR ARCHWIRES UP TO 0.022 INCH X 0.025 INCH ONE EACH (EA) = ONE (1) PACK | DENTAL GENERAL SUPPLIES
15420 | 4215271303000 | THREE DIMENSIONAL BOW DIVIDER | DENTAL GENERAL SUPPLIES
15421 | 4215271805300 | TWIST FLEX MULTI - STRAND STAINLESS STEEL WIRE 0.0175 INCH OVOID SHAPE | DENTAL GENERAL SUPPLIES
15422 | 4215270002800 | VACUUM - FORMED RETAINER MADE FROM POLYPROPYLENE OR POLYVINYL CHLORIDE (PVC) CLEAR MATERIAL TYPICALLY. 020 INCH OR. 030 INCH THICK SIZE 15 CM X 15 CM | DENTAL GENERAL SUPPLIES
15423 | 4215271701300 | PREFORMED LIGATURE WIRES. 009 MADE OF HIGH QUALITY 340 STAINLESS STEEL ONE EACH (EA) = ONE (1) PACK | DENTAL GENERAL SUPPLIES
15424 | 4215271701400 | PREFORMED LIGATURE WIRES. 010 MADE OF HIGH QUALITY 340 STAINLESS STEEL ONE EACH (EA) = ONE (1) PACK | DENTAL GENERAL SUPPLIES
15425 | 4215271701500 | PREFORMED LIGATURE WIRES. 011 MADE OF HIGH QUALITY 340 STAINLESS STEEL ONE EACH (EA) = ONE (1) PACK | DENTAL GENERAL SUPPLIES
15426 | 4215271701600 | PREFORMED LIGATURE WIRES. 012 MADE OF HIGH QUALITY 340 STAINLESS STEEL ONE EACH (EA) = ONE (1) PACK | DENTAL GENERAL SUPPLIES
15427 | 4215270801600 | CRIMPABLE BALL HOOK ONE EACH (EA) = ONE (1) PACK | DENTAL GENERAL SUPPLIES
15428 | 4215271304800 | ROSE TORQUING PLIER ONE EACH (EA) = ONE (1) PACK | DENTAL GENERAL SUPPLIES
15429 | 4215271808500 | UPPER NITI ARCHWIRE 0.021 INCH X 0.025 INCH | DENTAL GENERAL SUPPLIES
15430 | 4215271810700 | LOWER NITI ARCHWIRE 0.021 INCH X 0.025 INCH ONE EACH (EA) = ONE (1) PACK | DENTAL GENERAL SUPPLIES
15431 | 4215242401800 | NO-MIX LIGHT CURE BLUE ORTHODONTIC BAND ADHESIVE WITH DISPOSABLE TIPS | DENTAL GENERAL SUPPLIES
15432 | 4215160001100 | ORTHO–PEDO KIT CASSETTE DIMENSION 152 X 184 X 34 MM FOR 11 INSTRUMENTS UNIQUELY SOPHISTICATED ERGONOMIC DESIGN WITH REVOLUTIONARY NEW HOLE PATTERN FOR OPTIMAL USE IN THERMO DISINFECTOR. IMS INFINITY SERIES CASSETTES ARE MADE OF LONG LASTING LOW MAINTENANCE STAINLESS STEEL. DURABLE COLORED SILICONE RAILS SECURELY HOLD INSTRUMENTS THROUGHOUT PROCESSING CYCLE. ERGONOMIC LATCH WITH POSITIVE LOCKING MECHANISM IS SAFE AND EASY - TO - USE ALLOWS ONE - HANDED OPENING AND VISUAL CONFIRMATION IF THE CASSETTE IS LOCKED/UNLOCKED. REVOLUTIONARY NEW HOLE PATTERN DESIGN CREATES 30% ADDITIONAL OPEN AREA FOR MORE ACCESS DURING CLEANING AND STERILIZATION AND IS COMPATIBLE WITH CURRENT CLEANING EQUIPMENT INCLUDING AUTOMATED WASHERS. INNOVATIVE COLOR - CODED SILICONE RAIL SYSTEM AVAILABLE IN 11 COLOR OPTIONS SIGNIFICANTLY REDUCES INSTRUMENT CONTACT BY UP TO 59% ALLOWING FOR MORE WATER FLOW WHILE PROTECTING THE INSTRUMENTS DURING REPROCESSING. HIGH QUALITY ELECTRO POLISHED STAINLESS STEEL PROTECTS | DENTAL GENERAL SUPPLIES
15433 | 4215270000700 | ORTHODONTIC BRACKET ADHESIVE KIT LIGHT CURE COMPOSITE BONDING CERAMIC METAL AND PLASTIC BRACKETS ONE STEP (N O MIX) KIT CONTAINS ETCHING GEL DISPOSABLE BRUSHES (50 OR MORE) SPECIAL HANDLES OR DISPOSABLE TIPS ONE EACH (EA) = ONE (1) KIT | DENTAL GENERAL SUPPLIES
15434 | 4215271805800 | HEAT ACTIVATED NICKEL - TITANIUM ARCHWIRE RECTANGULAR/SQUARE LOWER (0.019 X 0.025 INCHES) 0.48 X 0.64 MM WITHOUT NOTCH OVOID 10/PACK ONE EACH (EA) = ONE (1) PACK | DENTAL GENERAL SUPPLIES
15435 | 4215271805900 | HEAT ACTIVATED NICKEL - TITANIUM ARCHWIRE RECTANGULAR/SQUARE UPPER 0.019 X 0.025 INCHES (0.48 X 0.64 MM) WITHOUT NOTCH OVOID 10/PACK ONE EACH (EA) = ONE (1) PACK | DENTAL GENERAL SUPPLIES
15436 | 4215270000800 | BRACKET POSITIONING GAUGE | DENTAL GENERAL SUPPLIES
15437 | 4215271100800 | EXPANSION SCREW HYRAX TYPE MEDIUM TWO DIRECTION ELONGATION FROM 7 - 9 MM STANDARD EXPANSION SCREW S FOR MAXILLA SKELETON TYPE WITH RETENTION HOLES WIDE DOUBLE GUIDANCE ENSURES HIGHEST RELIABILITY AND STABILITY. HOUSING OUT OF GALVANIC COATED NICKEL - SILVER STAINLESS STEEL THREAD SPINDLE AND GUIDING PINS | DENTAL GENERAL SUPPLIES
15438 | 4215271101000 | EXPANSION SCREW HYRAX TYPE SMALL TWO DIRECTION ELONGATION FROM 7 - 9 MM STANDARD EXPANSION SCREWS FOR MAXILLA SKELETON TYPE WITH RETENTION HOLES WIDE DOUBLE GUIDANCE ENSURES HIGHEST RELIABILITY AND STABILITY HOUSING OUT OF GALVANIC COATED NICKEL - SILVER STAINLESS STEEL THREAD SPINDLE AND GUIDING PINS | DENTAL GENERAL SUPPLIES
15439 | 4215271100900 | EXPANSION SCREW S STANDARD FOR MAXILLA 11 MM - 14 MM SKELETON TYPE WITH RETENTION HOLES WIDE DOUBLE GUIDANCE ENSURES HIGHEST RELIABILITY AND STAB ILITY. HOUSING OUT OF GALVANIC COATED NICKEL - SILVER STAINLESS STEEL THREAT SPINDLE AND GUIDING PINS | DENTAL GENERAL SUPPLIES
15440 | 4215150159900 | BRACKET SELF LIGATING PASSIVE TYPE SET (5 - 5) 0.022 INCH SLOT SHOULD BE PROVIDED WITH SET OF 6 ARCH WIRE SIZE (14 16 14 X 25 18 X 25 CUNITI AND 18 X 25 SS UPPER AND LOWER WIRES PLUS OPENING/CLOSING TOOL | DENTAL GENERAL SUPPLIES
15441 | 4215161034500 | ORTHODONTIC METAL BRACKET SET MAXILLARY/MANDIBULAR (5-5) BONDABLE 0.022 SLOT MBT PRESCRIPTION LOW PROFILE HOOKS ON CANINES AND PREMOLARS | DENTAL GENERAL SUPPLIES
15442 | 4215271214700 | STAINLESS STEEL BAND FOR FIRST DECIDUOUS MOLAR (UPPER AND LOWER RT/LT) SIZE 6 5/BOX X 4 = 20/BOX ONE EACH (EA) = ONE (1) KIT | DENTAL GENERAL SUPPLIES
15443 | 4215300501000 | MOIST INSENSITIVE PRIMER BONDING AGENT | DENTAL GENERAL SUPPLIES
15444 | 4215270803100 | SPRING CLOSED COIL STAINLESS STEEL 0.010 INCH FOR ORTHODONTIC TREATMENT 2 FT ONE EACH (EA) = ONE (1) PACK | DENTAL GENERAL SUPPLIES
15445 | 4215247400700 | NO-MIX BAND ADHESIVE. PRIMER ALLOWS ETCHING AND PRIME ENAMEL IN ONE SIMPLE STEP. ONE EACH (EA) = ONE (1) KIT | DENTAL GENERAL SUPPLIES
15446 | 4215200100200 | BITEWING LOOPS ADULT 500/BOX ONE EACH (EA) = ONE (1) PACK | DENTAL GENERAL SUPPLIES
15447 | 4215161476300 | PRE-WELDED TWIN BRACKET WITH LINGUAL CLEAT 0.018 SLOT ROTH PRESCRIPTION MAXILLARY BICUSPID PROFESSIONAL KIT INCLUDING 300 BANDS IN FOUR TRAYS WITH LID COVER (150 PER SIDE) SIZE FROM 1-14 OR EQUIVALENT | DENTAL GENERAL SUPPLIES
15448 | 4215161476200 | PRE-WELDED TWIN BRACKET WITH LINGUAL CLEAT 0.022 SLOT MBT PRESCRIPTION MAXILLARY BICUSPID PROFESSIONAL KIT INCLUDING 300 BANDS I = N FOUR TRAYS WITH LID COVER (150 PER SIDE) SIZE FROM 1-14 OR EQUIVALENT | DENTAL GENERAL SUPPLIES
15449 | 4215150501100 | SELF ETCHING LIGHT CURE ADHESIVE. ETCH AND PRIME ENAMEL IN ONE STEP | DENTAL GENERAL SUPPLIES
15450 | 4215161055200 | THERMALLY ACTIVE UPPER CUNITI 0.018 ARCHWIRE OVOID SHAPE ONE EACH (EA) = ONE (1) PACK | DENTAL GENERAL SUPPLIES
15451 | 4215161055100 | THERMALLY ACTIVE UPPER CUNITI 0.018 ARCHWIRE BROAD SHAPE ONE EACH (EA) = ONE (1) PACK | DENTAL GENERAL SUPPLIES
15452 | 4215161055000 | THERMALLY ACTIVE UPPER CUNITI 0.016 ARCHWIRE OVOID SHAPE ONE EACH (EA) = ONE (1) PACK | DENTAL GENERAL SUPPLIES
15453 | 4215161054900 | THERMALLY ACTIVE UPPER CUNITI 0.016 ARCHWIRE BROAD SHAPE ONE EACH (EA) = ONE (1) PACK | DENTAL GENERAL SUPPLIES
15454 | 4215161054800 | THERMALLY ACTIVE UPPER CUNITI 0.014 ARCHWIRE OVOID SHAPE ONE EACH (EA) = ONE (1) PACK | DENTAL GENERAL SUPPLIES
15455 | 4215161054700 | THERMALLY ACTIVE UPPER CUNITI 0.014 ARCHWIRE BROAD SHAPE ONE EACH (EA) = ONE (1) PACK | DENTAL GENERAL SUPPLIES
15456 | 4215161054600 | THERMALLY ACTIVE UPPER CUNITI 0.019 X 0.025 ARCHWIRE BROAD SHAPE ONE EACH (EA) = ONE (1) PACK | DENTAL GENERAL SUPPLIES
15457 | 4215161054500 | THERMALLY ACTIVE UPPER CUNITI 0.018 X 0.025 ARCHWIRE OVOID SHAPE ONE EACH (EA) = ONE (1) PACK | DENTAL GENERAL SUPPLIES
15458 | 4215161054400 | THERMALLY ACTIVE UPPER CUNITI 0.018 X 0.025 ARCHWIRE BROAD SHAPE ONE EACH (EA) = ONE (1) PACK | DENTAL GENERAL SUPPLIES
15459 | 4215161054300 | THERMALLY ACTIVE UPPER CUNITI 0.016 X 0.022 ARCHWIRE OVOID SHAPE ONE EACH (EA) = ONE (1) PACK | DENTAL GENERAL SUPPLIES
15460 | 4215161054200 | THERMALLY ACTIVE UPPER CUNITI 0.016 X 0.022 ARCHWIRE BROAD SHAPE ONE EACH (EA) = ONE (1) PACK | DENTAL GENERAL SUPPLIES
15461 | 4215161054100 | THERMALLY ACTIVE UPPER CUNITI 0.014 X 0.025 ARCHWIRE OVOID SHAPE ONE EACH (EA) = ONE (1) PACK | DENTAL GENERAL SUPPLIES
15462 | 4215161054000 | THERMALLY ACTIVE UPPER CUNITI 0.014 X 0.025 ARCHWIRE BROAD SHAPE ONE EACH (EA) = ONE (1) PACK | DENTAL GENERAL SUPPLIES
15463 | 4215161053900 | THERMALLY ACTIVE LOWER CUNITI 0.018 ARCHWIRE OVOID SHAPE ONE EACH (EA) = ONE (1) PACK | DENTAL GENERAL SUPPLIES
15464 | 4215161053800 | THERMALLY ACTIVE LOWER CUNITI 0.018 ARCHWIRE BROAD SHAPE ONE EACH (EA) = ONE (1) PACK | DENTAL GENERAL SUPPLIES
15465 | 4215161053700 | THERMALLY ACTIVE LOWER CUNITI 0.016 ARCHWIRE OVOID SHAPE ONE EACH (EA) = ONE (1) PACK | DENTAL GENERAL SUPPLIES
15466 | 4215161053600 | THERMALLY ACTIVE LOWER CUNITI 0.016 ARCHWIRE BROAD SHAPE ONE EACH (EA) = ONE (1) PACK | DENTAL GENERAL SUPPLIES
15467 | 4215161053500 | THERMALLY ACTIVE LOWER CUNITI 0.014 ARCHWIRE OVOID SHAPE ONE EACH (EA) = ONE (1) PACK | DENTAL GENERAL SUPPLIES
15468 | 4215161053400 | THERMALLY ACTIVE LOWER CUNITI 0.014 ARCHWIRE BROAD SHAPE ONE EACH (EA) = ONE (1) PACK | DENTAL GENERAL SUPPLIES
15469 | 4215161053300 | THERMALLY ACTIVE LOWER CUNITI 0.019 X 0.025 ARCHWIRE BROAD SHAPE ONE EACH (EA) = ONE (1) PACK | DENTAL GENERAL SUPPLIES
15470 | 4215161053200 | THERMALLY ACTIVE LOWER CUNITI 0.018 X 0.025 ARCHWIRE OVOID SHAPE ONE EACH (EA) = ONE (1) PACK | DENTAL GENERAL SUPPLIES
15471 | 4215161053100 | THERMALLY ACTIVE LOWER CUNITI 0.018 X 0.025 ARCHWIRE BROAD SHAPE ONE EACH (EA) = ONE (1) PACK | DENTAL GENERAL SUPPLIES
15472 | 4215161053000 | THERMALLY ACTIVE LOWER CUNITI 0.016 X 0.022 ARCHWIRE OVOID SHAPE ONE EACH (EA) = ONE (1) PACK | DENTAL GENERAL SUPPLIES
15473 | 4215161052900 | THERMALLY ACTIVE LOWER CUNITI 0.016 X 0.022 ARCHWIRE BROAD SHAPE ONE EACH (EA) = ONE (1) PACK | DENTAL GENERAL SUPPLIES
15474 | 4215161052800 | THERMALLY ACTIVE LOWER CUNITI 0.014 X 0.025 ARCHWIRE OVOID SHAPE ONE EACH (EA) = ONE (1) PACK | DENTAL GENERAL SUPPLIES
15475 | 4215161052700 | THERMALLY ACTIVE LOWER CUNITI 0.014 X 0.025 ARCHWIRE BROAD SHAPE ONE EACH (EA) = ONE (1) PACK | DENTAL GENERAL SUPPLIES
15476 | 4215161050100 | UPPER NITI SUPER ELASTIC ARCHWIRE 0.019 INCH X 0.025 INCH BROAD SHAPE EACH WIRE IS PACKED SEPARATELY (ARCH COORDINATION) ONE EACH (EA) = ONE (1) PACK | DENTAL GENERAL SUPPLIES
15477 | 4215161050000 | UPPER NITI SUPER ELASTIC ARCHWIRE 0.018 INCH BROAD SHAPE EACH WIRE IS PACKED SEPARATELY (ARCH COORDINATION) ONE EACH (EA) = ONE (1) PACK | DENTAL GENERAL SUPPLIES
15478 | 4215161049900 | UPPER NITI SUPER ELASTIC ARCHWIRE 0.017 INCH X 0.025 INCH BROAD SHAPE EACH WIRE IS PACKED SEPARATELY (ARCH COORDINATION) ONE EACH (EA) = ONE (1) PACK | DENTAL GENERAL SUPPLIES
15479 | 4215161049800 | UPPER NITI SUPER ELASTIC ARCHWIRE 0.016 INCH X 0.022 INCH BROAD SHAPE EACH WIRE IS PACKED SEPARATELY (ARCH COORDINATION) ONE EACH (EA) = ONE (1) PACK | DENTAL GENERAL SUPPLIES
15480 | 4215161049700 | UPPER NITI SUPER ELASTIC ARCHWIRE 0.016 INCH OVOID SHAPE EACH WIRE IS PACKED SEPARATELY (ARCH COORDINATION) ONE EACH (EA) = ONE (1) PACK | DENTAL GENERAL SUPPLIES
15481 | 4215161049600 | UPPER NITI SUPER ELASTIC ARCHWIRE 0.016 INCH BROAD SHAPE EACH WIRE IS PACKED SEPARATELY (ARCH COORDINATION) ONE EACH (EA) = ONE (1) PACK | DENTAL GENERAL SUPPLIES
15482 | 4215161049500 | UPPER NITI SUPER ELASTIC ARCHWIRE 0.014 INCH OVOID SHAPE EACH WIRE IS PACKED SEPARATELY (ARCH COORDINATION) ONE EACH (EA) = ONE (1) PACK | DENTAL GENERAL SUPPLIES
15483 | 4215161049400 | UPPER NITI SUPER ELASTIC ARCHWIRE 0.014 INCH BROAD SHAPE EACH WIRE IS PACKED SEPARATELY (ARCH COORDINATION) ONE EACH (EA) = ONE (1) PACK | DENTAL GENERAL SUPPLIES
15484 | 4215161049200 | UPPER NITI SUPER ELASTIC ARCHWIRE 0.012 INCH BROAD SHAPE EACH WIRE IS PACKED SEPARATELY (ARCH COORDINATION) | DENTAL GENERAL SUPPLIES
15485 | 4215161049100 | SELF - CUTTING ORTHODONTIC MINISCREW STERILE INDIVIDUAL PACKED MADE OF TITANIUM ALLOY SIZE 8 MM WITH DIAMETER RANGE FROM 1.4 - 2 MM | DENTAL GENERAL SUPPLIES
15486 | 4215161047400 | SELF - CUTTING ORTHODONTIC MINISCREW STERILE INDIVIDUAL PACKED MADE OF TITANIUM ALLOY - SIZE 6 MM WITH DIAMETER RANGE FROM 1.4 - 2 MM | DENTAL GENERAL SUPPLIES
15487 | 4215161047000 | SELF - CUTTING ORTHODONTIC MINISCREW STERILE INDIVIDUAL PACKED MADE OF TITANIUM ALLOY - SIZE 10 MM WITH DIAMETER RANGE FROM 1.4 - 2 MM | DENTAL GENERAL SUPPLIES
15488 | 4215161045000 | QUADHELIX PREFABRICATED PALATAL WITH ARMS IN LINGUAL SHEETS 0.9/40 MM | DENTAL GENERAL SUPPLIES
15489 | 4215161044900 | QUADHELIX PREFABRICATED PALATAL WITH ARMS IN LINGUAL SHEETS 0.9/38 MM | DENTAL GENERAL SUPPLIES
15490 | 4215161044800 | QUADHELIX PREFABRICATED PALATAL WITH ARMS IN LINGUAL SHEETS 0.9/36 MM | DENTAL GENERAL SUPPLIES
15491 | 4215161043900 | STRESS TENSION GAUGE 100 - 1000 GM | DENTAL GENERAL SUPPLIES
15492 | 4215150163100 | ORTHODONTIC INSTRUMENT BASIC KIT (ACTIVATION/CHANGING ARCH WIRE) PROVIDED WITH PREFABRICATED METAL CASSETTE WITH SELF LOCKING (AUTOC = LAVABLE) SUITABLE FOR 10 INSTRUMENT CONTAINS THE FOLLOWING ITEMS: ONE PIN AND LIGATURE CUTTER TUNGSTEN CARBIDE BLADE ONE WEINGART UNIVERSAL PLIER STERILIZABLE FOR POSITIONING THE ARCH WIRE AND BENDING THE DISTAL END OF ARCH WIRE ACCURATE CLOSING SERRATED TIPS ONE DISTAL END CUTTER WITH SAFETY HOLDING DEVICE STERILIZABLE FOR WIRE UP TO 22 X 25 INCHES TUNGSTEN CARBIDE BLADE TWO MATHIEU NEEDLE HOLDER STERILIZABLE WITH SERRATED TIPS IDEAL FOR LIGATION LIGATURE CUTTER STERILIZABLE FOR WIRE UP TO 0.4 MMM LIGATURE DIRECTOR DOUBLE ENDED ONE STRAIGHT AND OTHER IS ANGULATED SUITABLE FOR 0.022 INCH WIRE | DENTAL GENERAL SUPPLIES
15493 | 4215150128100 | BRAIDED ARCHWIRE 0.017 INCH X 0.025 INCH MADE OF 8 STRAND OF VERY FINE WIRE EACH WIRE IS PACKED SEPARATELY ONE EACH (EA) = ONE (1) PACK | DENTAL GENERAL SUPPLIES
15494 | 4215150125300 | BRAIDED ARCHWIRE 0.021 X 0.025 INCH MADE OF 8 STRAND OF VERY FINE WIRE EACH WIRE IS PACKED SEPARATELY ONE EACH (EA) = ONE (1) PACK | DENTAL GENERAL SUPPLIES
15495 | 4215150125200 | BRAIDED ARCHWIRE 0.019 X 0.025 INCH MADE OF 8 STRAND OF VERY FINE WIRE EACH WIRE IS PACKED SEPARATELY ONE EACH (EA) = ONE (1) PACK | DENTAL GENERAL SUPPLIES
15496 | 4215150125100 | BRAIDED ARCHWIRE 0.016 X 0.022 INCH MADE OF 8 STRAND OF VERY FINE WIRE EACH WIRE IS PACKED SEPARATELY ONE EACH (EA) = ONE (1) PACK | DENTAL GENERAL SUPPLIES
15497 | 4215150125000 | BRAIDED ARCHWIRE 0.016 X 0.016 INCH MADE OF 8 STRAND OF VERY FINE WIRE EACH WIRE IS PACKED SEPARATELY ONE EACH (EA) = ONE (1) PACK | DENTAL GENERAL SUPPLIES
15498 | 4215150097100 | CONTOURED MICRO ETCHED UL SECOND MOLAR BONDABLE BASE SINGLE BUCCAL TUBE FUNNELED MESIAL SLOT ROTH RX #0.022 MED | DENTAL GENERAL SUPPLIES
15499 | 4215150097000 | CONTOURED MICRO ETCHED LL SECOND MOLAR BONDABLE BASE SINGLE BUCCAL TUBE FUNNELED MESIAL SLOT ROTH RX #0.022 MED | DENTAL GENERAL SUPPLIES
15500 | 4215150096200 | CONTOURED MICRO ETCHED UL SECOND MOLAR BONDABLE BASE SINGLE BUCCAL TUBE FUNNELED MESIAL SLOT MBT RX #0.022 MED | DENTAL GENERAL SUPPLIES
15501 | 4215150096100 | CONTOURED MICRO ETCHED LL SECOND MOLAR BONDABLE BASE SINGLE BUCCAL TUBE FUNNELED MESIAL SLOT MBT RX #0.022 MED | DENTAL GENERAL SUPPLIES
15502 | 4215150094400 | CONTOURED MICRO ETCHED LL FIRST MOLAR BONDABLE BASE SINGLE BUCCAL TUBE FUNNELED MESIAL SLOT MBT RX #0.022 MED | DENTAL GENERAL SUPPLIES
15503 | 4215150090300 | CONTOURED MICRO ETCHED UL FIRST MOLAR BONDABLE BASE SINGLE BUCCAL TUBE FUNNELED MESIAL SLOT ROTH RX #0.022 MED | DENTAL GENERAL SUPPLIES
15504 | 4215150090200 | CONTOURED MICRO ETCHED LL FIRST MOLAR BONDABLE BASE SINGLE BUCCAL TUBE FUNNELED MESIAL SLOT ROTH RX #0.022 MED | DENTAL GENERAL SUPPLIES
15505 | 4215150089700 | CONTOURED MICRO ETCHED UL FIRST MOLAR BONDABLE BASE SINGLE BUCCAL TUBE FUNNELED MESIAL SLOT MBT RX #0.022 MED | DENTAL GENERAL SUPPLIES
15506 | 4215150089000 | CONTOURED MICRO ETCHED UR SECOND MOLAR BONDABLE BASE SINGLE BUCCAL TUBE FUNNELED MESIAL SLOT ROTH RX #0.022 MED | DENTAL GENERAL SUPPLIES
15507 | 4215150084000 | CONTOURED MICRO ETCHED UR SECOND MOLAR BONDABLE BASE SINGLE BUCCAL TUBE FUNNELED MESIAL SLOT MBT RX #0.022 MED | DENTAL GENERAL SUPPLIES
15508 | 4215150080900 | CONTOURED MICRO ETCHED UR FIRST MOLAR BONDABLE BASE SINGLE BUCCAL TUBE FUNNELED MESIAL SLOT ROTH RX #0.022 MED | DENTAL GENERAL SUPPLIES
15509 | 4215150078700 | CONTOURED MICRO ETCHED LR FIRST MOLAR BONDABLE BASE SINGLE BUCCAL TUBE FUNNELED MESIAL SLOT ROTH RX #0.022 MED | DENTAL GENERAL SUPPLIES
15510 | 4215150078200 | CONTOURED MICRO ETCHED LR SECOND MOLAR BONDABLE BASE SINGLE BUCCAL TUBE FUNNELED MESIAL SLOT MBT RX #0.022 MED | DENTAL GENERAL SUPPLIES
15511 | 4215150075100 | CONTOURED MICRO ETCHED UR FIRST MOLAR BONDABLE BASE SINGLE BUCCAL TUBE FUNNELED MESIAL SLOT MBT RX #0.022 MED | DENTAL GENERAL SUPPLIES
15512 | 4215150075000 | CONTOURED MICRO ETCHED LR SECOND MOLAR BONDABLE BASE SINGLE BUCCAL TUBE FUNNELED MESIAL SLOT ROTH RX #0.022 MED | DENTAL GENERAL SUPPLIES
15513 | 4215150041900 | CONTOURED MICRO ETCHED LR FIRST MOLAR BONDABLE BASE SINGLE BUCCAL TUBE FUNNELED MESIAL SLOT MBT RX #0.022 MED | DENTAL GENERAL SUPPLIES
15514 | 4215161052600 | TADS NITI POWER CLOSING SPRINGS 9 MM WITH DELTA HEAD | DENTAL GENERAL SUPPLIES
15515 | 4215161052500 | TADS NITI POWER CLOSING SPRINGS 12 MM WITH DELTA HEAD | DENTAL GENERAL SUPPLIES
15516 | 4215161051300 | UPPER TMA ARCHWIRE 0.017 INCH X 0.025 INCH BROAD SHAPE EACH WIRE IS PACKED SEPARATELY (ARCH COORDINATION) ONE EACH (EA) = ONE (1) PACK | DENTAL GENERAL SUPPLIES
15517 | 4215161051200 | UPPER TMA ARCHWIRE 0.016 X 0.022 INCH BROAD SHAPE EACH WIRE IS PACKED SEPARATELY (ARCH COORDINATION) ONE EACH (EA) = ONE (1) PACK | DENTAL GENERAL SUPPLIES
15518 | 4215161051100 | UPPER TMA ARCHWIRE 0.016 X 0.016 INCH BROAD SHAPE EACH WIRE IS PACKED SEPARATELY (ARCH COORDINATION) ONE EACH (EA) = ONE (1) PACK | DENTAL GENERAL SUPPLIES
15519 | 4215161051000 | UPPER STAINLESS STEEL ARCHWIRE 0.021 INCH X 0.025 INCH BROAD SHAPE EACH WIRE IS PACKED SEPARATELY (ARCH COORDINATION) ONE EACH (EA) = ONE (1) PACK | DENTAL GENERAL SUPPLIES
15520 | 4215161050900 | UPPER STAINLESS STEEL ARCHWIRE 0.019 INCH X 0.025 INCH WITH SOLDERED BRASS POST OVOID SHAPE EACH WIRE IS PACKED SEPARATELY (ARCH COORDINATION) ONE EACH (EA) = ONE (1) PACK | DENTAL GENERAL SUPPLIES
15521 | 4215161050800 | UPPER STAINLESS STEEL ARCHWIRE 0.019 INCH X 0.025 INCH BROAD SHAPE EACH WIRE IS PACKED SEPARATELY (ARCH COORDINATION) ONE EACH (EA) = ONE (1) PACK | DENTAL GENERAL SUPPLIES
15522 | 4215161050700 | UPPER STAINLESS STEEL ARCHWIRE 0.018 INCH OVOID SHAPE WITH SOLDERED BRASS POST EACH WIRE IS PACKED SEPARATELY (ARCH COORDINATION) ONE EACH (EA) = ONE (1) PACK | DENTAL GENERAL SUPPLIES
15523 | 4215161050600 | UPPER STAINLESS STEEL ARCHWIRE 0.018 INCH BROAD SHAPE EACH WIRE IS PACKED SEPARATELY (ARCH COORDINATION) ONE EACH (EA) = ONE (1) PACK | DENTAL GENERAL SUPPLIES
15524 | 4215161050500 | UPPER STAINLESS STEEL ARCHWIRE 0.017 INCH X 0.025 INCH BROAD SHAPE EACH WIRE IS PACKED SEPARATELY (ARCH COORDINATION) ONE EACH (EA) = ONE (1) PACK | DENTAL GENERAL SUPPLIES
15525 | 4215161050400 | UPPER STAINLESS STEEL ARCHWIRE 0.016 INCH BROAD SHAPE EACH WIRE IS PACKED SEPARATELY (ARCH COORDINATION) ONE EACH (EA) = ONE (1) PACK | DENTAL GENERAL SUPPLIES
15526 | 4215161050300 | UPPER STAINLESS STEEL ARCHWIRE 0.016 INCH X 0.022 INCH BROAD SHAPE EACH WIRE IS PACKED SEPARATELY (ARCH COORDINATION) ONE EACH (EA) = ONE (1) PACK | DENTAL GENERAL SUPPLIES
15527 | 4215161050200 | UPPER STAINLESS STEEL ARCHWIRE 0.014 INCH BROAD SHAPE EACH WIRE IS PACKED SEPARATELY (ARCH COORDINATION) ONE EACH (EA) = ONE (1) PACK | DENTAL GENERAL SUPPLIES
15528 | 4215161045800 | REVERSE PULL (FACE MASK) WITH ADJUSTABLE FOREHEAD CAP CHIN CAP AND ADJUSTABLE HOOKS TO ENGAGE ELASTIC FOREHEAD AND CHIN PAD ARE LINED FOR PATIENT COMFORT | DENTAL GENERAL SUPPLIES
15529 | 4215161045700 | REVERSE CURVE UPPER NITI ARCH WIRE 0.019 X 0.025 INCH ONE EACH (EA) = ONE (1) PACK | DENTAL GENERAL SUPPLIES
15530 | 4215161045600 | REVERSE CURVE UPPER NITI ARCH WIRE 0.018 INCH ONE EACH (EA) = ONE (1) PACK | DENTAL GENERAL SUPPLIES
15531 | 4215161045500 | REVERSE CURVE LOWER NITI ARCHWIRE 0.018 INCH ONE EACH (EA) = ONE (1) PACK | DENTAL GENERAL SUPPLIES
15532 | 4215161045400 | REVERSE CURVE LOWER NITI ARCH WIRE 0.019 X 0.025 INCH ONE EACH (EA) = ONE (1) PACK | DENTAL GENERAL SUPPLIES
15533 | 4215161044100 | SURGICAL CRIMPABLE HOOKS FOR 0.022 INCH SLOT NEW DESCRIPTION IS CRIMPABLE BALL HOOKS WITH SPLIT ARCHWIRE OPENING 6 - 7 MM TALL MADE FROM HIGH QUALITY STAINLESS STEEL CRIMPS TO ROUND OR RECTANGULAR ARCHWIRES UP TO 0.022 INCH X 0.025 INCH | DENTAL GENERAL SUPPLIES
15534 | 4215161043800 | PRE-WELDED CONVERTIBLE BAND WITH SINGLE TUBE WITH LINGUAL CLEAT 0.022 SLOT MBT PRESCRIPTION MAXILLARY RIGHT SECOND MOLAR SIZE 37 OR EQUIVALENT | DENTAL GENERAL SUPPLIES
15535 | 4215161043400 | PRE-WELDED CONVERTIBLE BAND WITH SINGLE TUBE WITH LINGUAL CLEAT 0.022 SLOT MBT PRESCRIPTION MAXILLARY RIGHT SECOND MOLAR SIZE 35 OR EQUIVALENT | DENTAL GENERAL SUPPLIES
15536 | 4215161043300 | PRE-WELDED CONVERTIBLE BAND WITH SINGLE TUBE WITH LINGUAL CLEAT 0.022 SLOT MBT PRESCRIPTION MAXILLARY RIGHT SECOND MOLAR SIZE 34+ OR EQUIVALENT | DENTAL GENERAL SUPPLIES
15537 | 4215161043100 | PRE-WELDED CONVERTIBLE BAND WITH SINGLE TUBE WITH LINGUAL CLEAT 0.022 SLOT MBT PRESCRIPTION MAXILLARY RIGHT SECOND MOLAR SIZE 33+ OR EQUIVALENT | DENTAL GENERAL SUPPLIES
15538 | 4215161042800 | PRE-WELDED CONVERTIBLE BAND WITH SINGLE TUBE WITH LINGUAL CLEAT 0.022 SLOT MBT PRESCRIPTION MAXILLARY RIGHT SECOND MOLAR SIZE 32 OR EQUIVALENT | DENTAL GENERAL SUPPLIES
15539 | 4215161042600 | PRE-WELDED CONVERTIBLE BAND WITH SINGLE TUBE WITH LINGUAL CLEAT 0.022 SLOT MBT PRESCRIPTION MAXILLARY RIGHT SECOND MOLAR SIZE 31 OR EQUIVALENT | DENTAL GENERAL SUPPLIES
15540 | 4215161042500 | PRE-WELDED CONVERTIBLE BAND WITH TRIPLE TUBE WITH LINGUAL CLEAT 0.022 SLOT MBT PRESCRIPTION MAXILLARY RIGHT FIRST MOLAR REFILL SIZE 39 OR EQUIVALENT | DENTAL GENERAL SUPPLIES
15541 | 4215161042400 | PRE-WELDED CONVERTIBLE BAND WITH TRIPLE TUBE WITH LINGUAL CLEAT 0.022 SLOT MBT PRESCRIPTION MAXILLARY RIGHT FIRST MOLAR REFILL SIZE 38+ OR EQUIVALENT | DENTAL GENERAL SUPPLIES
15542 | 4215161042300 | STANDARD CONTOURED REGULAR NON ETCHED CONVERTIBLE UPPER RIGHT FIRST MOLAR BANDS PRE WELDED WITH TRIPLE BUCCAL TUBES MBT RX. #0.022 AND LINGUAL CLEAT PERMANENT LASER ID MARKING # 37 OR EQUIVALENT | DENTAL GENERAL SUPPLIES
15543 | 4215161042200 | PRE-WELDED CONVERTIBLE BAND WITH TRIPLE TUBE WITH LINGUAL CLEAT 0.022 SLOT MBT PRESCRIPTION MAXILLARY RIGHT FIRST MOLAR REFILL SIZE 36+ OR EQUIVALENT | DENTAL GENERAL SUPPLIES
15544 | 4215161042100 | PRE-WELDED CONVERTIBLE BAND WITH DOUBLE TUBE (SINGLE AND AUXILIARY) WITH LINGUAL CLEAT 0.022 SLOT MBT PRESCRIPTION MAXILLARY RIGHT FIRST MOLAR REFILL SIZE 34 OR EQUIVALENT | DENTAL GENERAL SUPPLIES
15545 | 4215161042000 | PRE-WELDED CONVERTIBLE BAND WITH SINGLE TUBE WITH LINGUAL CLEAT 0.022 SLOT MBT PRESCRIPTION MAXILLARY LEFT SECOND MOLAR SIZE 37 OR EQUIVALENT | DENTAL GENERAL SUPPLIES
15546 | 4215161041800 | PRE-WELDED CONVERTIBLE BAND WITH SINGLE TUBE WITH LINGUAL CLEAT 0.022 SLOT MBT PRESCRIPTION MAXILLARY LEFT SECOND MOLAR SIZE 36 OR EQUIVALENT | DENTAL GENERAL SUPPLIES
15547 | 4215161041400 | PRE-WELDED CONVERTIBLE BAND WITH SINGLE TUBE WITH LINGUAL CLEAT 0.022 SLOT MBT PRESCRIPTION MAXILLARY LEFT SECOND MOLAR SIZE 34 OR EQUIVALENT | DENTAL GENERAL SUPPLIES
15548 | 4215161041100 | PRE-WELDED CONVERTIBLE BAND WITH SINGLE TUBE WITH LINGUAL CLEAT 0.022 SLOT MBT PRESCRIPTION MAXILLARY LEFT SECOND MOLAR SIZE 32+ OR EQUIVALENT | DENTAL GENERAL SUPPLIES
15549 | 4215161041000 | PRE-WELDED CONVERTIBLE BAND WITH SINGLE TUBE WITH LINGUAL CLEAT 0.022 SLOT MBT PRESCRIPTION MAXILLARY LEFT SECOND MOLAR SIZE 32 OR EQUIVALENT | DENTAL GENERAL SUPPLIES
15550 | 4215161040900 | PRE-WELDED CONVERTIBLE BAND WITH SINGLE TUBE WITH LINGUAL CLEAT 0.022 SLOT MBT PRESCRIPTION MAXILLARY LEFT SECOND MOLAR SIZE 31+ OR EQUIVALENT | DENTAL GENERAL SUPPLIES
15551 | 4215161040800 | PRE-WELDED CONVERTIBLE BAND WITH SINGLE TUBE WITH LINGUAL CLEAT 0.022 SLOT MBT PRESCRIPTION MAXILLARY LEFT SECOND MOLAR SIZE 31 OR EQUIVALENT | DENTAL GENERAL SUPPLIES
15552 | 4215161040700 | PRE-WELDED CONVERTIBLE BAND WITH TRIPLE TUBE WITH LINGUAL CLEAT 0.022 SLOT MBT PRESCRIPTION MAXILLARY LEFT FIRST MOLAR REFILL SIZE 38+ OR EQUIVALENT | DENTAL GENERAL SUPPLIES
15553 | 4215161040500 | PRE-WELDED CONVERTIBLE BAND WITH TRIPLE TUBE WITH LINGUAL CLEAT 0.022 SLOT MBT PRESCRIPTION MAXILLARY LEFT FIRST MOLAR REFILL SIZE 36+ OR EQUIVALENT | DENTAL GENERAL SUPPLIES
15554 | 4215161040400 | PRE-WELDED CONVERTIBLE BAND WITH TRIPLE TUBE WITH LINGUAL CLEAT 0.022 SLOT MBT PRESCRIPTION MAXILLARY LEFT FIRST MOLAR REFILL SIZE 34+ OR EQUIVALENT | DENTAL GENERAL SUPPLIES
15555 | 4215161040300 | PRE-WELDED CONVERTIBLE BAND WITH TRIPLE TUBE WITH LINGUAL CLEAT 0.022 SLOT MBT PRESCRIPTION MAXILLARY LEFT FIRST MOLAR REFILL SIZE 39 OR EQUIVALENT | DENTAL GENERAL SUPPLIES
15556 | 4215161040200 | PRE-WELDED CONVERTIBLE BAND WITH TRIPLE TUBE WITH LINGUAL CLEAT 0.022 SLOT MBT PRESCRIPTION MAXILLARY LEFT FIRST MOLAR REFILL SIZE 37+ OR EQUIVALENT | DENTAL GENERAL SUPPLIES
15557 | 4215161040100 | PRE-WELDED CONVERTIBLE BAND WITH TRIPLE TUBE WITH LINGUAL CLEAT 0.022 SLOT MBT PRESCRIPTION MAXILLARY LEFT FIRST MOLAR REFILL SIZE 37 OR EQUIVALENT | DENTAL GENERAL SUPPLIES
15558 | 4215161040000 | PRE-WELDED CONVERTIBLE BAND WITH TRIPLE TUBE WITH LINGUAL CLEAT 0.022 SLOT MBT PRESCRIPTION MAXILLARY LEFT FIRST MOLAR REFILL SIZE 36 OR EQUIVALENT | DENTAL GENERAL SUPPLIES
15559 | 4215161039900 | PRE-WELDED CONVERTIBLE BAND WITH TRIPLE TUBE WITH LINGUAL CLEAT 0.022 SLOT MBT PRESCRIPTION MAXILLARY LEFT FIRST MOLAR REFILL SIZE 35+ OR EQUIVALENT | DENTAL GENERAL SUPPLIES
15560 | 4215161039800 | PRE-WELDED CONVERTIBLE BAND WITH TRIPLE TUBE WITH LINGUAL CLEAT 0.022 SLOT MBT PRESCRIPTION MAXILLARY LEFT FIRST MOLAR REFILL SIZE 35 OR EQUIVALENT | DENTAL GENERAL SUPPLIES
15561 | 4215161039300 | PRE-WELDED CONVERTIBLE BAND WITH SINGLE TUBE WITH LINGUAL CLEAT 0.022 SLOT MBT PRESCRIPTION MANDIBULAR RIGHT SECOND MOLAR SIZE 35 OR EQUIVALENT | DENTAL GENERAL SUPPLIES
15562 | 4215161039000 | PRE-WELDED CONVERTIBLE BAND WITH SINGLE TUBE WITH LINGUAL CLEAT 0.022 SLOT MBT PRESCRIPTION MANDIBULAR RIGHT SECOND MOLAR SIZE 33+ OR EQUIVALENT | DENTAL GENERAL SUPPLIES
15563 | 4215161038900 | PRE-WELDED CONVERTIBLE BAND WITH SINGLE TUBE WITH LINGUAL CLEAT 0.022 SLOT MBT PRESCRIPTION MANDIBULAR RIGHT SECOND MOLAR SIZE 33 OR EQUIVALENT | DENTAL GENERAL SUPPLIES
15564 | 4215161038800 | PRE-WELDED CONVERTIBLE BAND WITH SINGLE TUBE WITH LINGUAL CLEAT 0.022 SLOT MBT PRESCRIPTION MANDIBULAR RIGHT SECOND MOLAR SIZE 32+ OR EQUIVALENT | DENTAL GENERAL SUPPLIES
15565 | 4215161038700 | PRE-WELDED CONVERTIBLE BAND WITH SINGLE TUBE WITH LINGUAL CLEAT 0.022 SLOT MBT PRESCRIPTION MANDIBULAR RIGHT SECOND MOLAR SIZE 32 OR EQUIVALENT | DENTAL GENERAL SUPPLIES
15566 | 4215161038600 | PRE-WELDED CONVERTIBLE BAND WITH SINGLE TUBE WITH LINGUAL CLEAT 0.022 SLOT MBT PRESCRIPTION MANDIBULAR RIGHT SECOND MOLAR SIZE 31+ OR EQUIVALENT | DENTAL GENERAL SUPPLIES
15567 | 4215161038500 | PRE-WELDED CONVERTIBLE BAND WITH SINGLE TUBE WITH LINGUAL CLEAT 0.022 SLOT MBT PRESCRIPTION MANDIBULAR RIGHT SECOND MOLAR SIZE 31 OR EQUIVALENT | DENTAL GENERAL SUPPLIES
15568 | 4215161038400 | PRE-WELDED CONVERTIBLE BAND WITH DOUBLE TUBE (SINGLE AND AUXILIARY) WITH LINGUAL CLEAT 0.022 SLOT MBT PRESCRIPTION MANDIBULAR RIGHT FIRST MOLAR REFILL SIZE 39 OR EQUIVALENT | DENTAL GENERAL SUPPLIES
15569 | 4215161038300 | PRE-WELDED CONVERTIBLE BAND WITH DOUBLE TUBE (SINGLE AND AUXILIARY) WITH LINGUAL CLEAT 0.022 SLOT MBT PRESCRIPTION MANDIBULAR RIGHT FIRST MOLAR REFILL SIZE 38+ OR EQUIVALENT | DENTAL GENERAL SUPPLIES
15570 | 4215161038200 | PRE-WELDED CONVERTIBLE BAND WITH DOUBLE TUBE (SINGLE AND AUXILIARY) WITH LINGUAL CLEAT 0.022 SLOT MBT PRESCRIPTION MANDIBULAR RIGHT FIRST MOLAR REFILL SIZE 38 OR EQUIVALENT | DENTAL GENERAL SUPPLIES
15571 | 4215161038100 | PRE-WELDED CONVERTIBLE BAND WITH DOUBLE TUBE (SINGLE AND AUXILIARY) WITH LINGUAL CLEAT 0.022 SLOT MBT PRESCRIPTION MANDIBULAR RIGHT FIRST MOLAR REFILL SIZE 37+ OR EQUIVALENT | DENTAL GENERAL SUPPLIES
15572 | 4215161037800 | PRE-WELDED CONVERTIBLE BAND WITH DOUBLE TUBE (SINGLE AND AUXILIARY) WITH LINGUAL CLEAT 0.022 SLOT MBT PRESCRIPTION MANDIBULAR RIGHT FIRST MOLAR REFILL SIZE 36 OR EQUIVALENT | DENTAL GENERAL SUPPLIES
15573 | 4215161037700 | PRE-WELDED CONVERTIBLE BAND WITH DOUBLE TUBE (SINGLE AND AUXILIARY) WITH LINGUAL CLEAT 0.022 SLOT MBT PRESCRIPTION MANDIBULAR RIGHT FIRST MOLAR REFILL SIZE 35+ OR EQUIVALENT | DENTAL GENERAL SUPPLIES
15574 | 4215161037600 | PRE-WELDED CONVERTIBLE BAND WITH DOUBLE TUBE (SINGLE AND AUXILIARY) WITH LINGUAL CLEAT 0.022 SLOT MBT PRESCRIPTION MANDIBULAR RIGHT FIRST MOLAR REFILL SIZE 35 OR EQUIVALENT | DENTAL GENERAL SUPPLIES
15575 | 4215161037500 | PRE-WELDED CONVERTIBLE BAND WITH DOUBLE TUBE (SINGLE AND AUXILIARY) WITH LINGUAL CLEAT 0.022 SLOT MBT PRESCRIPTION MANDIBULAR RIGHT FIRST MOLAR REFILL SIZE 34+ OR EQUIVALENT | DENTAL GENERAL SUPPLIES
15576 | 4215161037400 | PRE-WELDED CONVERTIBLE BAND WITH DOUBLE TUBE (SINGLE AND AUXILIARY) WITH LINGUAL CLEAT 0.022 SLOT MBT PRESCRIPTION MANDIBULAR RIGHT FIRST MOLAR REFILL SIZE 34 OR EQUIVALENT | DENTAL GENERAL SUPPLIES
15577 | 4215161037300 | PRE-WELDED CONVERTIBLE BAND WITH SINGLE TUBE WITH LINGUAL CLEAT 0.022 SLOT MBT PRESCRIPTION MANDIBULAR LEFT SECOND MOLAR SIZE 35 OR EQUIVALENT | DENTAL GENERAL SUPPLIES
15578 | 4215161037200 | PRE-WELDED CONVERTIBLE BAND WITH SINGLE TUBE WITH LINGUAL CLEAT 0.022 SLOT MBT PRESCRIPTION MANDIBULAR LEFT SECOND MOLAR SIZE 34+ OR EQUIVALENT | DENTAL GENERAL SUPPLIES
15579 | 4215161037100 | STANDARD CONTOURED REGULAR NON ETCHED CONVERTIBLE LOWER LEFT SECOND MOLAR BANDS PRE-WELDED WITH SINGLE BUCCAL TUBE MBT RX. #0.022 AND LINGUAL CLEAT PERMANENT LASER ID MARKING # 34 OR EQUIVALENT | DENTAL GENERAL SUPPLIES
15580 | 4215161037000 | PRE-WELDED CONVERTIBLE BAND WITH SINGLE TUBE WITH LINGUAL CLEAT 0.022 SLOT MBT PRESCRIPTION MANDIBULAR LEFT SECOND MOLAR SIZE 33+ OR EQUIVALENT | DENTAL GENERAL SUPPLIES
15581 | 4215161036900 | STANDARD CONTOURED REGULAR NON ETCHED CONVERTIBLE LOWER LEFT SECOND MOLAR BANDS PRE-WELDED WITH SINGLE BUCCAL TUBE MBT RX. #0.022 AND LINGUAL CLEAT PERMANENT LASER ID MARKING # 33 OR EQUIVALENT | DENTAL GENERAL SUPPLIES
15582 | 4215161036800 | PRE-WELDED CONVERTIBLE BAND WITH SINGLE TUBE WITH LINGUAL CLEAT 0.022 SLOT MBT PRESCRIPTION MANDIBULAR LEFT SECOND MOLAR SIZE 32+ OR EQUIVALENT | DENTAL GENERAL SUPPLIES
15583 | 4215161036700 | PRE-WELDED CONVERTIBLE BAND WITH SINGLE TUBE WITH LINGUAL CLEAT 0.022 SLOT MBT PRESCRIPTION MANDIBULAR LEFT SECOND MOLAR SIZE 32 OR EQUIVALENT | DENTAL GENERAL SUPPLIES
15584 | 4215161036600 | PRE-WELDED CONVERTIBLE BAND WITH SINGLE TUBE WITH LINGUAL CLEAT 0.022 SLOT MBT PRESCRIPTION MANDIBULAR LEFT SECOND MOLAR SIZE 31+ OR EQUIVALENT | DENTAL GENERAL SUPPLIES
15585 | 4215161036500 | PRE-WELDED CONVERTIBLE BAND WITH SINGLE TUBE WITH LINGUAL CLEAT 0.022 SLOT MBT PRESCRIPTION MANDIBULAR LEFT SECOND MOLAR SIZE 31 OR EQUIVALENT | DENTAL GENERAL SUPPLIES
15586 | 4215161036400 | PRE-WELDED CONVERTIBLE BAND WITH DOUBLE TUBE (SINGLE AND AUXILIARY) WITH LINGUAL CLEAT 0.022 SLOT MBT PRESCRIPTION MANDIBULAR LEFT FIRST MOLAR REFILL SIZE 39 OR EQUIVALENT | DENTAL GENERAL SUPPLIES
15587 | 4215161036300 | PRE-WELDED CONVERTIBLE BAND WITH TRIPLE TUBE WITH LINGUAL CLEAT 0.022 SLOT MBT PRESCRIPTION MANDIBULAR LEFT FIRST MOLAR REFILL SIZE 38+ OR EQUIVALENT | DENTAL GENERAL SUPPLIES
15588 | 4215161036200 | PRE-WELDED CONVERTIBLE BAND WITH DOUBLE TUBE (SINGLE AND AUXILIARY) WITH LINGUAL CLEAT 0.022 SLOT MBT PRESCRIPTION MANDIBULAR LEFT FIRST MOLAR REFILL SIZE 37+ OR EQUIVALENT | DENTAL GENERAL SUPPLIES
15589 | 4215161036100 | PRE-WELDED CONVERTIBLE BAND WITH DOUBLE TUBE (SINGLE AND AUXILIARY) WITH LINGUAL CLEAT 0.022 SLOT MBT PRESCRIPTION MANDIBULAR LEFT FIRST MOLAR REFILL SIZE 37 OR EQUIVALENT | DENTAL GENERAL SUPPLIES
15590 | 4215161036000 | PRE-WELDED CONVERTIBLE BAND WITH DOUBLE TUBE (SINGLE AND AUXILIARY) WITH LINGUAL CLEAT 0.022 SLOT MBT PRESCRIPTION MANDIBULAR LEFT FIRST MOLAR REFILL SIZE 36+ OR EQUIVALENT | DENTAL GENERAL SUPPLIES
15591 | 4215161035900 | PRE-WELDED CONVERTIBLE BAND WITH DOUBLE TUBE (SINGLE AND AUXILIARY) WITH LINGUAL CLEAT 0.022 SLOT MBT PRESCRIPTION MANDIBULAR LEFT FIRST MOLAR REFILL SIZE 36 OR EQUIVALENT | DENTAL GENERAL SUPPLIES
15592 | 4215161035800 | PRE-WELDED CONVERTIBLE BAND WITH DOUBLE TUBE (SINGLE AND AUXILIARY) WITH LINGUAL CLEAT 0.022 SLOT MBT PRESCRIPTION MANDIBULAR LEFT FIRST MOLAR REFILL SIZE 35+ OR EQUIVALENT | DENTAL GENERAL SUPPLIES
15593 | 4215161035700 | PRE-WELDED CONVERTIBLE BAND WITH DOUBLE TUBE (SINGLE AND AUXILIARY) WITH LINGUAL CLEAT 0.022 SLOT MBT PRESCRIPTION MANDIBULAR LEFT FIRST MOLAR REFILL SIZE 35 OR EQUIVALENT | DENTAL GENERAL SUPPLIES
15594 | 4215161035600 | PRE-WELDED CONVERTIBLE BAND WITH DOUBLE TUBE (SINGLE AND AUXILIARY) WITH LINGUAL CLEAT 0.022 SLOT MBT PRESCRIPTION MANDIBULAR LEFT FIRST MOLAR REFILL SIZE 34 OR EQUIVALENT | DENTAL GENERAL SUPPLIES
15595 | 4215161035500 | PRE-WELDED CONVERTIBLE BAND WITH DOUBLE TUBE (SINGLE AND AUXILIARY) WITH LINGUAL CLEAT 0.022 SLOT MBT PRESCRIPTION MANDIBULAR LEFT FIRST MOLAR REFILL SIZE 38 OR EQUIVALENT | DENTAL GENERAL SUPPLIES
15596 | 4215161035400 | PRE-WELDED CONVERTIBLE BAND WITH DOUBLE TUBE (SINGLE AND AUXILIARY) WITH LINGUAL CLEAT 0.022 SLOT MBT PRESCRIPTION MANDIBULAR LEFT FIRST MOLAR REFILL SIZE 34+ OR EQUIVALENT | DENTAL GENERAL SUPPLIES
15597 | 4215161035300 | MOLAR TUBE TWEEZER/HOLDER WITH LOCK | DENTAL GENERAL SUPPLIES
15598 | 4215161035000 | SAFETY LOCKING FACEBOW SNAP FREE HEADGEAR KLOEHN TYPE STAINLESS STEEL SIZE 5 | DENTAL GENERAL SUPPLIES
15599 | 4215161034900 | SAFETY LOCKING FACEBOW SNAP FREE HEADGEAR KLOEHN TYPE STAINLESS STEEL SIZE 4 | DENTAL GENERAL SUPPLIES
15600 | 4215161034800 | SAFETY LOCKING FACEBOW SNAP FREE HEADGEAR KLOEHN TYPE STAINLESS STEEL SIZE 3 | DENTAL GENERAL SUPPLIES
15601 | 4215161034700 | SAFETY LOCKING FACEBOW SNAP FREE HEADGEAR KLOEHN TYPE STAINLESS STEEL SIZE 2 | DENTAL GENERAL SUPPLIES
15602 | 4215161034600 | SAFETY LOCKING FACEBOW SNAP FREE HEADGEAR KLOEHN TYPE STAINLESS STEEL SIZE 1 | DENTAL GENERAL SUPPLIES
15603 | 4215161033300 | PENCIL RED ARCH MARKING ORTHODONTIC DISPOSABLE | DENTAL GENERAL SUPPLIES
15604 | 4215161006800 | PRE-WELDED CONVERTIBLE BAND WITH TRIPLE TUBE WITH LINGUAL CLEAT 0.022 SLOT MBT PRESCRIPTION MAXILLARY LEFT FIRST MOLAR REFILL SIZE 38 OR EQUIVALENT | DENTAL GENERAL SUPPLIES
15605 | 4215161006700 | STAINLESS STEEL RULER FOR ORTHO DOUBLE SIDED.15 CM LONG | DENTAL GENERAL SUPPLIES
15606 | 4215161006600 | STAINLESS STEEL OPEN COIL SPRING | DENTAL GENERAL SUPPLIES
15607 | 4215161006400 | SEPARATOR PLIERS STERILIZABLE | DENTAL GENERAL SUPPLIES
15608 | 4215150342000 | FIBER SPLINT ML MULTI LAYER | DENTAL GENERAL SUPPLIES
15609 | 4215150161900 | PRE-WELDED CONVERTIBLE BAND WITH SINGLE TUBE WITH LINGUAL CLEAT 0.022 SLOT MBT PRESCRIPTION SECOND MOLAR PROFESSIONAL KIT INCLUDING 300 BANDS IN FOUR TRAYS WITH LID COVER (150 PER SIDE) SIZE FROM 28-41 OR EQUIVALENT | DENTAL GENERAL SUPPLIES
15610 | 4215150161800 | PRE-WELDED CONVERTIBLE BAND WITH DOUBLE TUBE (SINGLE AND AUXILIARY) WITH LINGUAL CLEAT 0.022 SLOT MBT PRESCRIPTION FIRST MOLAR P = ROFESSIONAL KIT INCLUDING 300 BANDS IN FOUR TRAYS WITH LID COVER (150 PER SIDE) SIZE FROM 31-44 OR EQUIVALENT | DENTAL GENERAL SUPPLIES
15611 | 4215150161000 | PRE-WELDED TWIN BRACKET WITH LINGUAL CLEAT 0.018 SLOT MBT PRESCRIPTION MAXILLARY BICUSPID PROFESSIONAL KIT INCLUDING 300 BANDS I = N FOUR TRAYS WITH LID COVER (150 PER SIDE) SIZE FROM 1-14 OR EQUIVALENT | DENTAL GENERAL SUPPLIES
15612 | 4215150138700 | HOLDER MOSQUITO FORCEPS WITHOUT HOOK STRAIGHT SERRATED TIPS POSITIVE LOCKING MECHANISM ON THE REAR OF THE HANDLES | DENTAL GENERAL SUPPLIES
15613 | 4215150132000 | MOSQUITO FORCEPS WITHOUT HOOK CURVED SERRATED TIPS POSITIVE LOCKING MECHANISM ON THE REAR OF THE HANDLES | DENTAL GENERAL SUPPLIES
15614 | 4215150128200 | MOSQUITO FORCEPS WITH HOOK CURVED SERRATED TIPS POSITIVE LOCKING MECHANISM ON THE REAR OF THE HANDLES | DENTAL GENERAL SUPPLIES
15615 | 4215150123900 | CUTTING EDGE STANDARD SIDE CUTTERS TUNGSTEN CARBIDE CUTTING EDGE FOR HARD WIRES UP TO 1.0 MM DIAMETER | DENTAL GENERAL SUPPLIES
15616 | 4215150121500 | MOSQUITO FORCEPS WITHOUT HOOK CURVED POSITIVE LOCKING MECHANISM ON THE REAR OF THE HANDLES | DENTAL GENERAL SUPPLIES
15617 | 4215150120700 | BRACKET DEBONDING PLIERS STERILIZABLE FOR OF BRACKET AND BONDING ADHESIVE 45 ANGLED TIPS | DENTAL GENERAL SUPPLIES
15618 | 4215150120500 | MOSQUITO FORCEPS WITH HOOK CURVED POSITIVE LOCKING MECHANISM ON THE REAR OF THE HANDLES | DENTAL GENERAL SUPPLIES
15619 | 4215150117700 | DISTALIZATION INTRA ARCH APPLIANCE NON - COMPLIANCE USING PUSHING FORCE SPRING MECHANISM | DENTAL GENERAL SUPPLIES
15620 | 4215150117300 | CRIMPABLE STOPS FOR 0.018 INCH SLOT CRIMPS TO ROUND OR RECTANGULAR ARCHWIRES UP TO 0.018 X 0.022 INCH | DENTAL GENERAL SUPPLIES
15621 | 4215150107800 | MIRROR FOR ORAL PHOTOGRAPH CHILDREN SS OCCLUSAL DOUBLE SIDE ROUND EDGES | DENTAL GENERAL SUPPLIES
15622 | 4215150105200 | MIRROR FOR ORAL PHOTOGRAPH ADULT SS OCCLUSAL DOUBLE SIDE ROUND EDGES | DENTAL GENERAL SUPPLIES
15623 | 4215150098000 | DROP IN HOOKS FOR PASSIVE TYPE SELF LIGHTING BRACKETS UPPER/LOWER ( 5 - 5) 30 PIECE | DENTAL GENERAL SUPPLIES
15624 | 4215150071900 | DISTALIZATION INTER ARCH APPLIANCE NON - COMPLIANCE USING PUSHING FORCE | DENTAL GENERAL SUPPLIES
15625 | 4215150071800 | DISTALIZATION INTER ARCH APPLIANCE NON - COMPLIANCE USING PULLING FORCE | DENTAL GENERAL SUPPLIES
15626 | 4215150063100 | HOLDER MOSQUITO FORCEPS WITH HOOK STRAIGHT POSITIVE LOCKING MECHANISM ON THE REAR OF THE HANDLES | DENTAL GENERAL SUPPLIES
15627 | 4215150055200 | GOSHGARIAN PALATAL BARS ASSORTMENT WITH INVERTED LOOP 0.9/43 MM | DENTAL GENERAL SUPPLIES
15628 | 4215150051800 | GOSHGARIAN PALATAL BARS ASSORTMENT WITH INVERTED LOOP 0.9/49 MM | DENTAL GENERAL SUPPLIES
15629 | 4215150051700 | GOSHGARIAN PALATAL BARS ASSORTMENT WITH INVERTED LOOP 0.9/46 MM | DENTAL GENERAL SUPPLIES
15630 | 4215150051500 | GOSHGARIAN PALATAL BARS ASSORTMENT WITH INVERTED LOOP 0.9/37 MM | DENTAL GENERAL SUPPLIES
15631 | 4215150046000 | HOLDER MOSQUITO FORCEPS WITH HOOK STRAIGHT SERRATED TIPS POSITIVE LOCKING MECHANISM ON THE REAR OF THE HANDLES | DENTAL GENERAL SUPPLIES
15632 | 4215150030700 | ORTHO ARCHWIRE T - LOOP 19 X 25 SS 44 MM | DENTAL GENERAL SUPPLIES
15633 | 4215150030600 | ORTHO ARCHWIRE T - LOOP 19 X 25 SS 42 MM | DENTAL GENERAL SUPPLIES
15634 | 4215150030400 | ORTHO ARCHWIRE T - LOOP 19 X 25 SS 38 MM | DENTAL GENERAL SUPPLIES
15635 | 4215150030300 | ORTHO ARCHWIRE T - LOOP 19 X 25 SS 36 MM | DENTAL GENERAL SUPPLIES
15636 | 4215150030200 | ORTHO ARCHWIRE T - LOOP 19 X 25 SS 34 MM | DENTAL GENERAL SUPPLIES
15637 | 4215150029800 | ORTHO ARCHWIRE T - LOOP 17 X 25 SS 44 MM | DENTAL GENERAL SUPPLIES
15638 | 4215150029700 | ORTHO ARCHWIRE T - LOOP 17 X 25 SS 42 MM | DENTAL GENERAL SUPPLIES
15639 | 4215150029600 | ORTHO ARCHWIRE T - LOOP 17 X 25 SS 40 MM ONE EACH (EA) = ONE (1) PACK | DENTAL GENERAL SUPPLIES
15640 | 4215150029500 | ORTHO ARCHWIRE T - LOOP 17 X 25 SS 38 MM | DENTAL GENERAL SUPPLIES
15641 | 4215150029400 | ORTHO ARCHWIRE T - LOOP 17 X 25 SS 36 MM | DENTAL GENERAL SUPPLIES
15642 | 4215150029300 | ORTHO ARCHWIRE T - LOOP 17 X 25 SS 34 MM | DENTAL GENERAL SUPPLIES
15643 | 4215150029200 | ORTHO ARCHWIRE T - LOOP 17 X 25 SS 32 MM | DENTAL GENERAL SUPPLIES
15644 | 4215150029100 | ORTHO ARCHWIRE T - LOOP 17 X 25 SS 30 MM | DENTAL GENERAL SUPPLIES
15645 | 4215150029000 | ORTHO ARCHWIRE T - LOOP 17 X 25 SS 28 MM | DENTAL GENERAL SUPPLIES
15646 | 4215150028900 | ORTHO ARCHWIRE T - LOOP 16 X 22 SS 44 MM | DENTAL GENERAL SUPPLIES
15647 | 4215150028800 | ORTHO ARCHWIRE T - LOOP 16 X 22 SS 42 MM | DENTAL GENERAL SUPPLIES
15648 | 4215150028700 | ORTHO ARCHWIRE T - LOOP 16 X 22 SS 40 MM | DENTAL GENERAL SUPPLIES
15649 | 4215150028600 | ORTHO ARCHWIRE T - LOOP 16 X 22 SS 38 MM | DENTAL GENERAL SUPPLIES
15650 | 4215150028500 | ORTHO ARCHWIRE T - LOOP 16 X 22 SS 36 MM | DENTAL GENERAL SUPPLIES
15651 | 4215150028400 | ORTHO ARCHWIRE T - LOOP 16 X 22 SS 34 MM | DENTAL GENERAL SUPPLIES
15652 | 4215150028300 | ORTHO ARCHWIRE T - LOOP 16 X 22 SS 32 MM | DENTAL GENERAL SUPPLIES
15653 | 4215150028200 | ORTHO ARCHWIRE T - LOOP 16 X 22 SS 30 MM | DENTAL GENERAL SUPPLIES
15654 | 4215150025200 | NITI POWER CLOSING SPRINGS 12 MM ONE EACH (EA) = ONE (1) PACK | DENTAL GENERAL SUPPLIES
15655 | 4215150023900 | MICROTIP COTTON AND BRUSH APPLICATORS REGULAR SIZE | DENTAL GENERAL SUPPLIES
15656 | 4215150022900 | ARCHWING AUSTRALIAN 0.016 | DENTAL GENERAL SUPPLIES
15657 | 4215245200000 | CALCIUM HYDROXIDE PASTE WITH IODOFORM OIL BASE SYRINGE WITH NEEDLE TIPS ONE EACH (EA) = ONE (1) KIT | DENTAL GENERAL SUPPLIES
15658 | 4215163800700 | CROWN SCISSORS STAINLESS STEEL CURVED 90 MM SHORT | DENTAL GENERAL SUPPLIES
15659 | 4215163800800 | CROWN SCISSORS STAINLESS STEEL CURVED 110 MM LONG | DENTAL GENERAL SUPPLIES
15660 | 4215242300200 | LIGHT CURE PIT AND FISSURE SEALANT KIT. AT LEAST 2 SYRINGES + ACCESSORIES (TIPS) ONE EACH (EA) = ONE (1) KIT | DENTAL GENERAL SUPPLIES
15661 | 4215190500800 | FLUORIDE GEL (ACID PHOSPHATE FLUORIDE) 1.23% FOR TROPICAL APPLICATION ABOUT 500 ML | DENTAL GENERAL SUPPLIES
15662 | 4215191300100 | FLUORIDE DISPOSABLE FOAM TRAYS (HINGED) FOR FLUORIDE GEL SMALL 100/BOX ONE EACH (EA) = ONE (1) PACK | DENTAL GENERAL SUPPLIES
15663 | 4215191300200 | FLUORIDE DISPOSABLE FOAM TRAYS (HINGED) FOR FLUORIDE GEL MEDIUM 100/BOX ONE EACH (EA) = ONE (1) PACK | DENTAL GENERAL SUPPLIES
15664 | 4215191300300 | FLUORIDE DISPOSABLE FOAM TRAYS (HINGED) FOR FLUORIDE GEL LARGE 100/BOX ONE EACH (EA) = ONE (1) PACK | DENTAL GENERAL SUPPLIES
15665 | 4215164401000 | MOUTH GAG (MOLT DESIGN) PEDODONTIC SIZE 11 CM STAINLESS STEEL ONE EACH (EA) = ONE (1) PACK | DENTAL GENERAL SUPPLIES
15666 | 4215271305700 | CROWN CONTOURING PLIER STAINLESS STEEL | DENTAL GENERAL SUPPLIES
15667 | 4215163801000 | SCISSORS FOR THIN STEEL AND PRECIOUS METAL SHEETS STRAIGHT | DENTAL GENERAL SUPPLIES
15668 | 4215210502000 | PERFORATED PEDIATRIC IMPRESSION TRAYS (RELIANCE TRAYS) CHROME PLATED NON WATER COOLED SET OF 6 TRAYS (3 UPPER AND 3 LOWER) ONE EACH (EA) = ONE (1) SET | DENTAL GENERAL SUPPLIES
15669 | 4215210504700 | PERFORATED RIM - LOCK PEDIATRIC IMPRESSION TRAYS UPPER AND LOWER COMPLETE SET OF THREE SIZE S SMALL MEDIUM AND LARGE ONE EACH (EA) = ONE (1) SET | DENTAL GENERAL SUPPLIES
15670 | 4215190500600 | FLUORIDE VARNISH SINGLE DOSE 50 - 100/PKG + DISPOSABLE BRUSH OR FUZZY TIPS | DENTAL GENERAL SUPPLIES
15671 | 4215160001600 | PEDODONTIC –SSC KIT CASSETTE DIMENSIONS 152 X 184 X 34 MM FOR 8 INSTRUMENTS WITH AN ACCESSORY AREA. UNIQUELY SOPHISTICATED ERGONOMIC DESIGN WITH REVOLUTIONARY NEW HOLE PATTERN FOR OPTIMAL USE IN THERMODISINFECTOR. IMS INFINITY SERIES CASSETTES ARE MADE OF LONG LAS = TING LOW MAINTENANCE STAINLESS STEEL. DURABLE COLORED SILICONE RAILS SECURELY HOLD INSTRUMENTS THROUGHOUT PROCESSING CYCLE. ERGONOMIC LATCH WITH POSITIVE LOCKING MECHANISM IS SAFE AND EASY - TO - USE ALLOWS ONE - HANDED OPENING AND VISUAL CONFIRMATION IF THE CASSETTE IS LOCKED/UNLOCKED. REVOLUTIONARY NEW HOLE PATTERN DESIGN CREATES 30% ADDITIONAL OPEN AREA FOR MORE ACCESS DURING CLEANING AND STERILIZATION AND IS COMPATIBLE WITH CURRENT CLEANING EQUIPMENT INCLUDING AUTOMATED WASHERS. INNOVATIVE COLOR - CODED SILICONE RAIL SYSTEM AVAILABLE IN 11 COLOR OPTIONS SIGNIFICANTLY REDUCES INSTRUMENT CONTACT BY UP TO 59% ALLOWING FOR MORE WATER FLOW WHILE PROTECTING THE INSTRUMENTS DURING REPROCESSING. HIGH QUALITY ELECTROPOLISHED | DENTAL GENERAL SUPPLIES
15672 | 4215300100100 | ANESTHETIC GEL FLAVORED 1 FL OZ | DENTAL GENERAL SUPPLIES
15673 | 4215150329700 | CELLULOID CROWN FORMS FOR PRIMARY UPPER ANTERIOR TEETH ASSORTED TOOTH NUMBER ASSORTED KIT | DENTAL GENERAL SUPPLIES
15674 | 4215242300100 | GLASS IONOMER SEALANT SURFACE PROTECTANT CAPSULES PINK OR WHITE SHADE AT LEAST 50 CAPSULES | DENTAL GENERAL SUPPLIES
15675 | 4215164400300 | MOUTH PROP SILICONE RUBBER SET OF SMALL | DENTAL GENERAL SUPPLIES
15676 | 4215164400400 | MOUTH PROP SILICONE RUBBER SET OF MEDIUM | DENTAL GENERAL SUPPLIES
15677 | 4215164400500 | MOUTH PROP SILICONE RUBBER SET OF LARGE | DENTAL GENERAL SUPPLIES
15678 | 4215164400600 | MOUTH PROP SILICONE RUBBER SET OF SMALL MEDIUM AND LARGE | DENTAL GENERAL SUPPLIES
15679 | 4215210503500 | PERFORATED PEDIATRIC IMPRESSION TRAYS UPPER AND LOWER COMPLETE SET DISPOSABLE SMALL | DENTAL GENERAL SUPPLIES
15680 | 4215210503600 | PERFORATED PEDIATRIC IMPRESSION TRAYS UPPER AND LOWER COMPLETE SET DISPOSABLE MEDIUM | DENTAL GENERAL SUPPLIES
15681 | 4215210503700 | PERFORATED PEDIATRIC IMPRESSION TRAYS UPPER AND LOWER COMPLETE SET DISPOSABLE LARGE | DENTAL GENERAL SUPPLIES
15682 | 4215201000400 | X - RAY FILM INTRAORAL SIZE 0 | DENTAL GENERAL SUPPLIES
15683 | 4215201000800 | X - RAY FILM INTRAORAL SIZE 1 | DENTAL GENERAL SUPPLIES
15684 | 4215201000900 | X - RAY FILM INTRAORAL SIZE 3 | DENTAL GENERAL SUPPLIES
15685 | 4215150305300 | STAINLESS STEEL CROWN ANATOMICAL FOR PERMANENT FIRST MOLAR COMPLETE KIT CONTAINS ASSORTMENT OF 48 DIFFERENT SIZE PRE - CRIMPED PRE - CONTOURED IN A PLASTIC CONTAINER MARKED FOR EACH SIZE | DENTAL GENERAL SUPPLIES
15686 | 4215150305400 | STAINLESS STEEL CROWN ANATOMICAL PRE - CRIMPED PRE - CONTOURED PRIMARY CROWNS FOR FIRST UPPER RIGHT MOLAR SIZE 2 (5/BOX) | DENTAL GENERAL SUPPLIES
15687 | 4215150305500 | STAINLESS STEEL CROWN ANATOMICAL PRE - CRIMPED PRE - CONTOURED PRIMARY CROWNS FOR FIRST UPPER RIGHT MOLAR SIZE 3 (5/BOX) | DENTAL GENERAL SUPPLIES
15688 | 4215150305600 | STAINLESS STEEL CROWN ANATOMICAL PRE - CRIMPED PRE - CONTOURED PRIMARY CROWNS FOR FIRST UPPER RIGHT MOLAR SIZE 4 (5/BOX) | DENTAL GENERAL SUPPLIES
15689 | 4215150305700 | STAINLESS STEEL CROWN ANATOMICAL PRE - CRIMPED PRE - CONTOURED PRIMARY CROWNS FOR FIRST UPPER RIGHT MOLAR SIZE 5 (5/BOX) | DENTAL GENERAL SUPPLIES
15690 | 4215150305800 | STAINLESS STEEL CROWN ANATOMICAL PRE - CRIMPED PRE - CONTOURED PRIMARY CROWNS FOR FIRST UPPER RIGHT MOLAR SIZE 6 (5/BOX) | DENTAL GENERAL SUPPLIES
15691 | 4215150305900 | STAINLESS STEEL CROWN ANATOMICAL PRE - CRIMPED PRE - CONTOURED PRIMARY CROWNS FOR SECOND UPPER RIGHT MOLAR SIZE 2 (5/BOX) | DENTAL GENERAL SUPPLIES
15692 | 4215150306000 | STAINLESS STEEL CROWN ANATOMICAL PRE - CRIMPED PRE - CONTOURED PRIMARY CROWNS FOR SECOND UPPER RIGHT MOLAR SIZE 3 (5/BOX) | DENTAL GENERAL SUPPLIES
15693 | 4215150306100 | STAINLESS STEEL CROWN ANATOMICAL PRE - CRIMPED PRE - CONTOURED PRIMARY CROWNS FOR SECOND UPPER RIGHT MOLAR SIZE 4 (5/BOX) | DENTAL GENERAL SUPPLIES
15694 | 4215150306200 | STAINLESS STEEL CROWN ANATOMICAL PRE - CRIMPED PRE - CONTOURED PRIMARY CROWNS FOR SECOND UPPER RIGHT MOLAR SIZE 5 (5/BOX) | DENTAL GENERAL SUPPLIES
15695 | 4215150306300 | STAINLESS STEEL CROWN ANATOMICAL PRE - CRIMPED PRE - CONTOURED PRIMARY CROWNS FOR SECOND UPPER RIGHT MOLAR SIZE 6 (5/BOX) | DENTAL GENERAL SUPPLIES
15696 | 4215150306400 | STAINLESS STEEL CROWN ANATOMICAL PRE - CRIMPED PRE - CONTOURED PRIMARY CROWNS FOR FIRST UPPER LEFT MOLAR SIZE 2 (5/BOX) | DENTAL GENERAL SUPPLIES
15697 | 4215150306500 | STAINLESS STEEL CROWN ANATOMICAL PRE CRIMPED PRE - CONTOURED PRIMARY CROWNS FOR FIRST UPPER LEFT MOLAR SIZE 3 (5/BOX) | DENTAL GENERAL SUPPLIES
15698 | 4215150306600 | STAINLESS STEEL CROWN ANATOMICAL PRE - CRIMPED PRE - CONTOURED PRIMARY CROWNS FOR FIRST UPPER LEFT MOLAR SIZE 4 (5/BOX) | DENTAL GENERAL SUPPLIES
15699 | 4215150306700 | STAINLESS STEEL CROWN ANATOMICAL PRE - CRIMPED PRE - CONTOURED PRIMARY CROWNS FOR FIRST UPPER LEFT MOLAR SIZE 5 (5/BOX) | DENTAL GENERAL SUPPLIES
15700 | 4215150306800 | STAINLESS STEEL CROWN ANATOMICAL PRE - CRIMPED PRE - CONTOURED PRIMARY CROWNS FOR FIRST UPPER LEFT MOLAR SIZE 6 (5/BOX) | DENTAL GENERAL SUPPLIES
15701 | 4215150306900 | STAINLESS STEEL CROWN ANATOMICAL PRE - CRIMPED PRE - CONTOURED PRIMARY CROWNS FOR SECOND UPPER LEFT MOLAR SIZE 2 (5/BOX) | DENTAL GENERAL SUPPLIES
15702 | 4215150307000 | STAINLESS STEEL CROWN ANATOMICAL PRE - CRIMPED PRE - CONTOURED PRIMARY CROWNS FOR SECOND UPPER LEFT MOLAR SIZE 3 (5/BOX) | DENTAL GENERAL SUPPLIES
15703 | 4215150307100 | STAINLESS STEEL CROWN ANATOMICAL PRE - CRIMPED PRE - CONTOURED PRIMARY CROWNS FOR SECOND UPPER LEFT MOLAR SIZE 4 (5/BOX) | DENTAL GENERAL SUPPLIES
15704 | 4215150307200 | CROWN STAINLESS STEEL ANATOMICAL PRE - CRIMPED PRE - CONTOURED PRIMARY CROWNS FOR SECOND UPPER LEFT MOLAR SIZE 5 (5/BOX) | DENTAL GENERAL SUPPLIES
15705 | 4215150307300 | STAINLESS STEEL CROWN ANATOMICAL PRE - CRIMPED PRE - CONTOURED PRIMARY CROWNS FOR SECOND UPPER LEFT MOLAR SIZE 6 (5/BOX) | DENTAL GENERAL SUPPLIES
15706 | 4215150307400 | STAINLESS STEEL CROWN ANATOMICAL PRE - CRIMPED PRE - CONTOURED PRIMARY CROWNS FOR FIRST LOWER RIGHT MOLAR SIZE 2 (5/BOX) | DENTAL GENERAL SUPPLIES
15707 | 4215150307500 | STAINLESS STEEL CROWN ANATOMICAL PRE - CRIMPED PRE - CONTOURED PRIMARY CROWNS FOR FIRST LOWER RIGHT MOLAR SIZE 3 (5/BOX) | DENTAL GENERAL SUPPLIES
15708 | 4215150307600 | STAINLESS STEEL CROWN ANATOMICAL PRE - CRIMPED PRE - CONTOURED PRIMARY CROWNS FOR FIRST LOWER RIGHT MOLAR SIZE 4 (5/BOX) | DENTAL GENERAL SUPPLIES
15709 | 4215150307700 | STAINLESS STEEL CROWN ANATOMICAL PRE - CRIMPED PRE - CONTOURED PRIMARY CROWNS FOR FIRST LOWER RIGHT MOLAR SIZE 5 (5/BOX) | DENTAL GENERAL SUPPLIES
15710 | 4215150307800 | STAINLESS STEEL CROWN ANATOMICAL PRE - CRIMPED PRE - CONTOURED PRIMARY CROWNS FOR FIRST LOWER RIGHT MOLAR SIZE 6 (5/BOX) | DENTAL GENERAL SUPPLIES
15711 | 4215150307900 | STAINLESS STEEL CROWN ANATOMICAL PRE - CRIMPED PRE - CONTOURED PRIMARY CROWNS FOR SECOND LOWER RIGHT MOLAR SIZE 2 (5/BOX) | DENTAL GENERAL SUPPLIES
15712 | 4215150308000 | STAINLESS STEEL CROWN ANATOMICAL PRE - CRIMPED PRE - CONTOURED PRIMARY CROWNS FOR SECOND LOWER RIGHT MOLAR SIZE 3 (5/BOX) | DENTAL GENERAL SUPPLIES
15713 | 4215150308100 | STAINLESS STEEL CROWN ANATOMICAL PRE - CRIMPED PRE - CONTOURED PRIMARY CROWNS FOR SECOND LOWER RIGHT MOLAR SIZE 4 (5/BOX) | DENTAL GENERAL SUPPLIES
15714 | 4215150308200 | STAINLESS STEEL CROWN ANATOMICAL PRE - CRIMPED PRE - CONTOURED PRIMARY CROWNS FOR SECOND LOWER RIGHT MOLAR SIZE 5 (5/BOX) | DENTAL GENERAL SUPPLIES
15715 | 4215150308300 | STAINLESS STEEL CROWN ANATOMICAL PER - CRIMPED PRE - CONTOURED PRIMARY CROWNS FOR SECOND LOWER RIGHT MOLAR SIZE 6 (5/BOX) | DENTAL GENERAL SUPPLIES
15716 | 4215150308400 | STAINLESS STEEL CROWN ANATOMICAL PRE - CRIMPED PRE - CONTOURED PRIMARY CROWNS FOR FIRST LOWER LEFT MOLAR SIZE 2 (5/BOX) | DENTAL GENERAL SUPPLIES
15717 | 4215150308500 | STAINLESS STEEL CROWN ANATOMICAL PRE - CRIMPED PRE - CONTOURED PRIMARY CROWNS FOR FIRST LOWER LEFT MOLAR SIZE 3 (5/BOX) | DENTAL GENERAL SUPPLIES
15718 | 4215150308600 | STAINLESS STEEL CROWN ANATOMICAL PRE - CRIMPED PRE - CONTOURED PRIMARY CROWNS FOR FIRST LOWER LEFT MOLAR SIZE 4 (5/BOX) | DENTAL GENERAL SUPPLIES
15719 | 4215150308700 | STAINLESS STEEL CROWN ANATOMICAL PRE - CRIMPED PRE - CONTOURED PRIMARY CROWNS FOR FIRST LOWER LEFT MOLAR SIZE 5 (5/BOX) | DENTAL GENERAL SUPPLIES
15720 | 4215150308800 | STAINLESS STEEL CROWN ANATOMICAL PRE - CRIMPED PRE - CONTOURED PRIMARY CROWNS FOR FIRST LOWER LEFT MOLAR SIZE 6 (5/BOX) | DENTAL GENERAL SUPPLIES
15721 | 4215150308900 | STAINLESS STEEL CROWN ANATOMICAL PRE - CRIMPED PRE - CONTOURED PRIMARY CROWNS FOR SECOND LOWER LEFT MOLAR SIZE 2 (5/BOX) | DENTAL GENERAL SUPPLIES
15722 | 4215150309000 | STAINLESS STEEL CROWN ANATOMICAL PRE - CRIMPED PRE - CONTOURED PRIMARY CROWNS FOR SECOND LOWER LEFT MOLAR SIZE 3 (5/BOX) | DENTAL GENERAL SUPPLIES
15723 | 4215150309100 | STAINLESS STEEL CROWN ANATOMICAL PRE - CRIMPED PRE - CONTOURED PRIMARY CROWNS FOR SECOND LOWER LEFT MOLAR SIZE 4 (5/BOX) | DENTAL GENERAL SUPPLIES
15724 | 4215150309200 | STAINLESS STEEL CROWN ANATOMICAL PRE - CRIMPED PRE - CONTOURED PRIMARY CROWNS FOR SECOND LOWER LEFT MOLAR SIZE 5 (5/BOX) | DENTAL GENERAL SUPPLIES
15725 | 4215150309300 | STAINLESS STEEL CROWN ANATOMICAL PRE - CRIMPED PRE - CONTOURED PRIMARY CROWNS FOR SECOND LOWER LEFT MOLAR SIZE 6 (5/BOX) | DENTAL GENERAL SUPPLIES
15726 | 4215150309500 | CROWN FORM PEDO REFILL TRANSPARENT PRIMARY LEFT CENTRAL INCISOR UPPER SIZE 1 | DENTAL GENERAL SUPPLIES
15727 | 4215150309600 | CROWN FORM PEDO REFILL TRANSPARENT PRIMARY LEFT CENTRAL INCISOR UPPER SIZE 2 | DENTAL GENERAL SUPPLIES
15728 | 4215150309700 | CROWN FORM PEDO REFILL TRANSPARENT PRIMARY LEFT CENTRAL INCISOR UPPER SIZE 3 | DENTAL GENERAL SUPPLIES
15729 | 4215150309800 | CROWN FORM PEDO REFILL TRANSPARENT PRIMARY LEFT CENTRAL INCISOR UPPER SIZE 4 | DENTAL GENERAL SUPPLIES
15730 | 4215150310000 | CROWN FORM PEDO REFILL TRANSPARENT PRIMARY RIGHT CENTRAL INCISOR UPPER SIZE 1 | DENTAL GENERAL SUPPLIES
15731 | 4215150310100 | CROWN FORM PEDO REFILL TRANSPARENT PRIMARY RIGHT CENTRAL INCISOR UPPER SIZE 2 | DENTAL GENERAL SUPPLIES
15732 | 4215150310200 | CROWN FORM PEDO REFILL TRANSPARENT PRIMARY RIGHT CENTRAL INCISOR UPPER SIZE 3 | DENTAL GENERAL SUPPLIES
15733 | 4215150310300 | CROWN FORM PEDO REFILL TRANSPARENT PRIMARY RIGHT CENTRAL INCISOR UPPER SIZE 4 | DENTAL GENERAL SUPPLIES
15734 | 4215150310600 | CROWN FORM PEDO REFILL TRANSPARENT PRIMARY LEFT LATERAL INCISOR UPPER SIZE 1 | DENTAL GENERAL SUPPLIES
15735 | 4215150310700 | CROWN FORM PEDO REFILL TRANSPARENT PRIMARY LEFT LATERAL INCISOR UPPER SIZE 2 | DENTAL GENERAL SUPPLIES
15736 | 4215150310800 | CROWN FORM PEDO REFILL TRANSPARENT PRIMARY LEFT LATERAL INCISOR UPPER SIZE 3 | DENTAL GENERAL SUPPLIES
15737 | 4215150310900 | CROWN FORM PEDO REFILL TRANSPARENT PRIMARY LEFT LATERAL INCISOR UPPER SIZE 4 | DENTAL GENERAL SUPPLIES
15738 | 4215150311000 | CROWN FORM PEDO REFILL TRANSPARENT PRIMARY RIGHT LATERAL INCISOR UPPER SIZE 1 | DENTAL GENERAL SUPPLIES
15739 | 4215150311100 | CROWN FORM PEDO REFILL TRANSPARENT PRIMARY RIGHT LATERAL INCISOR UPPER SIZE 2 | DENTAL GENERAL SUPPLIES
15740 | 4215150311200 | CROWN FORM PEDO REFILL TRANSPARENT PRIMARY RIGHT LATERAL INCISOR UPPER SIZE 3 | DENTAL GENERAL SUPPLIES
15741 | 4215150311300 | CROWN FORM PEDO REFILL TRANSPARENT PRIMARY RIGHT LATERAL INCISOR UPPER SIZE 4 | DENTAL GENERAL SUPPLIES
15742 | 4215150313800 | STAINLESS STEEL CROWN ANATOMICAL PRE - CRIMPED PRE - CONTOURED PRIMARY CROWNS FOR FIRST LOWER LEFT MOLAR SIZE 7 (5/BOX) | DENTAL GENERAL SUPPLIES
15743 | 4215150313900 | STAINLESS STEEL CROWN ANATOMICAL PRE - CRIMPED PRE - CONTOURED PRIMARY CROWNS FOR FIRST LOWER RIGHT MOLAR SIZE 7 (5/BOX) | DENTAL GENERAL SUPPLIES
15744 | 4215150314000 | STAINLESS STEEL CROWN ANATOMICAL PRE - CRIMPED PRE - CONTOURED PRIMARY CROWNS FOR FIRST UPPER LEFT MOLAR SIZE 7 (5/BOX) | DENTAL GENERAL SUPPLIES
15745 | 4215150314100 | STAINLESS STEEL CROWN ANATOMICAL PRE - CRIMPED PRE - CONTOURED PRIMARY CROWNS FOR FIRST UPPER RIGHT MOLAR SIZE 7 (5/BOX) | DENTAL GENERAL SUPPLIES
15746 | 4215150314200 | STAINLESS STEEL CROWN ANATOMICAL PRE - CRIMPED PRE - CONTOURED PRIMARY CROWNS FOR SECOND LOWER LEFT MOLAR SIZE 7 (5/BOX) | DENTAL GENERAL SUPPLIES
15747 | 4215150314300 | STAINLESS STEEL CROWN ANATOMICAL PER - CRIMPED PRE - CONTOURED PRIMARY CROWNS FOR SECOND LOWER RIGHT MOLAR SIZE 7 (5/BOX) | DENTAL GENERAL SUPPLIES
15748 | 4215150314400 | STAINLESS STEEL CROWN ANATOMICAL PRE - CRIMPED PRE - CONTOURED PRIMARY CROWNS FOR SECOND UPPER LEFT MOLAR SIZE 7 (5/BOX) | DENTAL GENERAL SUPPLIES
15749 | 4215150314500 | STAINLESS STEEL CROWN ANATOMICAL PRE - CRIMPED PRE - CONTOURED PRIMARY CROWNS FOR SECOND UPPER RIGHT MOLAR SIZE 7 (5/BOX) | DENTAL GENERAL SUPPLIES
15750 | 4215150314600 | STAINLESS STEEL CROWN ANATOMICAL PRE - CRIMPED PRE - CONTOURED PRIMARY CROWNS FOR MOLARS KIT ONE EACH (EA) = ONE (1) KIT | DENTAL GENERAL SUPPLIES
15751 | 4215150314700 | STAINLESS STEEL CROWN FOR PERMANENT UPPER FIRST LEFT MOLAR SIZE 2 | DENTAL GENERAL SUPPLIES
15752 | 4215150314800 | STAINLESS STEEL CROWN FOR PERMANENT UPPER FIRST LEFT MOLAR SIZE 3 | DENTAL GENERAL SUPPLIES
15753 | 4215150314900 | STAINLESS STEEL CROWN FOR PERMANENT UPPER FIRST LEFT MOLAR SIZE 4 | DENTAL GENERAL SUPPLIES
15754 | 4215150315000 | STAINLESS STEEL CROWN FOR PERMANENT UPPER FIRST LEFT MOLAR SIZE 5 | DENTAL GENERAL SUPPLIES
15755 | 4215150315100 | STAINLESS STEEL CROWN FOR PERMANENT UPPER FIRST LEFT MOLAR SIZE 6 | DENTAL GENERAL SUPPLIES
15756 | 4215150315200 | STAINLESS STEEL CROWN FOR PERMANENT UPPER FIRST LEFT MOLAR SIZE 7 | DENTAL GENERAL SUPPLIES
15757 | 4215150315300 | STAINLESS STEEL CROWN FOR PERMANENT UPPER FIRST RIGHT MOLAR SIZE 2 | DENTAL GENERAL SUPPLIES
15758 | 4215150315400 | STAINLESS STEEL CROWN FOR PERMANENT UPPER FIRST RIGHT MOLAR SIZE 3 | DENTAL GENERAL SUPPLIES
15759 | 4215150315500 | STAINLESS STEEL CROWN FOR PERMANENT UPPER FIRST RIGHT MOLAR SIZE 4 | DENTAL GENERAL SUPPLIES
15760 | 4215150315600 | STAINLESS STEEL CROWN FOR PERMANENT UPPER FIRST RIGHT MOLAR SIZE 5 | DENTAL GENERAL SUPPLIES
15761 | 4215150315700 | STAINLESS STEEL CROWN FOR PERMANENT UPPER FIRST RIGHT MOLAR SIZE 6 | DENTAL GENERAL SUPPLIES
15762 | 4215150315800 | STAINLESS STEEL CROWN FOR PERMANENT UPPER FIRST RIGHT MOLAR SIZE 7 | DENTAL GENERAL SUPPLIES
15763 | 4215150315900 | STAINLESS STEEL CROWN FOR PERMANENT LOWER FIRST LEFT MOLAR SIZE 2 | DENTAL GENERAL SUPPLIES
15764 | 4215150316000 | STAINLESS STEEL CROWN FOR PERMANENT LOWER FIRST LEFT MOLAR SIZE 3 | DENTAL GENERAL SUPPLIES
15765 | 4215150316100 | STAINLESS STEEL CROWN FOR PERMANENT LOWER FIRST LEFT MOLAR SIZE 4 | DENTAL GENERAL SUPPLIES
15766 | 4215150316200 | STAINLESS STEEL CROWN FOR PERMANENT LOWER FIRST LEFT MOLAR SIZE 5 | DENTAL GENERAL SUPPLIES
15767 | 4215150316300 | STAINLESS STEEL CROWN FOR PERMANENT LOWER FIRST LEFT MOLAR SIZE 6 | DENTAL GENERAL SUPPLIES
15768 | 4215150316400 | STAINLESS STEEL CROWN FOR PERMANENT LOWER FIRST LEFT MOLAR SIZE 7 | DENTAL GENERAL SUPPLIES
15769 | 4215150316500 | STAINLESS STEEL CROWN FOR PERMANENT LOWER FIRST RIGHT MOLAR SIZE 2 | DENTAL GENERAL SUPPLIES
15770 | 4215150316600 | STAINLESS STEEL CROWN FOR PERMANENT LOWER FIRST RIGHT MOLAR SIZE 3 | DENTAL GENERAL SUPPLIES
15771 | 4215150316700 | STAINLESS STEEL CROWN FOR PERMANENT LOWER FIRST RIGHT MOLAR SIZE 4 | DENTAL GENERAL SUPPLIES
15772 | 4215150316800 | STAINLESS STEEL CROWN FOR PERMANENT LOWER FIRST RIGHT MOLAR SIZE 5 | DENTAL GENERAL SUPPLIES
15773 | 4215150316900 | STAINLESS STEEL CROWN FOR PERMANENT LOWER FIRST RIGHT MOLAR SIZE 6 | DENTAL GENERAL SUPPLIES
15774 | 4215150317000 | STAINLESS STEEL CROWN FOR PERMANENT LOWER FIRST RIGHT MOLAR SIZE 7 | DENTAL GENERAL SUPPLIES
15775 | 4215150317100 | PREFABRICATED CROWNS MADE OF TIN - SILVER ALLOY REFILL UPPER LEFT FIRST MOLAR MESIAL DISTAL WIDTH 12 MM | DENTAL GENERAL SUPPLIES
15776 | 4215150317200 | PREFABRICATED CROWNS MADE OF TIN - SILVER ALLOY REFILL UPPER LEFT FIRST MOLAR MESIAL DISTAL WIDTH 11.5 MM | DENTAL GENERAL SUPPLIES
15777 | 4215150317300 | PREFABRICATED CROWNS MADE OF TIN - SILVER ALLOY REFILL UPPER LEFT FIRST MOLAR MESIAL DISTAL WIDTH 11.1 MM | DENTAL GENERAL SUPPLIES
15778 | 4215150317400 | PREFABRICATED CROWNS MADE OF TIN - SILVER ALLOY REFILL UPPER LEFT FIRST MOLAR MESIAL DISTAL WIDTH 10.7 MM | DENTAL GENERAL SUPPLIES
15779 | 4215150317500 | PREFABRICATED CROWNS MADE OF TIN - SILVER ALLOY REFILL UPPER LEFT - FIRST MOLAR MESIAL DISTAL WIDTH 10.3 MM | DENTAL GENERAL SUPPLIES
15780 | 4215150317600 | PREFABRICATED CROWNS MADE OF TIN - SILVER ALLOY REFILL UPPER LEFT SECOND MOLAR MESIAL DISTAL WIDTH 10.5 MM | DENTAL GENERAL SUPPLIES
15781 | 4215150317700 | PREFABRICATED CROWNS MADE OF TIN - SILVER ALLOY REFILL UPPER LEFT SECOND MOLAR MESIAL DISTAL WIDTH 10.2 MM | DENTAL GENERAL SUPPLIES
15782 | 4215150317800 | PREFABRICATED CROWNS MADE OF TIN - SILVER ALLOY REFILL UPPER LEFT SECOND MOLAR MESIAL DISTAL WIDTH 9.5 MM | DENTAL GENERAL SUPPLIES
15783 | 4215150317900 | PREFABRICATED CROWNS MADE OF TIN - SILVER ALLOY REFILL UPPER LEFT SECOND MOLAR MESIAL DISTAL WIDTH 9 MM | DENTAL GENERAL SUPPLIES
15784 | 4215150318000 | PREFABRICATED CROWNS MADE OF TIN - SILVER ALLOY REFILL UPPER RIGHT FIRST MOLAR MESIAL DISTAL WIDTH 10.3 MM | DENTAL GENERAL SUPPLIES
15785 | 4215150318100 | PREFABRICATED CROWNS MADE OF TIN - SILVER ALLOY REFILL UPPER RIGHT FIRST MOLAR MESIAL DISTAL WIDTH 10.7 MM | DENTAL GENERAL SUPPLIES
15786 | 4215150318200 | PREFABRICATED CROWNS MADE OF TIN - SILVER ALLOY REFILL UPPER RIGHT FIRST MOLAR MESIAL DISTAL WIDTH 11.1 MM | DENTAL GENERAL SUPPLIES
15787 | 4215150318300 | PREFABRICATED CROWNS MADE OF TIN - SILVER ALLOY REFILL UPPER RIGHT FIRST MOLAR MESIAL DISTAL WIDTH 11.5 MM | DENTAL GENERAL SUPPLIES
15788 | 4215150318400 | PREFABRICATED CROWNS MADE OF TIN - SILVER ALLOY REFILL UPPER RIGHT FIRST MOLAR MESIAL DISTAL WIDTH 12 MM | DENTAL GENERAL SUPPLIES
15789 | 4215150318500 | PREFABRICATED CROWNS MADE OF TIN - SILVER ALLOY REFILL UPPER RIGHT SECOND MOLAR MESIAL DISTAL WIDTH 9 MM | DENTAL GENERAL SUPPLIES
15790 | 4215150318600 | PREFABRICATED CROWNS MADE OF TIN - SILVER ALLOY REFILL UPPER RIGHT SECOND MOLAR MESIAL DISTAL WIDTH 9.5 MM | DENTAL GENERAL SUPPLIES
15791 | 4215150318700 | PREFABRICATED CROWNS MADE OF TIN - SILVER ALLOY REFILL UPPER RIGHT SECOND MOLAR MESIAL DISTAL WIDTH 9.9 MM | DENTAL GENERAL SUPPLIES
15792 | 4215150318800 | PREFABRICATED CROWNS MADE OF TIN - SILVER ALLOY REFILL UPPER RIGHT SECOND MOLAR MESIAL DISTAL WIDTH 10.2 MM | DENTAL GENERAL SUPPLIES
15793 | 4215150318900 | PREFABRICATED CROWNS MADE OF TIN - SILVER ALLOY REFILL UPPER RIGHT SECOND MOLAR MESIAL DISTAL WIDTH 10.5 MM | DENTAL GENERAL SUPPLIES
15794 | 4215150319000 | PREFABRICATED CROWNS MADE OF TIN - SILVER ALLOY REFILL LOWER LEFT FIRST MOLAR MESIAL DISTAL WIDTH 12.4 MM | DENTAL GENERAL SUPPLIES
15795 | 4215150319100 | PREFABRICATED CROWNS MADE OF TIN - SILVER ALLOY REFILL LOWER LEFT FIRST MOLAR MESIAL DISTAL WIDTH 12 MM | DENTAL GENERAL SUPPLIES
15796 | 4215150319200 | PREFABRICATED CROWNS MADE OF TIN - SILVER ALLOY REFILL LOWER LEFT FIRST MOLAR MESIAL DISTAL WIDTH 11.7 MM | DENTAL GENERAL SUPPLIES
15797 | 4215150319300 | PREFABRICATED CROWNS MADE OF TIN - SILVER ALLOY REFILL LOWER LEFT FIRST MOLAR MESIAL DISTAL WIDTH 11.4 MM | DENTAL GENERAL SUPPLIES
15798 | 4215150319400 | PREFABRICATED CROWNS MADE OF TIN - SILVER ALLOY REFILL LOWER LEFT FIRST MOLAR MESIAL DISTAL WIDTH 11.1 MM | DENTAL GENERAL SUPPLIES
15799 | 4215150319500 | PREFABRICATED CROWNS MADE OF TIN - SILVER ALLOY REFILL LOWER LEFT - SECOND MOLAR MESIAL DISTAL WIDTH 10.2 MM | DENTAL GENERAL SUPPLIES
15800 | 4215150319600 | PREFABRICATED CROWNS MADE OF TIN - SILVER ALLOY REFILL LOWER LEFT - SECOND MOLAR MESIAL DISTAL WIDTH 9.9 MM | DENTAL GENERAL SUPPLIES
15801 | 4215150319700 | PREFABRICATED CROWNS MADE OF TIN - SILVER ALLOY REFILL LOWER LEFT - SECOND MOLAR MESIAL DISTAL WIDTH 9.5 MM | DENTAL GENERAL SUPPLIES
15802 | 4215150319800 | PREFABRICATED CROWNS MADE OF TIN - SILVER ALLOY REFILL LOWER LEFT - SECOND MOLAR MESIAL DISTAL WIDTH 9 MM | DENTAL GENERAL SUPPLIES
15803 | 4215150319900 | PREFABRICATED CROWNS MADE OF TIN - SILVER ALLOY REFILL LOWER RIGHT - FIRST MOLAR MESIAL DISTAL WIDTH 11.1 MM | DENTAL GENERAL SUPPLIES
15804 | 4215150320000 | PREFABRICATED CROWNS MADE OF TIN - SILVER ALLOY REFILL LOWER RIGHT - FIRST MOLAR MESIAL DISTAL WIDTH 11.4 MM | DENTAL GENERAL SUPPLIES
15805 | 4215150320100 | PREFABRICATED CROWNS MADE OF TIN - SILVER ALLOY REFILL LOWER RIGHT - FIRST MOLAR MESIAL DISTAL WIDTH 11.7 MM | DENTAL GENERAL SUPPLIES
15806 | 4215150320200 | PREFABRICATED CROWNS MADE OF TIN - SILVER ALLOY REFILL LOWER RIGHT - FIRST MOLAR MESIAL DISTAL WIDTH 12 MM | DENTAL GENERAL SUPPLIES
15807 | 4215150320300 | PREFABRICATED CROWNS MADE OF TIN - SILVER ALLOY REFILL LOWER RIGHT - FIRST MOLAR MESIAL DISTAL WIDTH 12.4 MM | DENTAL GENERAL SUPPLIES
15808 | 4215150320400 | PREFABRICATED CROWNS MADE OF TIN - SILVER ALLOY REFILL LOWER RIGHT - SECOND MOLAR MESIAL DISTAL WIDTH 9.8 MM | DENTAL GENERAL SUPPLIES
15809 | 4215150320500 | PREFABRICATED CROWNS MADE OF TIN - SILVER ALLOY REFILL LOWER RIGHT - SECOND MOLAR MESIAL DISTAL WIDTH 10.4 MM | DENTAL GENERAL SUPPLIES
15810 | 4215150320600 | PREFABRICATED CROWNS MADE OF TIN - SILVER ALLOY REFILL LOWER RIGHT - SECOND MOLAR MESIAL DISTAL WIDTH 10.8 MM | DENTAL GENERAL SUPPLIES
15811 | 4215150320700 | PREFABRICATED CROWNS MADE OF TIN - SILVER ALLOY REFILL LOWER RIGHT - SECOND MOLAR MESIAL DISTAL WIDTH 11.2 MM | DENTAL GENERAL SUPPLIES
15812 | 4215150320800 | PREFABRICATED CROWNS MADE OF TIN - SILVER ALLOY REFILL LOWER RIGHT - SECOND MOLAR MESIAL DISTAL WIDTH 11.6 MM | DENTAL GENERAL SUPPLIES
15813 | 4215150320900 | PREFABRICATED CROWNS MADE OF TIN - SILVER ALLOY REFILL UPPER LEFT - FIRST BICUSPIDS MESIAL DISTAL WIDTH 8.5 MM | DENTAL GENERAL SUPPLIES
15814 | 4215150321000 | PREFABRICATED CROWNS MADE OF TIN - SILVER ALLOY REFILL UPPER LEFT - FIRST BICUSPIDS MESIAL DISTAL WIDTH 7.7 MM | DENTAL GENERAL SUPPLIES
15815 | 4215150321100 | PREFABRICATED CROWNS MADE OF TIN - SILVER ALLOY REFILL UPPER LEFT - FIRST BICUSPIDS MESIAL DISTAL WIDTH 7.3 MM | DENTAL GENERAL SUPPLIES
15816 | 4215150321200 | PREFABRICATED CROWNS MADE OF TIN - SILVER ALLOY REFILL UPPER LEFT - FIRST BICUSPIDS MESIAL DISTAL WIDTH 6.9 MM | DENTAL GENERAL SUPPLIES
15817 | 4215150321300 | PREFABRICATED CROWNS MADE OF TIN - SILVER ALLOY REFILL UPPER LEFT - FIRST BICUSPIDS MESIAL DISTAL WIDTH 6.4 MM | DENTAL GENERAL SUPPLIES
15818 | 4215150321400 | PREFABRICATED CROWNS MADE OF TIN - SILVER ALLOY REFILL UPPER LEFT - SECOND BICUSPIDS MESIAL DISTAL WIDTH 8 MM | DENTAL GENERAL SUPPLIES
15819 | 4215150321500 | PREFABRICATED CROWNS MADE OF TIN - SILVER ALLOY REFILL UPPER LEFT - SECOND BICUSPIDS MESIAL DISTAL WIDTH 7.5 MM | DENTAL GENERAL SUPPLIES
15820 | 4215150321600 | PREFABRICATED CROWNS MADE OF TIN - SILVER ALLOY REFILL UPPER LEFT - SECOND BICUSPIDS MESIAL DISTAL WIDTH 7.1 MM | DENTAL GENERAL SUPPLIES
15821 | 4215150321700 | PREFABRICATED CROWNS MADE OF TIN - SILVER ALLOY REFILL UPPER LEFT - SECOND BICUSPIDS MESIAL DISTAL WIDTH 6.7 MM | DENTAL GENERAL SUPPLIES
15822 | 4215150321800 | PREFABRICATED CROWNS MADE OF TIN - SILVER ALLOY REFILL UPPER LEFT - SECOND BICUSPIDS MESIAL DISTAL WIDTH 6 MM | DENTAL GENERAL SUPPLIES
15823 | 4215150321900 | PREFABRICATED CROWNS MADE OF TIN - SILVER ALLOY REFILL UPPER RIGHT - FIRST BICUSPIDS MESIAL DISTAL WIDTH 6.4 MM | DENTAL GENERAL SUPPLIES
15824 | 4215150322000 | PREFABRICATED CROWNS MADE OF TIN - SILVER ALLOY REFILL UPPER RIGHT - FIRST BICUSPIDS MESIAL DISTAL WIDTH 6.9 MM | DENTAL GENERAL SUPPLIES
15825 | 4215150322100 | PREFABRICATED CROWNS MADE OF TIN - SILVER ALLOY REFILL UPPER RIGHT - FIRST BICUSPIDS MESIAL DISTAL WIDTH 7.3 MM | DENTAL GENERAL SUPPLIES
15826 | 4215150322200 | PREFABRICATED CROWNS MADE OF TIN - SILVER ALLOY REFILL UPPER RIGHT - FIRST BICUSPIDS MESIAL DISTAL WIDTH 7.7 MM | DENTAL GENERAL SUPPLIES
15827 | 4215150322300 | PREFABRICATED CROWNS MADE OF TIN - SILVER ALLOY REFILL UPPER RIGHT - FIRST BICUSPIDS MESIAL DISTAL WIDTH 8.5 MM | DENTAL GENERAL SUPPLIES
15828 | 4215150322400 | PREFABRICATED CROWNS MADE OF TIN - SILVER ALLOY REFILL UPPER RIGHT - SECOND BICUSPIDS MESIAL DISTAL WIDTH 6 MM | DENTAL GENERAL SUPPLIES
15829 | 4215150322500 | PREFABRICATED CROWNS MADE OF TIN - SILVER ALLOY REFILL UPPER RIGHT - SECOND BICUSPIDS MESIAL DISTAL WIDTH 6.7 MM | DENTAL GENERAL SUPPLIES
15830 | 4215150322600 | PREFABRICATED CROWNS MADE OF TIN - SILVER ALLOY REFILL UPPER RIGHT - SECOND BICUSPIDS MESIAL DISTAL WIDTH 7.1 MM | DENTAL GENERAL SUPPLIES
15831 | 4215150322700 | PREFABRICATED CROWNS MADE OF TIN - SILVER ALLOY REFILL UPPER RIGHT - SECOND BICUSPIDS MESIAL DISTAL WIDTH 7.5 MM | DENTAL GENERAL SUPPLIES
15832 | 4215150322800 | PREFABRICATED CROWNS MADE OF TIN - SILVER ALLOY REFILL UPPER RIGHT - SECOND BICUSPIDS MESIAL DISTAL WIDTH 8 MM | DENTAL GENERAL SUPPLIES
15833 | 4215150322900 | PREFABRICATED CROWNS MADE OF TIN - SILVER ALLOY REFILL LOWER LEFT - FIRST BICUSPIDS MESIAL DISTAL WIDTH 8.5 MM | DENTAL GENERAL SUPPLIES
15834 | 4215150323000 | PREFABRICATED CROWNS MADE OF TIN - SILVER ALLOY REFILL LOWER LEFT - FIRST BICUSPID MESIAL DISTAL WIDTH 7.7 MM | DENTAL GENERAL SUPPLIES
15835 | 4215150323100 | PREFABRICATED CROWNS MADE OF TIN - SILVER ALLOY REFILL LOWER LEFT - FIRST BICUSPID MESIAL DISTAL WIDTH 7.4 MM | DENTAL GENERAL SUPPLIES
15836 | 4215150323200 | PREFABRICATED CROWNS MADE OF TIN - SILVER ALLOY REFILL LOWER LEFT - FIRST BICUSPID MESIAL DISTAL WIDTH 7 MM | DENTAL GENERAL SUPPLIES
15837 | 4215150323300 | PREFABRICATED CROWNS MADE OF TIN - SILVER ALLOY REFILL LOWER LEFT - FIRST BICUSPID MESIAL DISTAL WIDTH 6.6 MM | DENTAL GENERAL SUPPLIES
15838 | 4215150323400 | PREFABRICATED CROWNS MADE OF TIN - SILVER ALLOY REFILL LOWER LEFT - SECOND BICUSPID MESIAL DISTAL WIDTH 9.0 MM | DENTAL GENERAL SUPPLIES
15839 | 4215150323500 | PREFABRICATED CROWNS MADE OF TIN - SILVER ALLOY REFILL LOWER LEFT - SECOND BICUSPID MESIAL DISTAL WIDTH 8.2 MM | DENTAL GENERAL SUPPLIES
15840 | 4215150323600 | PREFABRICATED CROWNS MADE OF TIN - SILVER ALLOY REFILL LOWER LEFT - SECOND BICUSPID MESIAL DISTAL WIDTH 7.6 MM | DENTAL GENERAL SUPPLIES
15841 | 4215150323700 | PREFABRICATED CROWNS MADE OF TIN - SILVER ALLOY REFILL LOWER LEFT - SECOND BICUSPID MESIAL DISTAL WIDTH 7.2 MM | DENTAL GENERAL SUPPLIES
15842 | 4215150323800 | PREFABRICATED CROWNS MADE OF TIN - SILVER ALLOY REFILL LOWER LEFT - SECOND BICUSPID MESIAL DISTAL WIDTH 6.8 MM | DENTAL GENERAL SUPPLIES
15843 | 4215150323900 | PREFABRICATED CROWNS MADE OF TIN - SILVER ALLOY REFILL LOWER RIGHT - FIRST BICUSPID MESIAL DISTAL WIDTH 6.6 MM | DENTAL GENERAL SUPPLIES
15844 | 4215150324000 | PREFABRICATED CROWNS MADE OF TIN - SILVER ALLOY REFILL LOWER RIGHT - FIRST BICUSPID MESIAL DISTAL WIDTH 7 MM | DENTAL GENERAL SUPPLIES
15845 | 4215150324100 | PREFABRICATED CROWNS MADE OF TIN - SILVER ALLOY REFILL LOWER RIGHT - FIRST BICUSPID MESIAL DISTAL WIDTH 7.4 MM | DENTAL GENERAL SUPPLIES
15846 | 4215150324200 | PREFABRICATED CROWNS MADE OF TIN - SILVER ALLOY REFILL LOWER RIGHT - FIRST BICUSPID MESIAL DISTAL WIDTH 7.8 MM | DENTAL GENERAL SUPPLIES
15847 | 4215150324300 | PREFABRICATED CROWNS MADE OF TIN - SILVER ALLOY REFILL LOWER RIGHT - FIRST BICUSPID MESIAL DISTAL WIDTH 8.5 MM | DENTAL GENERAL SUPPLIES
15848 | 4215150324400 | PREFABRICATED CROWNS MADE OF TIN - SILVER ALLOY REFILL LOWER RIGHT - SECOND BICUSPID MESIAL DISTAL WIDTH 6.8 MM | DENTAL GENERAL SUPPLIES
15849 | 4215150324500 | PREFABRICATED CROWNS MADE OF TIN - SILVER ALLOY REFILL LOWER RIGHT - SECOND BICUSPID MESIAL DISTAL WIDTH 7.2 MM | DENTAL GENERAL SUPPLIES
15850 | 4215150324700 | PREFABRICATED CROWNS MADE OF TIN - SILVER ALLOY REFILL LOWER RIGHT - SECOND BICUSPID MESIAL DISTAL WIDTH 8.2 MM | DENTAL GENERAL SUPPLIES
15851 | 4215150324800 | PREFABRICATED CROWNS MADE OF TIN - SILVER ALLOY REFILL LOWER RIGHT - SECOND BICUSPID MESIAL DISTAL WIDTH 9 MM | DENTAL GENERAL SUPPLIES
15852 | 4215150324900 | PREFABRICATED CROWNS MADE OF POLYCARBONATE RESIN REFILL UPPER RIGHT CENTRAL MESIAL DISTAL WIDTH 10.1MM | DENTAL GENERAL SUPPLIES
15853 | 4215150300500 | PREFABRICATED CROWNS MADE OF POLYCARBONATE RESIN REFILL UPPER RIGHT CENTRAL MESIAL DISTAL WIDTH 9.4MM | DENTAL GENERAL SUPPLIES
15854 | 4215150300700 | PREFABRICATED CROWNS MADE OF POLYCARBONATE RESIN REFILL UPPER RIGHT CENTRAL MESIAL DISTAL WIDTH 8.9MM | DENTAL GENERAL SUPPLIES
15855 | 4215150325000 | PREFABRICATED CROWNS MADE OF POLYCARBONATE RESIN REFILL UPPER RIGHT CENTRAL MESIAL DISTAL WIDTH 8.4MM | DENTAL GENERAL SUPPLIES
15856 | 4215150325100 | PREFABRICATED CROWNS MADE OF POLYCARBONATE RESIN REFILL UPPER RIGHT CENTRAL MESIAL DISTAL WIDTH 8.2MM | DENTAL GENERAL SUPPLIES
15857 | 4215150325200 | PREFABRICATED CROWNS MADE OF POLYCARBONATE RESIN REFILL UPPER RIGHT CENTRAL MESIAL DISTAL WIDTH 8MM | DENTAL GENERAL SUPPLIES
15858 | 4215150325300 | PREFABRICATED CROWNS MADE OF POLYCARBONATE RESIN REFILL UPPER RIGHT CENTRAL MESIAL DISTAL WIDTH 7.7MM | DENTAL GENERAL SUPPLIES
15859 | 4215150325400 | PREFABRICATED CROWNS MADE OF POLYCARBONATE RESIN REFILL UPPER LEFT CENTRAL MESIAL DISTAL WIDTH 7.7MM | DENTAL GENERAL SUPPLIES
15860 | 4215150325500 | PREFABRICATED CROWNS MADE OF POLYCARBONATE RESIN REFILL UPPER LEFT CENTRAL MESIAL DISTAL WIDTH 8MM | DENTAL GENERAL SUPPLIES
15861 | 4215150325600 | PREFABRICATED CROWNS MADE OF POLYCARBONATE RESIN REFILL UPPER LEFT CENTRAL MESIAL DISTAL WIDTH 8.2MM | DENTAL GENERAL SUPPLIES
15862 | 4215150325700 | PREFABRICATED CROWNS MADE OF POLYCARBONATE RESIN REFILL UPPER LEFT CENTRAL MESIAL DISTAL WIDTH 8.4MM | DENTAL GENERAL SUPPLIES
15863 | 4215150325800 | PREFABRICATED CROWNS MADE OF POLYCARBONATE RESIN REFILL UPPER LEFT CENTRAL MESIAL DISTAL WIDTH 8.9MM | DENTAL GENERAL SUPPLIES
15864 | 4215150325900 | PREFABRICATED CROWNS MADE OF POLYCARBONATE RESIN REFILL UPPER LEFT CENTRAL MESIAL DISTAL WIDTH 9.4MM | DENTAL GENERAL SUPPLIES
15865 | 4215150326000 | PREFABRICATED CROWNS MADE OF POLYCARBONATE RESIN REFILL UPPER LEFT CENTRAL MESIAL DISTAL WIDTH 10.1MM | DENTAL GENERAL SUPPLIES
15866 | 4215150326100 | PREFABRICATED CROWNS MADE OF POLYCARBONATE RESIN REFILL UPPER RIGHT LATERAL MESIAL DISTAL WIDTH 7.6MM | DENTAL GENERAL SUPPLIES
15867 | 4215150326200 | PREFABRICATED CROWNS MADE OF POLYCARBONATE RESIN REFILL UPPER RIGHT LATERAL MESIAL DISTAL WIDTH 7.1MM | DENTAL GENERAL SUPPLIES
15868 | 4215150326300 | PREFABRICATED CROWNS MADE OF POLYCARBONATE RESIN REFILL UPPER RIGHT LATERAL MESIAL DISTAL WIDTH 7MM | DENTAL GENERAL SUPPLIES
15869 | 4215150326400 | PREFABRICATED CROWNS MADE OF POLYCARBONATE RESIN REFILL UPPER RIGHT LATERAL MESIAL DISTAL WIDTH 6.5MM | DENTAL GENERAL SUPPLIES
15870 | 4215150326500 | PREFABRICATED CROWNS MADE OF POLYCARBONATE RESIN REFILL UPPER RIGHT LATERAL MESIAL DISTAL WIDTH 6.4MM | DENTAL GENERAL SUPPLIES
15871 | 4215150326600 | PREFABRICATED CROWNS MADE OF POLYCARBONATE RESIN REFILL UPPER RIGHT LATERAL MESIAL DISTAL WIDTH 5.8MM | DENTAL GENERAL SUPPLIES
15872 | 4215150326700 | PREFABRICATED CROWNS MADE OF POLYCARBONATE RESIN REFILL UPPER LEFT LATERAL MESIAL DISTAL WIDTH 5.8MM | DENTAL GENERAL SUPPLIES
15873 | 4215150326800 | PREFABRICATED CROWNS MADE OF POLYCARBONATE RESIN REFILL UPPER LEFT LATERAL MESIAL DISTAL WIDTH 6.4MM | DENTAL GENERAL SUPPLIES
15874 | 4215150326900 | PREFABRICATED CROWNS MADE OF POLYCARBONATE RESIN REFILL UPPER LEFT LATERAL MESIAL DISTAL WIDTH 6.5MM | DENTAL GENERAL SUPPLIES
15875 | 4215150327000 | PREFABRICATED CROWNS MADE OF POLYCARBONATE RESIN REFILL UPPER LEFT LATERAL MESIAL DISTAL WIDTH 7MM | DENTAL GENERAL SUPPLIES
15876 | 4215150327100 | PREFABRICATED CROWNS MADE OF POLYCARBONATE RESIN REFILL UPPER LEFT LATERAL MESIAL DISTAL WIDTH 7.1MM | DENTAL GENERAL SUPPLIES
15877 | 4215150327200 | PREFABRICATED CROWNS MADE OF POLYCARBONATE RESIN REFILL UPPER LEFT LATERAL MESIAL DISTAL WIDTH 7.6MM | DENTAL GENERAL SUPPLIES
15878 | 4215150327300 | PREFABRICATED CROWNS MADE OF POLYCARBONATE RESIN REFILL UPPER AND LOWER RIGHT CANINE MESIAL DISTAL WIDTH 9MM | DENTAL GENERAL SUPPLIES
15879 | 4215150327400 | PREFABRICATED CROWNS MADE OF POLYCARBONATE RESIN REFILL UPPER AND LOWER RIGHT CANINE MESIAL DISTAL WIDTH 8.6MM | DENTAL GENERAL SUPPLIES
15880 | 4215150327600 | PREFABRICATED CROWNS MADE OF POLYCARBONATE RESIN REFILL UPPER AND LOWER RIGHT CANINE MESIAL DISTAL WIDTH 8.1MM | DENTAL GENERAL SUPPLIES
15881 | 4215150327700 | PREFABRICATED CROWNS MADE OF POLYCARBONATE RESIN REFILL UPPER AND LOWER RIGHT CANINE MESIAL DISTAL WIDTH 7.8MM | DENTAL GENERAL SUPPLIES
15882 | 4215150327800 | PREFABRICATED CROWNS MADE OF POLYCARBONATE RESIN REFILL UPPER AND LOWER RIGHT CANINE MESIAL DISTAL WIDTH 7.7MM | DENTAL GENERAL SUPPLIES
15883 | 4215150327900 | PREFABRICATED CROWNS MADE OF POLYCARBONATE RESIN REFILL UPPER AND LOWER RIGHT CANINE MESIAL DISTAL WIDTH 7.5MM | DENTAL GENERAL SUPPLIES
15884 | 4215150328000 | PREFABRICATED CROWNS MADE OF POLYCARBONATE RESIN REFILL UPPER AND LOWER LEFT CANINE MESIAL DISTAL WIDTH 7.5MM | DENTAL GENERAL SUPPLIES
15885 | 4215150328100 | PREFABRICATED CROWNS MADE OF POLYCARBONATE RESIN REFILL UPPER AND LOWER LEFT CANINE MESIAL DISTAL WIDTH 7.7MM | DENTAL GENERAL SUPPLIES
15886 | 4215150328200 | PREFABRICATED CROWNS MADE OF POLYCARBONATE RESIN REFILL UPPER AND LOWER LEFT CANINE MESIAL DISTAL WIDTH 7.8MM | DENTAL GENERAL SUPPLIES
15887 | 4215150328300 | PREFABRICATED CROWNS MADE OF POLYCARBONATE RESIN REFILL UPPER AND LOWER LEFT CANINE MESIAL DISTAL WIDTH 8.1MM | DENTAL GENERAL SUPPLIES
15888 | 4215150328400 | PREFABRICATED CROWNS MADE OF POLYCARBONATE RESIN REFILL UPPER AND LOWER LEFT CANINE MESIAL DISTAL WIDTH 8.3MM | DENTAL GENERAL SUPPLIES
15889 | 4215150328500 | PREFABRICATED CROWNS MADE OF POLYCARBONATE RESIN REFILL UPPER AND LOWER LEFT CANINE MESIAL DISTAL WIDTH 8.6MM | DENTAL GENERAL SUPPLIES
15890 | 4215150328600 | PREFABRICATED CROWNS MADE OF POLYCARBONATE RESIN REFILL UPPER AND LOWER LEFT CANINE MESIAL DISTAL WIDTH 9MM | DENTAL GENERAL SUPPLIES
15891 | 4215150328700 | PREFABRICATED CROWNS MADE OF POLYCARBONATE RESIN REFILL FIRST PREMOLAR MESIAL DISTAL WIDTH 7.2MM | DENTAL GENERAL SUPPLIES
15892 | 4215150328800 | PREFABRICATED CROWNS MADE OF POLYCARBONATE RESIN REFILL FIRST PREMOLAR MESIAL DISTAL WIDTH 6.9MM | DENTAL GENERAL SUPPLIES
15893 | 4215150328900 | PREFABRICATED CROWNS MADE OF POLYCARBONATE RESIN REFILL FIRST PREMOLAR MESIAL DISTAL WIDTH 6.8MM | DENTAL GENERAL SUPPLIES
15894 | 4215150329000 | PREFABRICATED CROWNS MADE OF POLYCARBONATE RESIN REFILL FIRST PREMOLAR MESIAL DISTAL WIDTH 6.5MM | DENTAL GENERAL SUPPLIES
15895 | 4215150329100 | PREFABRICATED CROWNS MADE OF POLYCARBONATE RESIN REFILL FIRST PREMOLAR MESIAL DISTAL WIDTH 6.2MM | DENTAL GENERAL SUPPLIES
15896 | 4215150329200 | PREFABRICATED CROWNS MADE OF POLYCARBONATE RESIN REFILL SECOND PREMOLAR MESIAL DISTAL WIDTH 7.5MM | DENTAL GENERAL SUPPLIES
15897 | 4215150329300 | PREFABRICATED CROWNS MADE OF POLYCARBONATE RESIN REFILL SECOND PREMOLAR MESIAL DISTAL WIDTH 7.2MM | DENTAL GENERAL SUPPLIES
15898 | 4215150329400 | PREFABRICATED CROWNS MADE OF POLYCARBONATE RESIN REFILL SECOND PREMOLAR MESIAL DISTAL WIDTH 6.9MM | DENTAL GENERAL SUPPLIES
15899 | 4215150329500 | PREFABRICATED CROWNS MADE OF POLYCARBONATE RESIN REFILL SECOND PREMOLAR MESIAL DISTAL WIDTH 6.8MM | DENTAL GENERAL SUPPLIES
15900 | 4215150329600 | PREFABRICATED CROWNS MADE OF POLYCARBONATE RESIN REFILL SECOND PREMOLAR MESIAL DISTAL WIDTH 6.4MM | DENTAL GENERAL SUPPLIES
15901 | 4229552503800 | ALLOGRAFT BONE SUBSTITUTE ALLOGRAFT BLOCK | DENTAL GENERAL SUPPLIES
15902 | 4229552503900 | ALLOGRAFT BONE SUBSTITUTE OSTEOINDUCTIVE PUTTY (0.5 CC) OR EQUIVALENT | DENTAL GENERAL SUPPLIES
15903 | 4229552504000 | ALLOGRAFT BONE SUBSTITUTE OSTEOINDUCTIVE PUTTY (1.0 CC) OR EQUIVALENT | DENTAL GENERAL SUPPLIES
15904 | 4215150343000 | TOOTH COLORED ZIRCONIA PEDIATRIC CROWN FOR PRIMARY POSTERIOR TEETH KIT (DIFFERENT SIZES) | DENTAL GENERAL SUPPLIES
15905 | 4215150342900 | TOOTH COLORED ZIRCONIA PEDIATRIC CROWN FOR PRIMARY CUSPID TOOTH KIT (DIFFERENT SIZES) | DENTAL GENERAL SUPPLIES
15906 | 4215150342800 | STAINLESS STEEL CROWN ANATOMICAL PRE - CRIMPED PRE - CONTOURED PRIMARY CROWNS FOR SECOND UPPER RIGHT MOLAR SIZE: 7 | DENTAL GENERAL SUPPLIES
15907 | 4215150342700 | STAINLESS STEEL CROWN ANATOMICAL PRE - CRIMPED PRE - CONTOURED PRIMARY CROWNS FOR SECOND UPPER LEFT MOLAR SIZE: 7 | DENTAL GENERAL SUPPLIES
15908 | 4215150342600 | STAINLESS STEEL CROWN ANATOMICAL PRE - CRIMPED PRE - CONTOURED PRIMARY CROWNS FOR SECOND LOWER LEFT MOLAR SIZE: 7 | DENTAL GENERAL SUPPLIES
15909 | 4215150342200 | STAINLESS STEEL CROWN ANATOMICAL PER - CRIMPED PRE - CONTOURED PRIMARY CROWNS FOR SECOND LOWER RIGHT MOLAR SIZE: 7 | DENTAL GENERAL SUPPLIES
15910 | 4215190200700 | TOOTH SENSITIVITY DENTIN DESENSITIZING AGENT PACKAGING: SINGLE DOSES | DENTAL GENERAL SUPPLIES
15911 | 4215164800800 | RIDGE MAPPING CALIPER FOR CHECKING BONE WIDTH RANGE FROM 0 - 15 MM | DENTAL GENERAL SUPPLIES
15912 | 4215164800700 | SLIDING CALIPER FOR MEASURING THE DISTANCE BETWEEN THE IMPLANTS AND BETWEEN IMPLANTS AND TEETH WITH MEASURE RANGE 0 - 100 MM TITANIUM OR STAINLESS STEEL | DENTAL GENERAL SUPPLIES
15913 | 4229370100100 | BONE CRUSHER STAINLESS STEEL AUTOCLAVABLE FOR CRUSHING BONE INTO PARTICULATE | DENTAL GENERAL SUPPLIES
15914 | 4215163600600 | GOLDMAN FOX UNIVERSAL SCALER SIZE GF - 1 LARGE SIZE DIAMETER AND SPECIAL ROUND STAINLESS STEEL HOLLOW HANDLE PROVIDE A STRESS FREE GRIP GRADE 440 SERIES STAINLESS STEEL (HIGH CARBON CONTENT AND A CERTAIN PERCENTAGE OF CHROMIUM) TRIPLE TEMPERED FOR GREATER RIGIDITY SATIN FINISHED LIGHT WEIGHT HANDLE | DENTAL GENERAL SUPPLIES
15915 | 4215280800400 | GOLDMAN-FOX CURETTE SIZE GF-2 LARGE SIZE DIAMETER AND SPECIAL ROUND STAINLESS STEEL HOLLOW HANDLE PROVIDE A STRESS FREE GRIP GRADE 440 SERIES STAINLESS STEEL (HIGH CARBON CONTENT AND A CERTAIN PERCENTAGE OF CHROMIUM) TRIPLE TEMPERED FOR GREATER RIGIDITY.-SATIN FINISHED LIGHT WEIGHT HANDLE | DENTAL GENERAL SUPPLIES
15916 | 4215163600700 | GOLDMAN - FOX CURETTE 2 AND SPECIAL ROUND STAINLESS STEEL HOLLOW HANDLE PROVIDE A STRESS FREE GRIP GRADE 440 SERIES STAINLESS STEEL (HIGH CARBO N CONTENT AND A CERTAIN PERCENTAGE OF CHROMIUM) TRIPLE TEMPERED FOR GREATER RIGIDITY SATIN FINISHED LIGHT WEIGHT HANDLE | DENTAL GENERAL SUPPLIES
15917 | 4215163600800 | GOLDMAN - FOX CURETTE 4 AND SPECIAL ROUND STAINLESS STEEL HOLLOW HANDLE PROVIDE A STRESS FREE GRIP GRADE 440 SERIES STAINLESS STEEL (HIGH CARBO N CONTENT AND A CERTAIN PERCENTAGE OF CHROMIUM) TRIPLE TEMPERED FOR GREATER RIGIDITY SATIN FINISHED LIGHT WEIGHT HANDLE | DENTAL GENERAL SUPPLIES
15918 | 4215163600900 | GOLDMAN - FOX CURETTE 5 AND SPECIAL ROUND STAINLESS STEEL HOLLOW HANDLE PROVIDE A STRESS FREE GRIP GRADE 440 SERIES STAINLESS STEEL (HIGH CARBO N CONTENT AND A CERTAIN PERCENTAGE OF CHROMIUM) TRIPLE TEMPERED FOR GREATER RIGIDITY SATIN FINISHED LIGHT WEIGHT HANDLE | DENTAL GENERAL SUPPLIES
15919 | 4215163601000 | GOLDMAN - FOX CURETTE 6 AND SPECIAL ROUND STAINLESS STEEL HOLLOW HANDLE PROVIDE A STRESS FREE GRIP GRADE 440 SERIES STAINLESS STEEL (HIGH CARBO N CONTENT AND A CERTAIN PERCENTAGE OF CHROMIUM) TRIPLE TEMPERED FOR GREATER RIGIDITY SATIN FINISHED LIGHT WEIGHT HANDLE | DENTAL GENERAL SUPPLIES
15920 | 4215163601100 | STANDARD GRACEY CURETTE 1/2 AND SPECIAL ROUND STAINLESS STEEL HOLLOW HANDLE PROVIDE A STRESS FREE GRIP GRADE 440 SERIES STAINLESS STEEL (HIGH CARBON CONTENT AND A CERTAIN PERCENTAGE OF CHROMIUM) TRIPLE TEMPERED FOR GREATER RIGIDITY SATIN FINISHED LIGHT WEIGHT HANDLE | DENTAL GENERAL SUPPLIES
15921 | 4215163601200 | STANDARD GRACEY CURETTE 3/4 AND SPECIAL ROUND STAINLESS STEEL HOLLOW HANDLE PROVIDE A STRESS FREE GRIP GRADE 440 SERIES STAINLESS STEEL (HIGH CARBON CONTENT AND A CERTAIN PERCENTAGE OF CHROMIUM) TRIPLE TEMPERED FOR GREATER RIGIDITY SATIN FINISHED LIGHT WEIGHT HANDLE | DENTAL GENERAL SUPPLIES
15922 | 4215163601300 | STANDARD GRACEY CURETTE 5/6 AND SPECIAL ROUND STAINLESS STEEL HOLLOW HANDLE PROVIDE A STRESS FREE GRIP GRADE 440 SERIES STAINLESS STEEL (HIGH CARBON CONTENT AND A CERTAIN PERCENTAGE OF CHROMIUM) TRIPLE TEMPERED FOR GREATER RIGIDITY SATIN FINISHED LIGHT WEIGHT HANDLE | DENTAL GENERAL SUPPLIES
15923 | 4215163601400 | STANDARD GRACEY CURETTE 7/8 AND SPECIAL ROUND STAINLESS STEEL HOLLOW HANDLE PROVIDE A STRESS FREE GRIP GRADE 440 SERIES STAINLESS STEEL (HIGH CARBON CONTENT AND A CERTAIN PERCENTAGE OF CHROMIUM) TRIPLE TEMPERED FOR GREATER RIGIDITY SATIN FINISHED LIGHT WEIGHT HANDLE | DENTAL GENERAL SUPPLIES
15924 | 4215163601500 | STANDARD GRACEY CURETTE 9/10 AND SPECIAL ROUND STAINLESS STEEL HOLLOW HANDLE PROVIDE A STRESS FREE GRIP GRADE 440 SERIES STAINLESS STEEL (HIGH CARBON CONTENT AND A CERTAIN PERCENTAGE OF CHROMIUM) TRIPLE TEMPERED FOR GREATER RIGIDITY SATIN FINISHED LIGHT WEIGHT HANDLE | DENTAL GENERAL SUPPLIES
15925 | 4215163601600 | STANDARD GRACEY CURETTE 11/12 AND SPECIAL ROUND STAINLESS STEEL HOLLOW HANDLE PROVIDE A STRESS FREE GRIP GRADE 440 SERIES STAINLESS STEEL (HIGH CARBO N CONTENT AND A CERTAIN PERCENTAGE OF CHROMIUM) TRIPLE TEMPERED FOR GREATER RIGIDITY SATIN FINISHED LIGHT WEIGHT HANDLE | DENTAL GENERAL SUPPLIES
15926 | 4215163601700 | STANDARD GRACEY CURETTE 13/14 AND SPECIAL ROUND STAINLESS STEEL HOLLOW HANDLE PROVIDE A STRESS FREE GRIP GRADE 440 SERIES STAINLESS STEEL (HIGH CARBO N CONTENT AND A CERTAIN PERCENTAGE OF CHROMIUM) TRIPLE TEMPERED FOR GREATER RIGIDITY SATIN FINISHED LIGHT WEIGHT HANDLE | DENTAL GENERAL SUPPLIES
15927 | 4215163601800 | STANDARD GRACEY CURETTE 15/16 AND SPECIAL ROUND STAINLESS STEEL HOLLOW HANDLE PROVIDE A STRESS FREE GRIP GRADE 440 SERIES STAINLESS STEEL (HIGH CARBO N CONTENT AND A CERTAIN PERCENTAGE OF CHROMIUM) TRIPLE TEMPERED FOR GREATER RIGIDITY SATIN FINISHED LIGHT WEIGHT HANDLE | DENTAL GENERAL SUPPLIES
15928 | 4215280804100 | MCCALL PERIODONTAL CURETTE SIZE 13 - 14 AND SPECIAL ROUND STAINLESS STEEL HOLLOW HANDLE PROVIDE A STRESS FREE GRIP GRADE 440 SERIES STAINLESS S TEEL (HIGH CARBON CONTENT AND A CERTAIN PERCENTAGE OF CHROMIUM) TRIPLE TEMPERED FOR GREATER RIGIDITY SATIN FINISHED LI = GHTWEIGHT HANDLE | DENTAL GENERAL SUPPLIES
15929 | 4215163601900 | MINI GRACEY CURETTE 1/2 AND SPECIAL ROUND STAINLESS STEEL HOLLOW HANDLE PROVIDE A STRESS FREE GRIP GRADE 440 SERIES STAINLESS STEEL (HIGH CARB ON CONTENT AND A CERTAIN PERCENTAGE OF CHROMIUM) TRIPLE TEMPERED FOR GREATER RIGIDITY SATIN FINISHED LIGHT WEIGHT HANDLE | DENTAL GENERAL SUPPLIES
15930 | 4215163602000 | MINI GRACEY CURETTE 3/4 AND SPECIAL ROUND STAINLESS STEEL HOLLOW HANDLE PROVIDE A STRESS FREE GRIP GRADE 440 SERIES STAINLESS STEEL (HIGH CARB ON CONTENT AND A CERTAIN PERCENTAGE OF CHROMIUM) TRIPLE TEMPERED FOR GREATER RIGIDITY SATIN FINISHED LIGHT WEIGHT HANDLE | DENTAL GENERAL SUPPLIES
15931 | 4215163602100 | MINI GRACEY CURETTE 5/6 AND SPECIAL ROUND STAINLESS STEEL HOLLOW HANDLE PROVIDE A STRESS FREE GRIP GRADE 440 SERIES STAINLESS STEEL (HIGH CARB ON CONTENT AND A CERTAIN PERCENTAGE OF CHROMIUM) TRIPLE TEMPERED FOR GREATER RIGIDITY SATIN FINISHED LIGHT WEIGHT HANDLE | DENTAL GENERAL SUPPLIES
15932 | 4215163602200 | MINI GRACEY CURETTE 7/8 AND SPECIAL ROUND STAINLESS STEEL HOLLOW HANDLE PROVIDE A STRESS FREE GRIP GRADE 440 SERIES STAINLESS STEEL (HIGH CARB ON CONTENT AND A CERTAIN PERCENTAGE OF CHROMIUM) TRIPLE TEMPERED FOR GREATER RIGIDITY SATIN FINISHED LIGHT WEIGHT HANDLE | DENTAL GENERAL SUPPLIES
15933 | 4215163602300 | MINI GRACEY CURETTE 9/10 AND SPECIAL ROUND STAINLESS STEEL HOLLOW HANDLE PROVIDE A STRESS FREE GRIP GRADE 440 SERIES STAINLESS STEEL (HIGH CARBON CONTENT AND A CERTAIN PERCENTAGE OF CHROMIUM) TRIPLE TEMPERED FOR GREATER RIGIDITY SATIN FINISHED LIGHT WEIGHT HANDLE | DENTAL GENERAL SUPPLIES
15934 | 4215163602400 | MINI GRACEY CURETTE 11/12 AND SPECIAL ROUND STAINLESS STEEL HOLLOW HANDLE PROVIDE A STRESS FREE GRIP GRADE 440 SERIES STAINLESS STEEL (HIGH CARBON CONTENT AND A CERTAIN PERCENTAGE OF CHROMIUM) TRIPLE TEMPERED FOR GREATER RIGIDITY SATIN FINISHED LIGHT WEIGHT HANDLE | DENTAL GENERAL SUPPLIES
15935 | 4215163602500 | MINI GRACEY CURETTE 13/14 AND SPECIAL ROUND STAINLESS STEEL HOLLOW HANDLE PROVIDE A STRESS FREE GRIP GRADE 440 SERIES STAINLESS STEEL (HIGH CARBON CONTENT AND A CERTAIN PERCENTAGE OF CHROMIUM) TRIPLE TEMPERED FOR GREATER RIGIDITY SATIN FINISHED LIGHT WEIGHT HANDLE | DENTAL GENERAL SUPPLIES
15936 | 4215163602600 | LANGER 1/2 CURETTE AND SPECIAL ROUND STAINLESS STEEL HOLLOW HANDLE PROVIDE A STRESS FREE GRIP GRADE 440 SERIES STAINLESS STEEL (HIGH CARBON CONTENT AND A CERTAIN PERCENTAGE OF CHROMIUM) TRIPLE TEMPERED FOR GREATER RIGIDITY SATIN FINISHED LIGHT WEIGHT HANDLE | DENTAL GENERAL SUPPLIES
15937 | 4215163602700 | LANGER 3/4 CURETTE AND SPECIAL ROUND STAINLESS STEEL HOLLOW HANDLE PROVIDE A STRESS FREE GRIP GRADE 440 SERIES STAINLESS STEEL (HIGH CARBON CONTENT AND A CERTAIN PERCENTAGE OF CHROMIUM) TRIPLE TEMPERED FOR GREATER RIGIDITY SATIN FINISHED LIGHT WEIGHT HANDLE | DENTAL GENERAL SUPPLIES
15938 | 4215163602800 | LANGER 5/6 CURETTE AND SPECIAL ROUND STAINLESS STEEL HOLLOW HANDLE PROVIDE A STRESS FREE GRIP GRADE 440 SERIES STAINLESS STEEL (HIGH CARBON CONTENT AND A CERTAIN PERCENTAGE OF CHROMIUM) TRIPLE TEMPERED FOR GREATER RIGIDITY SATIN FINISHED LIGHT WEIGHT HANDLE | DENTAL GENERAL SUPPLIES
15939 | 4215280804000 | COLOMBIA PERIODONTAL CURETTE SIZE 2 L/ 2 R AND SPECIAL ROUND STAINLESS STEEL HOLLOW HANDLE PROVIDE A STRESS FREE GRIP GRADE 440 SERIES STAINLESS STEEL (HIGH CARBON CONTENT AND A CERTAIN PERCENTAGE OF CHROMIUM) TRIPLE TEMPERED FOR GREATER RIGIDITY SATIN FINISHED LIGHT WEIGHT HANDLE | DENTAL GENERAL SUPPLIES
15940 | 4215280804200 | COLOMBIA PERIODONTAL CURETTE SIZE 4 L/ 4 R AND SPECIAL ROUND STAINLESS STEEL HOLLOW HANDLE PROVIDE A STRESS FREE GRIP GRADE 440 SERIES STAINLESS STEEL (HIGH CARBON CONTENT AND A CERTAIN PERCENTAGE OF CHROMIUM) TRIPLE TEMPERED FOR GREATER RIGIDITY SATIN FINISHED LIGHT WEIGHT HANDLE | DENTAL GENERAL SUPPLIES
15941 | 4215280802500 | GRACEY EXTRA RIGID AFTER FIVE PERIODONTAL FINISHING CURETTE SIZE 13 - 14 AND SPECIAL ROUND STAINLESS STEEL HOLLOW HANDLE PROVIDE A STRESS FREE GRIP GRADE 440 SERIES STAINLESS STEEL (HIGH CARBON CONTENT AND A CERTAIN PERCENTAGE OF CHROMIUM) TRIPLE TEMPERED FOR GREATER RIGIDITY SATIN FINISHED LIGHT WEIGHT HANDLE | DENTAL GENERAL SUPPLIES
15942 | 4215280802600 | GRACEY EXTRA RIGID AFTER FIVE PERIODONTAL FINISHING CURETTE SIZE 5 - 6 AND SPECIAL ROUND STAINLESS STEEL HOLLOW HANDLE PROVIDE A STRESS FREE GRIP GRADE 440 SERIES STAINLESS STEEL (HIGH CARBON CONTENT AND A CERTAIN PERCENTAGE OF CHROMIUM) TRIPLE TEMPERED FOR GREATER RIGIDITY SATIN FINISHED LIGHT WEIGHT HANDLE | DENTAL GENERAL SUPPLIES
15943 | 4215280802700 | GRACEY EXTRA RIGID AFTER FIVE PERIODONTAL FINISHING CURETTE SIZE 7 - 8 AND SPECIAL ROUND STAINLESS STEEL HOLLOW HANDLE PROVIDE A STRESS FREE GRIP GRADE 440 SERIES STAINLESS STEEL (HIGH CARBON CONTENT AND A CERTAIN PERCENTAGE OF CHROMIUM) TRIPLE TEMPERED FOR GREATER RIGIDITY SATIN FINISHED LIGHT WEIGHT HANDLE | DENTAL GENERAL SUPPLIES
15944 | 4215280802800 | GRACEY EXTRA RIGID AFTER FIVE PERIODONTAL FINISHING CURETTE SIZE 11 - 12 AND SPECIAL ROUND STAINLESS STEEL HOLLOW HANDLE PROVIDE A STRESS FREE GRIP GRADE 440 SERIES STAINLESS STEEL (HIGH CARBON CONTENT AND A CERTAIN PERCENTAGE OF CHROMIUM) TRIPLE TEMPERED FOR GREATER RIGIDITY SATIN FINISHED LIGHT WEIGHT HANDLE | DENTAL GENERAL SUPPLIES
15945 | 4215280802900 | GRACEY RIGID AFTER FIVE PERIODONTAL FINISHING CURETTE SIZE 11 - 12 AND SPECIAL ROUND STAINLESS STEEL HOLLOW HANDLE PROVIDE A STRESS FREE GRIP G RADE 440 SERIES STAINLESS STEEL (HIGH CARBON CONTENT AND A CERTAIN PERCENTAGE OF CHROMIUM) TRIPLE TEMPERED FOR GREATER RIGIDITY SATIN FINISHED LIGHT WEIGHT HANDLE | DENTAL GENERAL SUPPLIES
15946 | 4215280803000 | GRACEY RIGID AFTER FIVE PERIODONTAL FINISHING CURETTE SIZE 1 - 2 AND SPECIAL ROUND STAINLESS STEEL HOLLOW HANDLE PROVIDE A STRESS FREE GRIP GRAD E 440 SERIES STAINLESS STEEL (HIGH CARBON CONTENT AND A CERTAIN PERCENTAGE OF CHROMIUM) TRIPLE TEMPERED FOR GREATER RIGIDITY SATIN FINISHED LIGHT WEIGHT HANDLE | DENTAL GENERAL SUPPLIES
15947 | 4215280803100 | GRACEY RIGID AFTER FIVE PERIODONTAL FINISHING CURETTE SIZE 13 - 14 AND SPECIAL ROUND STAINLESS STEEL HOLLOW HANDLE PROVIDE A STRESS FREE GRIP GRADE 440 SERIES STAINLESS STEEL (HIGH CARBON CONTENT AND A CERTAIN PERCENTAGE OF CHROMIUM) TRIPLE TEMPERED FOR GREATER RIGIDITY SATIN FINISHE D LIGHT WEIGHT HANDLE | DENTAL GENERAL SUPPLIES
15948 | 4215280803200 | GRACEY RIGID AFTER FIVE PERIODONTAL FINISHING CURETTE SIZE 3 - 4 AND SPECIAL ROUND STAINLESS STEEL HOLLOW HANDLE PROVIDE A STRESS FREE GRIP GRADE 440 SERIES STAINLESS STEEL (HIGH CARBON CONTENT AND A CERTAIN PERCENTAGE OF CHROMIUM) TRIPLE TEMPERED FOR GREATER RIGIDITY SATIN FINISHED LIGHT WEIGHT HANDLE | DENTAL GENERAL SUPPLIES
15949 | 4215280803300 | GRACEY RIGID AFTER FIVE PERIODONTAL FINISHING CURETTE SIZE 5 - 6 AND SPECIAL ROUND STAINLESS STEEL HOLLOW HANDLE PROVIDE A STRESS FREEGRIP GRAD E 440 SERIES STAINLESS STEEL (HIGH CARBON CONTENT AND A CERTAIN PERCENTAGE OF CHROMIUM) TRIPLE TEMPERED FOR GREATER RIGIDITY SATIN FINISHED LIGHT WEIGHT HANDLE | DENTAL GENERAL SUPPLIES
15950 | 4215280803400 | GRACEY RIGID AFTER FIVE PERIODONTAL FINISHING CURETTE SIZE 7 - 8 AND SPECIAL ROUND STAINLESS STEEL HOLLOW HANDLE PROVIDE A STRESS FREEGRIP GRAD E 440 SERIES STAINLESS STEEL (HIGH CARBON CONTENT AND A CERTAIN PERCENTAGE OF CHROMIUM) TRIPLE TEMPERED FOR GREATER RIGIDITY SATIN FINISHED LIGHT WEIGHT HANDLE | DENTAL GENERAL SUPPLIES
15951 | 4215280803500 | GRACEY RIGID AFTER FIVE PERIODONTAL FINISHING CURETTE SIZE 9 - 10 AND SPECIAL ROUND STAINLESS STEEL HOLLOW HANDLE PROVIDE A STRESS FREE GRIP GRADE 440 SERIES STAINLESS STEEL (HIGH CARBON CONTENT AND A CERTAIN PERCENTAGE OF CHROMIUM) TRIPLE TEMPERED FOR GREATER RIGIDITY SATIN FINISHED LIGHT WEIGHT HANDLE | DENTAL GENERAL SUPPLIES
15952 | 4215280803600 | GRACEY RIGID PERIODONTAL FINISHING CURETTE SIZE 1 - 2 AND SPECIAL ROUND STAINLESS STEEL HOLLOW HANDLE PROVIDE A STRESS FREE GRIP GRADE 440 SERI ES STAINLESS STEEL (HIGH CARBON CONTENT AND A CERTAIN PERCENTAGE OF CHROMIUM) TRIPLE TEMPERED FOR GREATER RIGIDITY SATIN FINISHED LIGHT WEIGHT HANDLE | DENTAL GENERAL SUPPLIES
15953 | 4215280800000 | GRACEY RIGID PERIODONTAL FINISHING CURETTE SIZE 3-4 AND SPECIAL ROUND STAINLESS STEEL HOLLOW HANDLE PROVIDE A STRESS FREE GRIP GRAD E 440 SERIES STAINLESS STEEL (HIGH CARBON CONTENT AND A CERTAIN PERCENTAGE OF CHROMIUM) TRIPLE TEMPERED FOR GREATER RIGIDITY SATIN FINISHED LIGHT WEIGHT HANDLE | DENTAL GENERAL SUPPLIES
15954 | 4215280803800 | GRACEY RIGID PERIODONTAL FINISHING CURETTE SIZE 5 - 6 AND SPECIAL ROUND STAINLESS STEEL HOLLOW HANDLE PROVIDE A STRESS FREE GRIP GRADE 440 SERI ES STAINLESS STEEL (HIGH CARBON CONTENT AND A CERTAIN PERCENTAGE OF CHROMIUM) TRIPLE TEMPERED FOR GREATER RIGIDITY SATIN FINISHED LIGHT WEIGHT HANDLE | DENTAL GENERAL SUPPLIES
15955 | 4215280801200 | GRACEY RIGID PERIODONTAL FINISHING CURETTE SIZE 7-8 AND SPECIAL ROUND STAINLESS STEEL HOLLOW HANDLE PROVIDE A STRESS FREE GRIP GRAD E 440 SERIES STAINLESS STEEL (HIGH CARBON CONTENT AND A CERTAIN PERCENTAGE OF CHROMIUM) TRIPLE TEMPERED FOR GREATER RIGIDITY SATIN FINISHED LIGHT WEIGHT HANDLE | DENTAL GENERAL SUPPLIES
15956 | 4215280804300 | GRACEY RIGID PERIODONTAL FINISHING CURETTE SIZE 9 - 10 AND SPECIAL ROUND STAINLESS STEEL HOLLOW HANDLE PROVIDE A STRESS FREE GRIP GRADE 440 SER IES STAINLESS STEEL (HIGH CARBON CONTENT AND A CERTAIN PERCENTAGE OF CHROMIUM) TRIPLE TEMPERED FOR GREATER RIGIDITY SATIN FINISHED LIGHT WEIGH T HANDLE | DENTAL GENERAL SUPPLIES
15957 | 4215280804600 | GRACEY RIGID PERIODONTAL FINISHING CURETTE SIZE 11 - 12 AND SPECIAL ROUND STAINLESS STEEL HOLLOW HANDLE PROVIDE A STRESS FREE GRIP GRADE 440 SE RIES STAINLESS STEEL (HIGH CARBON CONTENT AND A CERTAIN PERCENTAGE OF CHROMIUM) TRIPLE TEMPERED FOR GREATER RIGIDITY SATIN FINISHED LIGHT WEI GHT HANDLE | DENTAL GENERAL SUPPLIES
15958 | 4215280804400 | GRACEY RIGID PERIODONTAL FINISHING CURETTE SIZE 13 - 14 AND SPECIAL ROUND STAINLESS STEEL HOLLOW HANDLE PROVIDE A STRESS FREE GRIP GRADE 440 SERIES STAINLESS STEEL (HIGH CARBON CONTENT AND A CERTAIN PERCENTAGE OF CHROMIUM) TRIPLE TEMPERED FOR GREATER RIGIDITY SATIN FINISHED LIGHT WEIGHT HANDLE | DENTAL GENERAL SUPPLIES
15959 | 4215162052300 | PERIO SUGARMAN FILE MESIAL/DISTAL DOUBLE ENDED LARGE SIZE DIAMETER AND SPECIAL ROUND STAINLESS STEEL HOLLOW HANDLE PROVIDE A STRESS FREE GRIP GRADE 440 SERIES STAINLESS STEEL (HIGH CARBON CONTENT AND A CERTAIN PERCENTAGE OF CHROMIUM) TRIPLE TEMPERED FOR GREATER RIGIDITY SATIN FINISHED LIGHTWEIGHT HANDLE FILE BUCCAL/LINGUAL STRAIGHT | DENTAL GENERAL SUPPLIES
15960 | 4215162018800 | PERIO SUGARMAN FILE MESIAL/DISTAL DOUBLE ENDED LARGE SIZE DIAMETER AND SPECIAL ROUND STAINLESS STEEL HOLLOW HANDLE PROVIDE A STRESS FREE GRIP GRADE 440 SE RIES STAINLESS STEEL (HIGH CARBON CONTENT AND A CERTAIN PERCENTAGE OF CHROMIUM) TRIPLE TEMPERED FOR GREATER RIGIDITY SATIN FINISHED LIGHTWEIGHT HANDLE FILE BUCCAL/LINGUAL CURVED | DENTAL GENERAL SUPPLIES
15961 | 4229550638500 | IMPLANT MAINTENANCE KIT METAL CASSETTE FOR O IMPLANT SCALER HANDLE O 204 S SCALER TIPS O H 6/H 7 SCALER TIPS O COLUMBIA 4 R/ 4 L TIPSO LANGER 1/2 TIPS O BARNHART 5/6 O PLASTIC PROBE | DENTAL GENERAL SUPPLIES
15962 | 4215160001700 | PERIODONTAL MICROSURGICAL KIT METAL INFINITY CASSETTE CONTAINS: 1. HI GH DEFINITION MIRROR SINGLE SIDED 2. MIRROR HANDLE 3. UNC PROBE 15 MM 4. MICROSURGICAL SCALPEL HANDLE 5. MICRO ADISON TISSUE PLIER 6. PERI-OSTEAL MICROSURGERY ELEVATOR # 1 AND # 37. NEEDLE HOLDER CASTROVIEJO NEEDLE HOLDER WITH MICROSURGICAL TIP 8. MICROSURGICAL ROSS SCISSOR 9. SUTURE PLIER 10. MICROSCALPEL BLADE HOLDER (BLADE - NORDLAND 69) 11. MICRO CHISEL # 1 | DENTAL GENERAL SUPPLIES
15963 | 4215160001500 | PERIODONTAL SURGICAL KIT CASSETTES DIMENSION 290 X 184 X 34 MM FOR 24 INSTRUMENTS UNIQUELY SOPHISTICATED ERGONOMIC DESIGN WITH REVOLUTIONARY NEW HOLE PATTERN FOR OPTIMAL USE CASSETTES ARE MADE OF LONG LASTING LOW MAINTENANCE STAINLESS STEEL. DURABLE COLORED SILICONE RAILS SECURELY HOLD INSTRUMENTS THROUGHOUT PROCESSING CYCLE. ERGONOMIC LATCH WITH POSITIVE LOCKING MECHANISM ALLOWS ONE - HANDED OPENING AND VISUAL CONFIRMATION IF THE CASSETTE IS LOCKED/UNLOCKED. HOLE PATTERN DESIGN AT LEAST 30% ADDITIONAL OPEN AREA FOR MORE ACCESS DURING CLEANING AND STERILIZATION .INNOVATIVE COLOR - CODED SILICONE RAIL SYSTEM AVAILABLE I N 11 COLOR OPTIONS HIGH QUALITY ELECTRO-POLISHED STAINLESS STEEL | DENTAL GENERAL SUPPLIES
15964 | 4229161902200 | DOUBLE ENDED PERIOTOME SET CONTAINS: 4 DOUBLE ENDED PERIOTOMES 2 DOUBLE ENDED PERIOTOME FOR ANTERIOR TEETH 2 DOUBLE ENDED PEROTOME FOR POSTERIOR TEETH MEDICAL GRADE STAINLESS STEEL WITH DURABLE TIPS RESISTANT TO BREAKAGE AND SERRATED | DENTAL GENERAL SUPPLIES
15965 | 4215151100000 | TAG FIXATION KIT BOX INCLUDES: HAMMER DRIVER FOR TAGS (STRAIGHT AND ANGULATED) TRAY FOR TAG PINS | DENTAL GENERAL SUPPLIES
15966 | 4215164200000 | PERIODONTAL KNIFE KIRKLAND #15K/16K STAINLESS STEEL | DENTAL GENERAL SUPPLIES
15967 | 4215161000200 | SUGARMAN FILE GRADE 440 SERIES STAINLESS STEEL (HIGH CARBON CONTENT AND A CERTAIN PERCENTAGE OF CHROMIUM) TRIPLE TEMPERED FOR GREATER RIGIDITY DOUBLE ENDED | DENTAL GENERAL SUPPLIES
15968 | 4215161000100 | GOLDMAN FOX BONE/SOFT TISSUE NIPPER 10CM GRADE 440 SERIES STAINLESS STEEL (HIGH CARBON CONTENT AND A CERTAIN PERCENTAGE OF CHROMIUM) TRIPLE TEMPERED FOR GREATER RIGIDITY | DENTAL GENERAL SUPPLIES
15969 | 4231160702400 | ABSORBABLE GELATINE SPONGE FOR SURGICAL HEMOSTATIC DRESSING | DENTAL GENERAL SUPPLIES
15970 | 4215190200600 | DENTAL PROPHYLACTIC POWDER (SODIUM HYDROGEN CARBONATE) FLAVORED AND SUPPLIED IN AN INDIVIDUAL SACHET FOR SINGLE USE | DENTAL GENERAL SUPPLIES
15971 | 4215163100900 | 15 UNC PERIODONTAL PROBE STAINLESS STEEL COLOR - CODED | DENTAL GENERAL SUPPLIES
15972 | 4215163101000 | WHO PERIODONTAL PROBE STAINLESS STEEL | DENTAL GENERAL SUPPLIES
15973 | 4215163101100 | NABERS FURCATION PROBE STAINLESS STEEL COLOR - CODED | DENTAL GENERAL SUPPLIES
15974 | 4215163101200 | WILLIAMS PERIODONTAL PROBE STAINLESS STEEL DOUBLE ENDED | DENTAL GENERAL SUPPLIES
15975 | 4215163212200 | PERIODONTAL JACQUETTE SCALER GRADE 440 SERIES STAINLESS STEEL (HIGH CARBON CONTENT AND A CERTAIN PERCENTAGE OF CHROMIUM) TRIPLE TEMPERED FOR GREATER RIGIDITY | DENTAL GENERAL SUPPLIES
15976 | 4215300000100 | PERIODONTAL MICROSURGICAL SET METAL CASSETTE FOR 12 INSTRUMENTS MADE OF HIGHLY CORROSION RESISTANT RIGID STAINLESS STEEL WITH SOFT COLORED SILICONE RAILS AND SECURED LOCKING SYSTEM WASHABLE AND AUTOCLAVABLE CONTAIN 1 - MICRO SURGICAL SCALPEL HANDLE 2 - SCALPEL HANDLE 3 - KNIFE GINGIVECTOMY ALLEN NO. 1/2 HDL NO. 6 THIN 4 - PROBE UNC #UNC 155 - PERIOSTEAL LABANCA # 3 HDL. # 66 - PERIOSTEAL ALLEN HDL # 6 ANTERIOR 7 - PROBE NABERS # 2 N BIFURCATION 8 - NEEDLE HOLDER MICRO SURGICAL VELVART STRAIGHT DIAMETER 18 CM 6 - 0 - 8 - 0 NDL. 9 - MICRO SURGICAL SCISSORS HDL #SINUS LINE 18 CM 10 - T ISSUE PLIERS MICRO HDL #SINUS LINE STRAIGHT 18 CM 11 - SCISSORS IRIS # 18 FINE CURVED 11 5 CM 12 - SCALPEL BLADE REMOVER | DENTAL GENERAL SUPPLIES
15977 | 4215300000200 | PERIODONTAL NON - SURGICAL SET # 1 METAL CASSETTE FOR INSTRUMENTS MADE OF HIGHLY CORROSION RESISTANT RIGID STAINLESS STEEL WITH SOFT COLORED SI LICONE RAILS AND SECURED LOCKING SYSTEM WASHABLE AND AUTO - CLAVABLE CONTAIN: - 1. PROBE STAINLESS STEEL 15 UNC COLOR - CODED PROBE 2. PROBE STA INLESS STEEL COLOR - CODED NABERS PROBE FOR ROOT FURCATION INVOLVEMENT DIAGNOSIS 3. SCALER GOLDMAN FOX UNIVERSAL SCALER SIZE GF - 1 - LARGE SIZE DIAMETER AND SPECIAL ROUND STAINLESS STEEL HOLLOW HANDLE PROVIDE A STRESS - FREE GRIP - GRADE 440 SERIES STAINLESS STEEL (HIGH CARBON CONTENT AND A CERTAIN PERCENTAGE OF CHROMIUM) TRIPLE TEMPERED FOR GREATER RIGIDITY. SATIN FINISHEDLIGHT WEIGHT HANDLE 4. PERIO JACQUETTE SCALAR - LARG E SIZE DIAMETER AND SPECIAL ROUND STAINLESS STEEL HOLLOW HANDLE PROVIDE A STRESS FREE GRIP GRADE 440 SERIES STAINLESS STEEL (HIGH CARBON CONTE NT AND A CERTAIN PERCENTAGE OF CHROMIUM) TRIPLE TEMPERED FOR GREATER RIGIDITY. SATIN FINISHED LIGHT WEIGHT HANDLE/SCALER SMALL - EN | DENTAL GENERAL SUPPLIES
15978 | 4215300000300 | PERIODONTAL NON - SURGICAL SET #2 METAL CASSETTE FOR INSTRUMENTS MADE OF HIGHLY CORROSION RESISTANT RIGID STAINLESS STEEL WITH SOFT COLORED SILICONE RAILS AND SECURED LOCKING SYSTEM WASHABLE AND AUTOCLAVABLE CONTAIN CURETTE GRACEY EXTRA RIGID AFTER FIVE PERIODONTAL FINISHING CURETTE SIZE 13 - 14 CURETTE GRACEY EXTRA RIGID AFTER FIVE PERIODONTAL FINISHING CURETTE SIZE 5 - 6 CURETTE GRACEY EXTRA RIGID AFTER FIVE PERIODONTAL FINISHING CURETTE SIZE 7 - 8 CURETTE GRACEY EXTRA RIGID AFTER FIVE PERIODONTAL FINISHING CURETTES SIZE 11 - 12 CURETTE GRACEY RIGID AFTER FIVE PERIODONTAL FINISHING CURETTE SIZE 11 - 12 CURETTE GRACEY RIGID AFTER FIVE PERIODONTAL FINISHING CURETTE SIZE 1 - 2 CURETTE GRACEY RIGID AFTER FIVE PERIODONTAL FINISHING CURETTE SIZE 13 - 14 CURETTE GRACEY RIGID AFTER FIVE PERIODONTAL FINISHING CURETTE SIZE 3 - 4 CURETTE GRACEY RIGID AFTER FIVE PERIODONTAL FINISHING CURETTE SIZE 5 - 6 CURETTE GRACEY RIGID AFTER FIVE PERIODONTAL FINISHING CURETTE SIZE 7 - 8 CURETTE | DENTAL GENERAL SUPPLIES
15979 | 4215300000400 | PERIODONTAL SET METAL CASSETTE FOR INSTRUMENTS MADE OF HIGHLY CORROSION RESISTANT RIGID STAINLESS STEEL WITH SOFT COLORED SILICONE RAILS AND SECURED LOCKING SYSTEM WASHABLE AND AUTOCLAVABLE CONTAIN 1. (1 PC) SCALPEL HANDLE # 7 K MADE OF HIGHLY CORROSION RESISTANT RIGID STAINLESS STEEL DESIGNED FOR PRECISION CONTROL DURING INCISIONS 2. (1 PC) SCALPEL HANDLE BARD PARKER STYLE WITH METRIC RULER MADE OF HIGHLY CORROSION RESISTANT STAINLESS STEEL 3. (1 PC) ORBAN 1/2 DOUBLE ENDED PERIODONTAL KNIFE WITH ANGLED BLADE AND CONTRA - ANGLED SHANK MADE OF HIGHLY CORROSION RESIST ANT RIGID STAINLESS STEEL 4. (1 PC) PRICHARD PERIOSTEAL ELEVATOR MADE OF HIGHLY CORROSION RESISTANT RIGID STAINLESS STEEL SHORTENED VERSION TO FIT THE CASSETTE WITH A HOLE TO HOLD TISSUE WHILE SUTURING 5. (1 PC) WOODSON 1 INSTRUMENT MADE OF HIGHLY CORROSION RESISTANT RIGID STAINLESS S TEEL FOR REFLECTION OF SMALL SIZE D FLAPS 6. (1 PC) KRAMER - NEVINS # 1 PERIOSTEAL ELEVATOR MADE OF HIGHLY CORROSION RESISTANT RIGID STA | DENTAL GENERAL SUPPLIES
15980 | 4229552504100 | ALLOGRAFT BONE SUBSTITUTE OSTEOINDUCTIVE PUTTY (2.0 CC) OR EQUIVALENT | DENTAL GENERAL SUPPLIES
15981 | 4229552504200 | ALLOGRAFT BONE SUBSTITUTE OSTEOINDUCTIVE GRANULES SIZE (0.25 - 1.0 MM) (0.5 CC) OR EQUIVALENT CORTICAL CANCELLOUS OR MIX | DENTAL GENERAL SUPPLIES
15982 | 4229552504300 | ALLOGRAFT BONE SUBSTITUTE OSTEOINDUCTIVE GRANULES SIZE (0.25 - 1.0 MM) (1.0 CC) OR EQUIVALENT CORTICAL CANCELLOUS OR MIX | DENTAL GENERAL SUPPLIES
15983 | 4229552504400 | ALLOGRAFT BONE SUBSTITUTE OSTEOINDUCTIVE GRANULES SIZE (0.25 - 1.0 MM) (1.5 CC) OR EQUIVALENT CORTICAL CANCELLOUS OR MIX | DENTAL GENERAL SUPPLIES
15984 | 4229552504500 | ALLOGRAFT BONE SUBSTITUTE OSTEOINDUCTIVE GRANULES SIZE (0.25 - 1.0 MM) (2.0 CC) OR EQUIVALENT CORTICAL CANCELLOUS OR MIX | DENTAL GENERAL SUPPLIES
15985 | 4229552504600 | ALLOGRAFT BONE SUBSTITUTE OSTEOINDUCTIVE GRANULES SIZE (1.0 - 2.0 MM) (0.5 CC) OR EQUIVALENT CORTICAL CANCELLOUS OR MIX | DENTAL GENERAL SUPPLIES
15986 | 4229552504700 | ALLOGRAFT BONE SUBSTITUTE OSTEOINDUCTIVE GRANULES SIZE (1.0-2.0 MM) (1.0 CC) OR EQUIVALENT CORTICAL CANCELLOUS OR MIX | DENTAL GENERAL SUPPLIES
15987 | 4229552504900 | ALLOGRAFT BONE SUBSTITUTE OSTEOINDUCTIVE GRANULES SIZE (1.0 - 2.0 MM) (2.0 CC) OR EQUIVALENT CORTICAL CANCELLOUS OR MIX | DENTAL GENERAL SUPPLIES
15988 | 4229552505000 | DERMAL ALLOGRAFT TISSUE FOR SOFT TISSUE AUGMENTATION 10 X 10 MM - THICK (1.0 - 1.5 MM) | DENTAL GENERAL SUPPLIES
15989 | 4229552505300 | DERMAL ALLOGRAFT TISSUE FOR SOFT TISSUE AUGMENTATION 10 X 20 MM - THICK (1.0 - 1.5 MM) | DENTAL GENERAL SUPPLIES
15990 | 4229552505400 | DERMAL ALLOGRAFT TISSUE FOR SOFT TISSUE AUGMENTATION 10 X 40 MM - THIN (0.5 - 1.0 MM) | DENTAL GENERAL SUPPLIES
15991 | 4229552505500 | DERMAL ALLOGRAFT TISSUE FOR SOFT TISSUE AUGMENTATION 10 X 40 MM - THICK (1.0 - 1.5 MM) | DENTAL GENERAL SUPPLIES
15992 | 4229552505600 | DERMAL ALLOGRAFT TISSUE FOR SOFT TISSUE AUGMENTATION 20 X 40 MM - THIN (0.5 - 1.0 MM) | DENTAL GENERAL SUPPLIES
15993 | 4229552505700 | DERMAL ALLOGRAFT TISSUE FOR SOFT TISSUE AUGMENTATION 20 X 40 MM - THICK (1.0 - 1.5 MM) | DENTAL GENERAL SUPPLIES
15994 | 4229552506100 | XENOGRAFT BONE SUBSTITUTE MATERIAL OSTEOCONDUCTIVE BOVINE OR HORSE IN ORIGIN LARGE GRANULES (1000 - 2000) (0.5 G) OR EQUIVALENT | DENTAL GENERAL SUPPLIES
15995 | 4229552506200 | XENOGRAFT BONE SUBSTITUTE MATERIAL OSTEOCONDUCTIVE BOVINE OR HORSE IN ORIGIN LARGE GRANULES (1000 - 2000) (1.0 G) OR EQUIVALENT | DENTAL GENERAL SUPPLIES
15996 | 4229552506300 | XENOGRAFT BONE SUBSTITUTE MATERIAL OSTEOCONDUCTIVE BOVINE OR HORSE IN ORIGIN LARGE GRANULES (1000 - 2000) (2.0 G) OR EQUIVALENT | DENTAL GENERAL SUPPLIES
15997 | 4229552506400 | XENOGRAFT BONE SUBSTITUTE MATERIAL OSTEOCONDUCTIVE BOVINE OR HORSE IN ORIGIN SMALL GRANULES (250 - 1000) (0.5 G) OR EQUIVALENT | DENTAL GENERAL SUPPLIES
15998 | 4229552506600 | XENOGRAFT BONE SUBSTITUTE MATERIAL OSTEOCONDUCTIVE BOVINE OR HORSE IN ORIGIN SMALL GRANULES (250 - 1000) (2.0 G) OR EQUIVALENT | DENTAL GENERAL SUPPLIES
15999 | 4215161059300 | COLLAGEN MEMBRANE CROSSLINKED FOR GUIDED BONE REGENERATION BOVINE OR EQUINE ORIGIN 30 X 40 MM ( +/-5 MM) | DENTAL GENERAL SUPPLIES
16000 | 4215281000000 | COLLAGEN SOCKET REPAIR MEMBRANE FOR SOCKET PRESERVATION TO MENTION THE SOURCE | DENTAL GENERAL SUPPLIES
16001 | 4229552501600 | MEMBRANE FIXATION TACK STAINLESS STEEL 3 MM LENGTH | DENTAL GENERAL SUPPLIES
16002 | 4229552501700 | MEMBRANE FIXATION TACK STAINLESS STEEL 4 MM LENGTH | DENTAL GENERAL SUPPLIES
16003 | 4229552501800 | MEMBRANE FIXATION TACK STAINLESS STEEL 5 MM LENGTH | DENTAL GENERAL SUPPLIES
16004 | 4215281000100 | PTFE OR EQUIVALENT NON - ABSORBABLE MEMBRANE REINFORCED WITH TITANIUM FOR GUIDE BONE REGENERATION ANTERIOR NARROW | DENTAL GENERAL SUPPLIES
16005 | 4215281000200 | PTFE OR EQUIVALENT NON- ABSORBABLE MEMBRANE REINFORCED WITH TITANIUM FOR GUIDE BONE REGENERATION ANTERIOR SINGLE | DENTAL GENERAL SUPPLIES
16006 | 4215281000300 | PTFE OR EQUIVALENT NON - ABSORBABLE MEMBRANE REINFORCED WITH TITANIUM FOR GUIDE BONE REGENERATION POSTERIOR LARGE | DENTAL GENERAL SUPPLIES
16007 | 4215281000400 | PTFE OR EQUIVALENT NON - ABSORBABLE MEMBRANE REINFORCED WITH TITANIUM FOR GUIDE BONE REGENERATION POSTERIOR SINGLE | DENTAL GENERAL SUPPLIES
16008 | 4215150163000 | MICRO APICAL PLACEMENT SYSTEM (MAP SYSTEM) UNIVERSAL KIT NITI FOR ORTHOGRADE AND RETROGRADE OBTURATIONS OF ANTERIOR AND POSTERIOR TEETH CONTAINS 1 STERILIZABLE ALUMINUM CASE 185 X 145 X 30 MM 1STAINLESS SYRINGE 1 NITI MEMORY SHAPE NEEDLE NDEG 0 (YELLOW) 1 HOOKED NEEDLE NDEG 0 + 6 SPARE PEEK PLUNGERS NDEG 0 + 1 CLEANING CURETTE NDEG 01 NITI MEMORY SHAPE NEEDLE NDEG 1 (RED) 1 HOOKED NEEDLE NDEG 1 + 6 SPARE PEEK PLUNGERS NDEG 1 + 1 CLEANING CURETTE NDEG 11 CURVED NEEDLE (INCL. NITI PLUNGER) NDEG 01 CURVED NEEDLE (INCL. NITI PLUNGER) NDEG 11 SS WELL Ø 14 MM 1 PASTE CLEANING DEVICE (KEY + STOPS) NDEG 01 PASTE CLEANING DEVICE (KEY + STOPS) NDEG | DENTAL GENERAL SUPPLIES
16009 | 4215150162900 | MICRO APICAL PLACEMENT SYSTEM (MAP SYSTEM) SURGICAL KIT FOR RETROGRADE OBTURATIONS. CONTAINS 1 STERILIZABLE ALUMINUM CASE 185 X 145 X 30 MM 1STAINLESS SYRINGE 1 TRIPLE - ANGLE NEEDLE RIGHT NDEG 0/R (YELLOW) 1 TRIPLE - ANGLE NEEDLE LEFT NDEG 0/L 1 TRIPLE - ANGLE NEEDLE « RETRO » RIGHT NDEG 0/R 1 TRIPLE - ANGLE NEEDLE « RETRO » LEFT NDEG 0/L+ 6 SPARE PEEK PLUNGERS NDEG 0 + 1 CLEANING CURETTE NDEG 01 TRIPLE - ANGLE NEEDLE RIGHT NDEG 1/R (RED) 1 TRIPLE - ANGLE NEEDLE LEFT NDEG 1/L+ 6 PISTONS PEEK NDEG 1 + 1 CLEANING CURETTE NDEG 11 SS WELL Ø 14 MM 1 PASTE CLEANING DEVICE (KEY + STOPS) NDEG 01 PASTE CLEANING DEVICE (KEY + STOPS) NDEG 1 | DENTAL GENERAL SUPPLIES
16010 | 4215150162800 | DENTAL EXAMINATION KIT : CONTAINS STAINLESS STEEL INSTRUMENTS:1. CASSETTE FOR 10 INSTRUMENTS 2. MOUTH MIRROR 3. EXPLORER DOUBLE ENDED 17/233. 4. COTTON PLIER TWEEZER 5. PLASTIC INSTRUMENT FLAT DOUBLE ENDED 6. SPOON EXCAVATOR MEDIUM DOUBLE ENDED HAVE A FLAT FACE COMPARED TO THE CURVED FACE OF SPOON EXCAVATORS. 7.SCISSORS. 8. PERIO PROBE UNC15 | DENTAL GENERAL SUPPLIES
16011 | 4215150113500 | MOUTH MIRROR NON-MAGNIFYING FRONT SURFACE (RADIUM COATED) SIMPLE STEM AUTOCLAVABLE SIZE 6 | DENTAL GENERAL SUPPLIES
16012 | 4215150044200 | MICROSURGICAL ULTRASONIC TIPS IRRIGATION PORTS DIAMOND OR ZIRCONIUM NITRIDE COATING SHAFT AND TIP ANGLES 9 MM CUTTING SURFACE TAPER 8% FITTING IN PIEZO ULTRASONIC MACHINE ONE EACH (EA) = ONE (1) PACK" | DENTAL GENERAL SUPPLIES
16013 | 4215150044100 | MICROSURGICAL ULTRASONIC TIPS IRRIGATION PORTS DIAMOND OR ZIRCONIUM NITRIDE COATING SHAFT AND TIP ANGLES 6 MM CUTTING SURFACE TAPER 9% FITTING IN PIEZO ULTRASONIC MACHINE ONE EACH (EA) = ONE (1) PACK | DENTAL GENERAL SUPPLIES
16014 | 4215150044000 | MICROSURGICAL ULTRASONIC TIPS IRRIGATION PORTS RIGHT ORIENTED DIAMOND OR ZIRCONIUM NITRIDE COATING SHAFT AND TIP ANGLES MULTI - ANGLE TIPS 3 MM CUTTING SURFACE TAPER 10% FITTING IN PIEZO ULTRASONIC MACHINE ONE EACH (EA) = ONE (1) PACK | DENTAL GENERAL SUPPLIES
16015 | 4215150043900 | MICROSURGICAL ULTRASONIC TIPS IRRIGATION PORTS LEFT ORIENTED DIAMOND OR ZIRCONIUM NITRIDE COATING SHAFT AND TIP ANGLES MULTI - ANGLE TIPS 3 MM CUTTING SURFACE TAPER 10% FITTING IN PIEZO ULTRASONIC MACHINE ONE EACH (EA) = ONE (1) PACK | DENTAL GENERAL SUPPLIES
16016 | 4215150014500 | MICRO SURGICAL RECTANGULAR MIRROR 4 MM | DENTAL GENERAL SUPPLIES
16017 | 4215150014400 | MICRO SURGICAL RECTANGULAR MIRROR 3 MM | DENTAL GENERAL SUPPLIES
16018 | 4215150014300 | MICRO SURGICAL RECTANGULAR MIRROR 2 MM | DENTAL GENERAL SUPPLIES
16019 | 4215161060100 | RESORBABLE COLLAGEN TAPE SIZE ( 2.5 CM X 7.5 CM) THICKNESS 1 MM | DENTAL GENERAL SUPPLIES
16020 | 4215161060000 | RESORBABLE COLLAGEN PLUG FOR WOUND DRESSING SIZE (10X 20 MM) | DENTAL GENERAL SUPPLIES
16021 | 4215161059900 | PERICARDIUM MEMBRANE FOR GUIDED BONE REGENERATION SIZE 30 X 40 MM ( +/-5 MM) | DENTAL GENERAL SUPPLIES
16022 | 4215161059800 | PERICARDIUM MEMBRANE FOR GUIDED BONE REGENERATION SIZE 20 X 30 MM ( +/-5 MM) | DENTAL GENERAL SUPPLIES
16023 | 4215161059700 | PERICARDIUM MEMBRANE FOR GUIDED BONE REGENERATION SIZE 15 X 20 MM ( +/-5 MM) | DENTAL GENERAL SUPPLIES
16024 | 4215161059600 | COLLAGEN MEMBRANE NON - CROSSLINKED FOR GUIDED BONE REGENERATION BOVINE OR EQUINE ORIGIN 30 X 40 MM ( +/-5 MM) | DENTAL GENERAL SUPPLIES
16025 | 4215161059500 | COLLAGEN MEMBRANE NON - CROSSLINKED FOR GUIDED BONE REGENERATION BOVINE OR EQUINE ORIGIN 20 X 30 MM ( +/-5 MM) | DENTAL GENERAL SUPPLIES
16026 | 4215161059400 | COLLAGEN MEMBRANE NON - CROSSLINKED FOR GUIDED BONE REGENERATION BOVINE OR EQUINE ORIGIN 15 X 20 MM ( +/-5 MM) | DENTAL GENERAL SUPPLIES
16027 | 4215161059200 | COLLAGEN MEMBRANE CROSSLINKED FOR GUIDED BONE REGENERATION BOVINE OR EQUINE ORIGIN 20 X 30 MM ( +/-5 MM) | DENTAL GENERAL SUPPLIES
16028 | 4215161003900 | HANDHELD PERIOTEST M FOR IMPLANT STABILITY MEASUREMENT | DENTAL GENERAL SUPPLIES
16029 | 4215150101400 | MOUTH MIRROR NON-MAGNIFYING PLANE SURFACE SIMPLE STEM AUTOCLAVABLE SIZE 6 | DENTAL GENERAL SUPPLIES
16030 | 4215150078500 | MICRO - SURGICAL SCISSORS FOR MICRO SUTURING | DENTAL GENERAL SUPPLIES
16031 | 4215150014600 | MICRO - SURGICAL NEEDLE HOLDER | DENTAL GENERAL SUPPLIES
16032 | 4215150014200 | MICRO SURGICAL PLUGGER 0.75 MM | DENTAL GENERAL SUPPLIES
16033 | 4215150014100 | MICRO SURGICAL PLUGGER 0.50 MM | DENTAL GENERAL SUPPLIES
16034 | 4215150014000 | MICRO SURGICAL PLUGGER 0.25 MM | DENTAL GENERAL SUPPLIES
16035 | 4215248001700 | VINYL POLYSILOXANE IMPRESSION MATERIAL LIGHT BODY (AUTO MIX) SYRINGES FAST SET SUPPLIED WITH NOT LESS THAN 6 MIXING TIPS AND 10 PIECES INTRA - ORAL TIPS ONE EACH (EA) = ONE (1) SET | DENTAL GENERAL SUPPLIES
16036 | 4215248001800 | VINYL POLYSILOXANE IMPRESSION MATERIAL LIGHT BODY (AUTO MIX) SYRINGES REGULAR SET SUPPLIED WITH NOT LESS THAN 6 MIXING TIPS AND 10 PIECES INTRA - ORAL TIPS ONE EACH (EA) = ONE (1) SET | DENTAL GENERAL SUPPLIES
16037 | 4215248001600 | VINYL POLYSILOXANE IMPRESSION MATERIAL REGULAR BODY (AUTO MIX) SYRINGES REGULAR SET SUPPLIED WITH NOT LESS THAN 6 MIXING TIPS AND 10 PIECES INTRA - ORAL TIPS ONE EACH (EA) = ONE (1) SET | DENTAL GENERAL SUPPLIES
16038 | 4215270003200 | DENTAL SHIM STOCK FOIL TAPE | DENTAL GENERAL SUPPLIES
16039 | 4215244400100 | ASTRINGENT RETRACTION PASTE CAPSULE CONTAINS AT LEAST 15% ALUMINUM CHLORIDE TO PLACED DIRECTLY INTO THE SULCUS VIA A HIGHLY INNOVATIVE EASY TO USE HYGIENIC UNIT - DOSE CAPSULE. THE CAPSULE ARE COMPATIBLE WITH MOST COMPOSITE DISPENSERS | DENTAL GENERAL SUPPLIES
16040 | 4215248001100 | BITE REGISTRATION MATERIAL VINYL POLYSILOXANE FAST SETTING BITE REGISTRATION MATERIAL (AUTO MIX) ONE EACH (EA) = ONE (1) PACK | DENTAL GENERAL SUPPLIES
16041 | 4215242401900 | ZINC PHOSPHATE CEMENT POWDER AND LIQUID | DENTAL GENERAL SUPPLIES
16042 | 4215242402000 | DUAL CURE RESIN LUTING CEMENT KIT COMPLETE KIT OF ESTHETIC RESIN CEMENT KIT CAN BE USED AS LIGHT CURE FOR CEMENTING ALL TYPE OF VENEERS CROWNS BRIDGES INLAYS AND ONLAYS RESTORATIONS MADE FROM CERAMIC OR COMPOSITE AND CAN BE USED AS DUAL CURE BY ADDING CATALYST FOR CEMENTING METAL RESTORATIONS KIT CONSISTS OF THE FOLLOWING AT LEAST 4 SHADES LIGHT CURE CEMENT (ASSORTED TRANSLUCENT - OPAQUE SHADES) AT LEAST 2 SYRINGES UNIVERSAL SHADE DUAL CURE CATALYST AT LEAST 4 SHADES TRY - IN PASTE (WATER - SOLUBLE) MATCHING CEMENT SHADES X 1STEP DENTIN PRIMER/ADHESIVE. X ETCHING GEL 37% PHOSPHORIC ACID X SALINE PORCELAIN PRIMER X ACCESSORIES SYRINGE TIPS DISPOSABLE BRUSH MIXING SPATULA MIXING WELL MIXING PAD ONE EACH (EA) = ONE (1) KIT | DENTAL GENERAL SUPPLIES
16043 | 4215242402100 | DUAL CURE SELF ADHESIVE RESIN LUTING CEMENT CAPSULE MADE FROM CERAMIC OR COMPOSITE FOR CEMENTING ALL TYPE OF CROWNS BRIDGES INLAYS ONLAYS AND POSTS RESTORATIONS (ASSORTED TRANSLUCENT - OPAQUE SHADES) | DENTAL GENERAL SUPPLIES
16044 | 4215242402200 | TEMPORARY CEMENT FOR CROWN AND BRIDGE KIT EUGENOL FREE BASE + CATALYST PASTES WITH MIXING PAD | DENTAL GENERAL SUPPLIES
16045 | 4215242402300 | TEMPORARY CEMENT FOR CROWN AND BRIDGE KIT WITH EUGENOL BASE + CATALYST PASTES | DENTAL GENERAL SUPPLIES
16046 | 4215270003300 | GREEN STICK COMPOUND FOR BORDER MOLDING | DENTAL GENERAL SUPPLIES
16047 | 4215180400100 | GINGIVAL CORD APPLICATOR/PACKER STAINLESS STEEL LARGE SIZE | DENTAL GENERAL SUPPLIES
16048 | 4215180400000 | GINGIVAL CORD APPLICATOR/PACKER STAINLESS STEEL SMALL SIZE | DENTAL GENERAL SUPPLIES
16049 | 4215260400000 | RETRACTION CORD SIZE 00 KNITTED RETRACTION CORD NOT BRAIDED OR TWISTED 100% COTTON ABOUT 2 - 2.5 M/PKG | DENTAL GENERAL SUPPLIES
16050 | 4215260401100 | RETRACTION CORD SIZE 0 KNITTED RETRACTION CORD NOT BRAIDED OR TWISTED 100% COTTON ABOUT 2 - 2.5 M/PKG | DENTAL GENERAL SUPPLIES
16051 | 4215260401200 | RETRACTION CORD SIZE 1 KNITTED RETRACTION CORD NOT BRAIDED OR TWISTED 100% COTTON ABOUT 2 - 2.5 M/PKG | DENTAL GENERAL SUPPLIES
16052 | 4215260400300 | RETRACTION CORD SIZE 2 KNITTED RETRACTION CORD NOT BRAIDED OR TWISTED 100% COTTON ABOUT 2 - 2.5 M/PKG | DENTAL GENERAL SUPPLIES
16053 | 4215260401800 | RETRACTION CORD SIZE 0 100% COTTON KNITTED EPINEPHRINE IMPREGNATED (BOTTLED) | DENTAL GENERAL SUPPLIES
16054 | 4215260401300 | RETRACTION CORD SIZE 00 100% COTTON KNITTED EPINEPHRINE IMPREGNATED (BOTTLED) | DENTAL GENERAL SUPPLIES
16055 | 4215260401400 | RETRACTION CORD SIZE 000 100% COTTON KNITTED EPINEPHRINE IMPREGNATED (BOTTLED) | DENTAL GENERAL SUPPLIES
16056 | 4215260401500 | RETRACTION CORD SIZE 01 100% COTTON KNITTED EPINEPHRINE IMPREGNATED (BOTTLED) | DENTAL GENERAL SUPPLIES
16057 | 4215260401600 | RETRACTION CORD SIZE 2 100% COTTON KNITTED EPINEPHRINE IMPREGNATED (BOTTLED) | DENTAL GENERAL SUPPLIES
16058 | 4215160500100 | CROWN REMOVER MORREL WITH 3 INSERTS STAINLESS STEEL | DENTAL GENERAL SUPPLIES
16059 | 4215211400600 | AUTOMIX GUN FOR IMPRESSION MATERIAL RATIO 1:1 | DENTAL GENERAL SUPPLIES
16060 | 4215248001200 | ALGINATE IMPRESSION MATERIAL (IRREVERSIBLE HYDRO COLLOID) FAST SET CADMIUM LEAD AND DUST FREE 500 G/PKG | DENTAL GENERAL SUPPLIES
16061 | 4215248001900 | ALGINATE IMPRESSION MATERIAL (IRREVERSIBLE HYDRO COLLOID) REGULAR SET CADMIUM LEAD AND DUST FREE 500 G/PKG | DENTAL GENERAL SUPPLIES
16062 | 4215210503800 | IMPRESSION SECTIONAL TRAYS DISPOSABLE SECTIONAL PLASTIC IMPRESSION TRAYS PERFORATED RIGID FRAME FOR ANTERIOR AND POSTERIOR (RIGHT AND LEFT) LARGE SIZE (20/BOX) | DENTAL GENERAL SUPPLIES
16063 | 4215210501700 | IMPRESSION SECTIONAL TRAYS DISPOSABLE SECTIONAL PLASTIC IMPRESSION TRAYS PERFORATED RIGID FRAME FOR ANTERIOR AND POSTERIOR (RIGHT AND LEFT) MEDIUM SIZE 20/BOX | DENTAL GENERAL SUPPLIES
16064 | 4215210501800 | IMPRESSION SECTIONAL TRAYS DISPOSABLE SECTIONAL PLASTIC IMPRESSION TRAYS PERFORATED RIGID FRAME FOR ANTERIOR AND POSTERIOR (RIGHT AND LEFT) SMALL SIZE 20/BOX | DENTAL GENERAL SUPPLIES
16065 | 4215210500400 | IMPRESSION TRAYS PERFORATED MEDIUM SIZE UPPER AND LOWER (20/BOX) DISPOSABLE | DENTAL GENERAL SUPPLIES
16066 | 4215210500300 | IMPRESSION TRAYS PERFORATED LARGE SIZE UPPER AND LOWER (20/BOX) DISPOSABLE | DENTAL GENERAL SUPPLIES
16067 | 4215245700200 | POLYCARBOXYLATE CEMENT (POWDER TO BE USED WITH WATER) | DENTAL GENERAL SUPPLIES
16068 | 4215150500500 | PORCELAIN ETCHING KIT (9% HYDROFLUORIC ACID) IN SYRINGES AT LEAST 4 SYRINGES PER KIT INCLUDING SALINE + WITH TIPS | DENTAL GENERAL SUPPLIES
16069 | 4215161703700 | POST SYSTEM KIT PASSIVE PARALLEL SIDE FOR CASTING TECHNIQUE INCLUDE POST DRILLS UNIVERSAL HAND DRIVER . POST ASSORTED SIZES IMPRESSION POSTS TEMPORARY POSTS BURN - OUT POSTS | DENTAL GENERAL SUPPLIES
16070 | 4215245100300 | COLORED PRESSURE INDICATOR SPRAY FOR FIXED PROSTHESIS | DENTAL GENERAL SUPPLIES
16071 | 4215246200200 | COMPLETE KIT. CHAIR SIDE SOFT DENTURE RELINE MATERIAL SOFT CONSISTENCY WITH IMPROVED FLOW RATE TO ACHIEVE PROPER THICKNESS PACK IN INJECTABLE CARTRIDGE | DENTAL GENERAL SUPPLIES
16072 | 4215242501700 | SELF CURE ACRYLIC RESIN TEMPORARY CROWN AND BRIDGE MATERIAL HIGH IMPACT (CLINICAL KIT) NOT LESS THAN 5 SHADES/KIT + LIQUID ONE EACH (EA) = ONE (1) KIT | DENTAL GENERAL SUPPLIES
16073 | 4215245312400 | TEMPORARY RESIN FILLING MATERIAL LIGHT CURED FOR INLAYS AND ONLAYS RESTORATION | DENTAL GENERAL SUPPLIES
16074 | 4215251600800 | TISSUE CONDITIONER MATERIAL FOR DENTURE POWDER AND LIQUID KIT WITH PLASTIC MIXING CUPS AND SMALL SPATULA | DENTAL GENERAL SUPPLIES
16075 | 4215210505100 | PERFORATED EDENTULOUS IMPRESSION TRAYS STAINLESS STEEL UPPER AND LOWER LARGE SIZE | DENTAL GENERAL SUPPLIES
16076 | 4215210504800 | PERFORATED EDENTULOUS IMPRESSION TRAYS STAINLESS STEEL UPPER AND LOWER MEDIUM SIZE | DENTAL GENERAL SUPPLIES
16077 | 4215210503900 | PERFORATED EDENTULOUS IMPRESSION TRAYS STAINLESS STEEL UPPER AND LOWER XLARGE SIZE | DENTAL GENERAL SUPPLIES
16078 | 4215210505000 | PERFORATED EDENTULOUS IMPRESSION TRAYS STAINLESS STEEL UPPER AND LOWER SMALL SIZE | DENTAL GENERAL SUPPLIES
16079 | 4215210504900 | PERFORATED EDENTULOUS IMPRESSION TRAYS COMPLETE SET OF 4 STAINLESS STEEL UPPER AND LOWER SIZE S SMALL MEDIUM LARGE AND X - LARGE | DENTAL GENERAL SUPPLIES
16080 | 4215164800600 | BOLEY GAUGE | DENTAL GENERAL SUPPLIES
16081 | 4215222100100 | BOX FOR STUDY MODELS 3 X 3 X 9 INCHES CARDBOARD | DENTAL GENERAL SUPPLIES
16082 | 4215210504000 | DUAL ARCH IMPRESSION TRAY ANTERIOR | DENTAL GENERAL SUPPLIES
16083 | 4215210504200 | DUAL ARCH IMPRESSION TRAY THREE QUARTER ARCH | DENTAL GENERAL SUPPLIES
16084 | 4215210504400 | DUAL ARCH IMPRESSION TRAY FULL ARCH | DENTAL GENERAL SUPPLIES
16085 | 4215210504500 | DUAL ARCH IMPRESSION TRAY POSTERIOR | DENTAL GENERAL SUPPLIES
16086 | 4215210504600 | DUAL ARCH IMPRESSION TRAY SIDELESS POSTERIOR | DENTAL GENERAL SUPPLIES
16087 | 4215150333800 | POLYCARBONATE CROWN KIT ANTERIOR AND PREMOLAR AT LEAST 180 ASSORTED SIZE AND TEETH | DENTAL GENERAL SUPPLIES
16088 | 4215211400500 | POLYETHER IMPRESSION MATERIAL REGULAR BODY REGULAR SET BASE AND CATALYST FOR MACHINE DISPENSING | DENTAL GENERAL SUPPLIES
16089 | 4215211400300 | POLYETHER IMPRESSION MATERIAL PACK LIGHT VISCOSITY FAST SET BASE AND CATALYST KIT | DENTAL GENERAL SUPPLIES
16090 | 4215211600000 | POST REFILL WHITE FIBER - RESIN CYLINDRICAL SIZE 4 | DENTAL GENERAL SUPPLIES
16091 | 4215211600100 | POST REFILL WHITE FIBER - RESIN CYLINDRICAL SIZE 5 | DENTAL GENERAL SUPPLIES
16092 | 4215211600200 | POST REFILL WHITE FIBER - RESIN CYLINDRICAL SIZE 6 | DENTAL GENERAL SUPPLIES
16093 | 4215163801300 | CROWN CUTTING SCISSORS CURVED | DENTAL GENERAL SUPPLIES
16094 | 4215163801100 | CROWN CUTTING SCISSORS STRAIGHT | DENTAL GENERAL SUPPLIES
16095 | 4215248001500 | VINYL POLYSILOXANE IMPRESSION MATERIAL PUTTY CONSISTENCY HYDROPHILIC REGULAR SETTING TIME ONE EACH (EA) = ONE (1) PACK | DENTAL GENERAL SUPPLIES
16096 | 4215241203000 | FOIL LAMINATED BLUE ARTICULAR WAX | DENTAL GENERAL SUPPLIES
16097 | 4215161476400 | DYNAMIC MIXING TIP FOR AUTOMIX MACHINE PENTA OR EQUIVALENT | DENTAL GENERAL SUPPLIES
16098 | 4215150004900 | SYRINGE FOR FREE FLOW IMPRESSION | DENTAL GENERAL SUPPLIES
16099 | 4215150019300 | AMALGAM PLUGGER (CONDENSER) HOLLENBACK #3 | DENTAL GENERAL SUPPLIES
16100 | 4215150019200 | AMALGAM PLUGGER (CONDENSER) HOLLENBACK #4 | DENTAL GENERAL SUPPLIES
16101 | 4215150019100 | AMALGAM PLUGGER (CONDENSER) DOUBLE ENDED SMALL | DENTAL GENERAL SUPPLIES
16102 | 4215150019000 | AMALGAM PLUGGER (CONDENSER) DOUBLE ENDED REG.SIZE | DENTAL GENERAL SUPPLIES
16103 | 4215150018900 | AMALGAM PLUGGER (CONDENSER) DOUBLE ENDED BIG SIZE | DENTAL GENERAL SUPPLIES
16104 | 4215150018800 | AMALGAM PLUGGER (CONDENSER) DOUBLE ENDED #4 DE | DENTAL GENERAL SUPPLIES
16105 | 4215150018700 | AMALGAM PLUGGER (CONDENSER) DOUBLE ENDED #2 DE | DENTAL GENERAL SUPPLIES
16106 | 4215150018600 | AMALGAM PLUGGER (CONDENSER) DOUBLE ENDED #0.7 - 1.1 MM | DENTAL GENERAL SUPPLIES
16107 | 4215150018500 | AMALGAM PLUGGER (CONDENSER) DOUBLE END MARKLEY #5 DE | DENTAL GENERAL SUPPLIES
16108 | 4215150018400 | AMALGAM PLUGGER (CONDENSER) DOUBLE END MARKLEY #3 DE | DENTAL GENERAL SUPPLIES
16109 | 4215150018300 | AMALGAM PLUGGER (CONDENSER) DOUBLE END MARKLEY #1 DE | DENTAL GENERAL SUPPLIES
16110 | 4215150018200 | AMALGAM PLUGGER (CONDENSER) DOUBLE END HOLLENBACK #1/2 | DENTAL GENERAL SUPPLIES
16111 | 4215150098700 | COATING FOR GLASS IONOMER COMPOSITE AND TEMPORARY RESTORATIONS | DENTAL GENERAL SUPPLIES
16112 | 4215150081800 | PROPHY POWDER CLEANING FOR EMS MACHINE 40 G | DENTAL GENERAL SUPPLIES
16113 | 4215150019400 | AMALGAM WELL | DENTAL GENERAL SUPPLIES
16114 | 4215150018100 | AMALGAM FILLING INSTRUMENT LADMORE | DENTAL GENERAL SUPPLIES
16115 | 4215150018000 | AMALGAM CARVER HOLLENBACK #3 S | DENTAL GENERAL SUPPLIES
16116 | 4215150017900 | AMALGAM CARRIER STRAIGHT #AC3 | DENTAL GENERAL SUPPLIES
16117 | 4215150017800 | AMALGAM CARRIER STAINLESS DOUBLE ENDED | DENTAL GENERAL SUPPLIES
16118 | 4215150017700 | AMALGAM CARRIER S. STEEL SINGLE ENDED | DENTAL GENERAL SUPPLIES
16119 | 4215150017600 | AMALGAM CARRIER RIGHT ANGLE MINI | DENTAL GENERAL SUPPLIES
16120 | 4215150017500 | AMALGAM CARRIER RIGHT ANGLE | DENTAL GENERAL SUPPLIES
16121 | 4215150005200 | WEDGE PLASTIC SMALL SIZE | DENTAL GENERAL SUPPLIES
16122 | 4215150005100 | WEDGE PLASTIC MEDIUM SIZE | DENTAL GENERAL SUPPLIES
16123 | 4215150005000 | KIT PLASTIC WEDGES ASSORTED SIZE | DENTAL GENERAL SUPPLIES
16124 | 4215245300500 | ESTHETIC LIGHT CURING LUTING COMPOSITE KIT USED AS PERMANENT CEMENTATION OF GLASS-CERAMIC LITHIUM DISILICATE GLASS-CERAMIC AND COMPOSITE RESTORATION (INLAY ONLAY AND VENEER) INCLUDES AT LEAST 3 DIFFERENT ESTHETIC SHADES WITH AT LEAST 3 DIFFERENT TRY IN PASTE SHADES | DENTAL GENERAL SUPPLIES
16125 | 4215247400500 | UNIVERSAL MULTI - SURFACE PRIMER FOR ALL TYPES OF RESTORATIVE MATERIALS | DENTAL GENERAL SUPPLIES
16126 | 4215242400200 | SELF-ETCHING SINGLE-COMPONENT CERAMIC PRIMER FOR GLASS-CERAMIC PRE- TREATMENT OF GLASS-CERAMIC SURFACES PRIOR TO THE ADHESIVE LUTING PROCEDURE WITH LUTING COMPOSITES | DENTAL GENERAL SUPPLIES
16127 | 4215245312800 | GLASS IONOMER LIGHT CURE FILLING MATERIAL KIT IN CAPSULE FORM (ASSORTED SHADES ) | DENTAL GENERAL SUPPLIES
16128 | 4215245311300 | GLASS IONOMER LIGHT CURE LINER AND BASE MATERIAL COMPLETE KIT OF POWDER + LIQUID + MIXING PADS + DISPENSER SCOOP MEASURE | DENTAL GENERAL SUPPLIES
16129 | 4215245311400 | GLASS IONOMER CHEMICAL CURE FILLING MATERIAL KIT ASSORTED SHADES - POWDER AND LIQUID + MEASURING SPOON + MIXING PAD + SPECIAL VARNISH | DENTAL GENERAL SUPPLIES
16130 | 4215245700300 | GLASS IONOMER LUTING CEMENT KIT FAST SET | DENTAL GENERAL SUPPLIES
16131 | 4215245312300 | COMPOMER RESTORATIVE MATERIAL KIT LIGHT CURE OF DIFFERENT SHADES WITH BONDING AGENT AND ACCESSORIES ONE EACH (EA) = ONE (1) KIT | DENTAL GENERAL SUPPLIES
16132 | 4215245311600 | COMPOSITE RESIN DUAL CURE KIT FOR CORE BUILD - UP MULTIPLE SHADES AUTO DISPENSER INCLUDING TIPS | DENTAL GENERAL SUPPLIES
16133 | 4215245312700 | DENTAL COMPOSITE FILLING MATERIAL HIGHLY ESTHETIC LIGHT CURED MATERIAL NANOFILLERS TYPE MINIMUM OF 5 SHADES KIT + BONDING AGENT + ACCESSORIES ONE EACH (EA) = ONE (1) KIT | DENTAL GENERAL SUPPLIES
16134 | 4215242402500 | BONDING KIT 5 TH GENERATION - WITH ETCHANT GEL IN SYRINGE WITH TIPS ENAMEL AND DENTIN LIGHT CURE BONDING MATERIAL BRUSH HANDLE + DISPOSABLE BRUSH TIPS OR FUZZY TIPS | DENTAL GENERAL SUPPLIES
16135 | 4215242402600 | UNIVERSAL BONDING MATERIAL SYSTEM LIGHT CURED REFILL BOTTLE | DENTAL GENERAL SUPPLIES
16136 | 4215260100000 | ARTICULATING PAPER RED AND BLUE COLOR THIN (80 MICRON) BOOK OF 100 - 150 LEAVES | DENTAL GENERAL SUPPLIES
16137 | 4215260100900 | ARTICULATING PAPER BLUE COLOR EXTRA THIN (40 MICRON OR LESS) BOOK OF 100 - 150 LEAVES | DENTAL GENERAL SUPPLIES
16138 | 4215260100800 | ARTICULATING PAPER HORSESHOE SHAPE RED AND BLUE COLOR THIN (80 MICRON OR LESS) BOOK OF 100 - 150 LEAVES | DENTAL GENERAL SUPPLIES
16139 | 4215260100700 | ARTICULATING PAPER RED AND BLUE COLOR EXTRA THIN (40 MICRON OR LESS) BOOK OF 100 - 150 LEAVES | DENTAL GENERAL SUPPLIES
16140 | 4215260100600 | ARTICULATING PAPER RED COLOR EXTRA THIN (40 MICRON OR LESS) BOOK OF 100 - 150 LEAVES | DENTAL GENERAL SUPPLIES
16141 | 4215161300400 | BURNISHER BALL DOUBLE ENDED | DENTAL GENERAL SUPPLIES
16142 | 4215161300300 | BURNISHER FOOTBALL DOUBLE ENDED | DENTAL GENERAL SUPPLIES
16143 | 4215160300000 | CALCIUM HYDROXIDE PASTE IN TWO TUBES BASE 13G AND CATALYST 11G SYSTEM WITH MIXING PAD RADIOPAQUE | DENTAL GENERAL SUPPLIES
16144 | 4215180605700 | CELLULOID STRIPS .002 X.375 X 4 INCH 100/PKG | DENTAL GENERAL SUPPLIES
16145 | 4215181801500 | AMALGAM CONDENSER STAINLESS STEEL DOUBLE ENDED SERRATED LARGE | DENTAL GENERAL SUPPLIES
16146 | 4215181801400 | AMALGAM CONDENSER STAINLESS STEEL DOUBLE ENDED SERRATED MEDIUM | DENTAL GENERAL SUPPLIES
16147 | 4215181801300 | AMALGAM CONDENSER STAINLESS STEEL DOUBLE ENDED SERRATED SMALL | DENTAL GENERAL SUPPLIES
16148 | 4215181801200 | AMALGAM CONDENSER STAINLESS STEEL DOUBLE ENDED SMOOTH LARGE | DENTAL GENERAL SUPPLIES
16149 | 4215181801100 | AMALGAM CONDENSER STAINLESS STEEL DOUBLE ENDED SMOOTH MEDIUM | DENTAL GENERAL SUPPLIES
16150 | 4215181801000 | AMALGAM CONDENSER STAINLESS STEEL DOUBLE ENDED SMOOTH SMALL | DENTAL GENERAL SUPPLIES
16151 | 4215181801700 | CONDENSER STAINLESS STEEL FLAT ENDED SMALL LONG SHANK | DENTAL GENERAL SUPPLIES
16152 | 4215150333900 | CELLULOID CROWN FORMS FOR UPPER ANTERIOR PERMANENT TEETH (MENTION THE QUANTITY) ONE EACH (EA) = ONE (1) KIT | DENTAL GENERAL SUPPLIES
16153 | 4215150500000 | ETCHING GEL 35 - 37.5% PHOSPHORIC ACID CONCENTRATION IDEAL VISCOSITY SYRINGE TIP DELIVERY THE KIT SHOULD CONTAIN NOT LESS THAN 4 SYRINGES MINIMUM 1.2 ML OF PHOSPHORIC ACID/SYRINGE WITH MICRO TIPS ONE EACH (EA) = ONE (1) PACK | DENTAL GENERAL SUPPLIES
16154 | 4215160601800 | CARVER INTERPROXIMAL LONG DOUBLE ENDED | DENTAL GENERAL SUPPLIES
16155 | 4215160601700 | CARVER LONG DOUBLE ENDED | DENTAL GENERAL SUPPLIES
16156 | 4215160601900 | CARVER DISCOID AND CLEOID DOUBLE ENDED | DENTAL GENERAL SUPPLIES
16157 | 4215161901300 | INSTRUMENT DENTAL EXCAVATOR 17W HEAVY #6 SATIN STEEL HANDLE | DENTAL GENERAL SUPPLIES
16158 | 4215161900500 | SPOON EXCAVATOR STAINLESS STEEL ROUND DOUBLE ENDED TIP DIAMETER (1.5MM) | DENTAL GENERAL SUPPLIES
16159 | 4215161901200 | SPOON EXCAVATOR STAINLESS STEEL ROUND DOUBLE ENDED TIP DIAMETER (1.8MM) | DENTAL GENERAL SUPPLIES
16160 | 4215161900900 | DISCOID#160;CLEOID#160;EXCAVATOR STAINLESS STEEL ROUND DOUBLE ENDED TIP DIAMETER (1.2MM) | DENTAL GENERAL SUPPLIES
16161 | 4215161900800 | DISCOID#160;CLEOID#160;EXCAVATOR STAINLESS STEEL ROUND DOUBLE ENDED TIP DIAMETER (1.5MM) | DENTAL GENERAL SUPPLIES
16162 | 4215161901000 | DISCOID#160;CLEOID#160;EXCAVATOR STAINLESS STEEL ROUND DOUBLE ENDED TIP DIAMETER (1.8MM) | DENTAL GENERAL SUPPLIES
16163 | 4215161901100 | ENDODONTIC SPOON EXCAVATOR STAINLESS STEEL DOUBLE ENDED APPROXIMATE SIZE 31L | DENTAL GENERAL SUPPLIES
16164 | 4215162304000 | ARTICULATING PAPER FORCEPS - MILLER STAINLESS STEEL CURVED | DENTAL GENERAL SUPPLIES
16165 | 4215162304100 | ARTICULATING PAPER FORCEPS - MILLER STAINLESS STEEL STRAIGHT | DENTAL GENERAL SUPPLIES
16166 | 4215181800900 | PLASTIC COMPOSITE FILLING INSTRUMENT FLAT CONDENSER MEDIUM DOUBLE ENDED AUTOCLAVABLE | DENTAL GENERAL SUPPLIES
16167 | 4215181801600 | PLASTIC COMPOSITE FILLING INSTRUMENT FLAT CONDENSER SMALL DOUBLE ENDED AUTOCLAVABLE | DENTAL GENERAL SUPPLIES
16168 | 4215163000400 | INSTRUMENT TEMPORARY FILLING FLAT END MEDIUM DOUBLE ENDED AUTOCLAVABLE | DENTAL GENERAL SUPPLIES
16169 | 4215163000300 | INSTRUMENT TEMPORARY FILLING FLAT END SMALL DOUBLE ENDED AUTOCLAVABLE | DENTAL GENERAL SUPPLIES
16170 | 4215290200900 | MATRIX BAND T - BAND CURVED NARROW | DENTAL GENERAL SUPPLIES
16171 | 4215290201600 | MATRIX BAND T - BAND CURVED WIDE (12/PAK) | DENTAL GENERAL SUPPLIES
16172 | 4215290201200 | MATRIX BAND T - BAND STRAIGHT WIDE | DENTAL GENERAL SUPPLIES
16173 | 4215290202600 | RETAINER TOFFLEMIRE MATRIX STRAIGHT UNIVERSAL STAINLESS STEEL | DENTAL GENERAL SUPPLIES
16174 | 4215290202000 | MATRIX BAND TOFFLEMIRE STAINLESS STEEL SIZE 1 GAUGE. 0015 | DENTAL GENERAL SUPPLIES
16175 | 4215290202400 | MATRIX BAND TOFFLEMIRE STAINLESS STEEL SIZE 2 GAUGE. 0015 | DENTAL GENERAL SUPPLIES
16176 | 4215290202100 | MATRIX BAND TOFFLEMIRE STAINLESS STEEL SIZE 3 GAUGE. 0015 | DENTAL GENERAL SUPPLIES
16177 | 4215290202200 | MATRIX BAND TOFFLEMIRE STAINLESS STEEL SIZE 13 GAUGE. 0015 | DENTAL GENERAL SUPPLIES
16178 | 4215260300000 | TITANIUM RETENTIVE PINS WITH ROUNDED RETENTIVE HEAD - SHOULDER STOP - INVERTED THREAD DESIGN - SMALL DIAMETER 0.525 MM (0.021 INCH) (25 PINS/BOX WITH 2 MATCHING DRILL AND UNIVERSAL HAND DRIVERS) ONE EACH (EA) = ONE (1) KIT | DENTAL GENERAL SUPPLIES
16179 | 4215162403600 | PLASTIC FILLING INSTRUMENT SET FOR COMPOSITE RESTORATIVE HIGH GLOSS POLISHED OR TEPHLONATED DIFFERENT SHAPES MINIMUM 4 INSTRUMENT/SET ONE EACH (EA) = ONE (1) SET | DENTAL GENERAL SUPPLIES
16180 | 4215162403700 | PLASTIC FILLING INSTRUMENT STAINLESS STEEL DOUBLE ENDED SIZE LARGE | DENTAL GENERAL SUPPLIES
16181 | 4215162403500 | DENTAL PLASTIC FILLING INSTRUMENT STAINLESS STEEL DOUBLE ENDED SIZE SMALL/MEDIUM | DENTAL GENERAL SUPPLIES
16182 | 4215180603900 | POLISHING CELLULOID DUAL STRIPS COLOR CODED COARSE/MEDIUM 100/PKG | DENTAL GENERAL SUPPLIES
16183 | 4215180504500 | POLISHING DISCS KIT WITH MINIATURIZED ROUND EYELET EXTRA THIN: 1. TWO DISC DIAMETERS WITH ROUND EYELET 2. GRIT TYPES AND SIZE S: SUPER FINE 1200 GRIT ALUMINUM OXIDE FINE 600 GRIT ALUMINUM OXIDE MEDIUM 360 GRIT ALUMINUM OXIDE COARSE 150 GRIT ALUMINUM OXIDE 3. DISC THICKNESS: SU PER FINE 0.010 - 0.020 INCH FINE 0.012 - 0.020 INCH MEDIUM 0.015 - 0.025 INCH COARSE 0.018 - 0.028 INCH 4. R.A MANDREL WITH MINIATURIZED HEAD 5. KIT ASSORTMENT OF GRITS AND DIAMETER OF NOT LESS THAN 100/BOX ONE EACH (EA) = ONE (1) KIT | DENTAL GENERAL SUPPLIES
16184 | 4215180500000 | POLISHING DISCS KIT WITH MINIATURIZED ROUND EYELET EXTRA THIN 1. TWO DISC DIAMETERS WITH ROUND EYELET 2. GRIT TYPES AND SIZE S XXFINE 3 MICRON FINE 20 MICRON MEDIUM 50 MICRON COARSE 60 MICRON 3. DISC THICKNESS XX FINE 0.0035 - 0.0040 INCH FINE 0.0045 - 0.0055 INCH MEDIUM 0.0060 - 0.0070 INCH COARSE 0.0080 - 0.0100 INCH 4. R. A MANDREL WITH MINIATURIZED HEAD (2 EACH) 5. KIT ASSORTMENT OF GRITS AND DIAMETER OF NOT LESS THAN 100/B OX ONE EACH (EA) = ONE (1) KIT | DENTAL GENERAL SUPPLIES
16185 | 4215180505300 | CONTOURING AND POLISHING DISCS FOR COMPOSITE CERAMIC AND GLASS IONOMER RESTORATIONS REFILL 3/8 INCH COARSE | DENTAL GENERAL SUPPLIES
16186 | 4215180505400 | CONTOURING AND POLISHING DISCS FOR COMPOSITE CERAMIC AND GLASS IONOMER RESTORATIONS REFILL 3/8 INCH MEDIUM | DENTAL GENERAL SUPPLIES
16187 | 4215180505500 | CONTOURING AND POLISHING DISCS FOR COMPOSITE CERAMIC AND GLASS IONOMER RESTORATIONS REFILL 3/8 INCH FINE | DENTAL GENERAL SUPPLIES
16188 | 4215180505600 | CONTOURING AND POLISHING DISCS FOR COMPOSITE CERAMIC AND GLASS IONOMER RESTORATIONS REFILL 3/8 INCH SUPERFINE | DENTAL GENERAL SUPPLIES
16189 | 4215180505700 | CONTOURING AND POLISHING DISCS FOR COMPOSITE CERAMIC AND GLASS IONOMER RESTORATIONS REFILL 1/2 INCH COARSE | DENTAL GENERAL SUPPLIES
16190 | 4215180505800 | CONTOURING AND POLISHING DISCS FOR COMPOSITE CERAMIC AND GLASS IONOMER RESTORATIONS REFILL 1/2 INCH MEDIUM | DENTAL GENERAL SUPPLIES
16191 | 4215180505900 | CONTOURING AND POLISHING DISCS FOR COMPOSITE CERAMIC AND GLASS IONOMER RESTORATIONS REFILL 1/2 INCH FINE | DENTAL GENERAL SUPPLIES
16192 | 4215180506000 | CONTOURING AND POLISHING DISCS FOR COMPOSITE CERAMIC AND GLASS IONOMER RESTORATIONS REFILL 1/2 INCH SUPERFINE | DENTAL GENERAL SUPPLIES
16193 | 4215181001200 | POLISHING KIT FOR COMPOSITE HI - SHINE MICRO HYBRID POLISHING KIT CONSISTS OF 12 POLISHERS (ASSORTED SHAPES OF POLISHING CUPS POLISHING DISCS AND POLISHING POINTS) | DENTAL GENERAL SUPPLIES
16194 | 4215245311800 | DENTAL TEMPORARY FILLING MATERIAL READY TO USE AFTER ENDODONTIC VISIT | DENTAL GENERAL SUPPLIES
16195 | 4215190500700 | DENTAL CAVITY LINER/VARNISH 30 ML | DENTAL GENERAL SUPPLIES
16196 | 4215300600500 | KIT WOODEN WEDGES ASSORTED SIZE | DENTAL GENERAL SUPPLIES
16197 | 4215300600600 | WOODEN WEDGES MEDIUM SIZE | DENTAL GENERAL SUPPLIES
16198 | 4215300600100 | WOODEN WEDGES SMALL SIZE | DENTAL GENERAL SUPPLIES
16199 | 4215245311900 | ZINC OXIDE-EUGENOL INTERMEDIATE RESTORATIVE MATERIAL POWDER AND LIQUID | DENTAL GENERAL SUPPLIES
16200 | 4215180300400 | AMALGAM SINGLE SPILL NON - GAMMA 2 - ULTRA FINE ADMIX - TOTALLY AMALGAMATED PARTICLES - LOW ALLOY MERCURY RATIO - ZINC FREE (0.02% OR LESS) - SILVER CONTE NT NOT LESS THAN 50% - COPPER CONTENT 15 - 30% - TIN CONTENT NOT LESS THAN 25 - 32% - REGULAR SETTING TIME 50 CAPSULE/PACK ONE EACH (EA) = ONE (1) PACK | DENTAL GENERAL SUPPLIES
16201 | 4215180300500 | AMALGAM SINGLE SPILL NON - GAMMA 2 - ULTRA FINE SPHERICAL - TOTALLY AMALGAMATED PARTICLES - LOW ALLOY MERCURY RATIO - ZINC FREE (0.02% OR LESS) - SILVER CONTENT NOT LESS THAN 50% - COPPER CONTENT 15 - 30% - TIN CONTENT NOT LESS THAN 25 - 32% - REGULAR SETTING TIME 50 CAPSULE/PACK ONE EACH (EA) = ONE (1) PACK | DENTAL GENERAL SUPPLIES
16202 | 4215180300600 | AMALGAM SINGLE SPILL NON - GAMMA 2 - ULTRA FINE ADMIX - TOTALLY AMALGAMATED PARTICLES - LOW ALLOY MERCURY RATIO - ZINC FREE (0.02% OR LESS) SILVER CONTENT NOT LESS THAN 50% - COPPER CONTENT 15 - 30% - TIN CONTENT NOT LESS THAN 25 - 32% - FAST SETTING TIME 50 CAPSULE/PACK ONE EACH (EA) = ONE (1) PACK | DENTAL GENERAL SUPPLIES
16203 | 4215180300700 | AMALGAM DOUBLE SPILL NON - GAMMA 2 - ULTRA FINE SPHERICAL - TOTALLY AMALGAMATED PARTICLES - LOW ALLOY MERCURY RATIO - ZINC FREE (0.02% OR LESS) - SILVER CONTENT NOT LESS THAN 50% - COPPER CONTENT 15 - 30% - TIN CONTENT NOT LESS THAN 25 - 32% - REGULAR SETTING TIME 50 CAPSULE/PACK ONE EACH (EA) = ONE (1) PACK | DENTAL GENERAL SUPPLIES
16204 | 4215180300800 | AMALGAM DOUBLE SPILL NON - GAMMA 2 - ULTRA FINE ADMIX - TOTALLY AMALGAMATED PARTICLES - LOW ALLOY MERCURY RATIO - ZINC FREE (0.02% OR LESS) - SILVER CONTENT NOT LESS THAN 50% - COPPER CONTENT 15 - 30% - TIN CONTENT NOT LESS THAN 25 - 32% - FAST SETTING TIME 50 CAPSULE/PACK ONE EACH (EA) = ONE (1) PACK | DENTAL GENERAL SUPPLIES
16205 | 4215180300900 | AMALGAM TRIPLE SPILL NON - GAMMA 2 - ULTRA FINE ADMIX - TOTALLY AMALGAMATED PARTICLES - LOW ALLOY MERCURY RATIO - ZINC FREE (0.02% OR LESS) - SILVER CONTENT NOT LESS THAN 50% - COPPER CONTENT 15 - 30% - TIN CONTENT NOT LESS THAN 25 - 32% REGULAR SET 50 CAPSULE/PACK ONE EACH (EA) = ONE (1) PACK | DENTAL GENERAL SUPPLIES
16206 | 4215245312200 | KIT OF LIGHT CURED FLOWABLE COMPOSITE RESTORATIVE MATERIAL AT LEAST 3 ASSORTED SHADES | DENTAL GENERAL SUPPLIES
16207 | 4215180604000 | FINISHING STRIPS FOR COMPOSITE CERAMIC AND GLASS IONOMER DENTAL RESTORATIONS COARSE/MEDIUM | DENTAL GENERAL SUPPLIES
16208 | 4215180604100 | FINISHING STRIPS FOR COMPOSITE CERAMIC AND GLASS IONOMER DENTAL RESTORATIONS COARSE/MEDIUM - NARROW | DENTAL GENERAL SUPPLIES
16209 | 4215180604200 | SECTIONAL MATRIX SYSTEM ADAPTIVE SELF - GUIDING WEDGE GUARD SIZE MEDIUM REFILL | DENTAL GENERAL SUPPLIES
16210 | 4215290202300 | SECTIONAL MATRIX SYSTEM WITH NICKEL - TITANIUM RINGS ANATOMICALLY SHAPED MATRIX BANDS AND ADAPTIVE SELF - GUIDING WEDGES | DENTAL GENERAL SUPPLIES
16211 | 4215150600500 | OFFICE BLEACHING KIT 35 - 40% HYDROGEN PEROXIDE GEL 50 - 100 ML ONE EACH (EA) = ONE (1) PACK | DENTAL GENERAL SUPPLIES
16212 | 4215300500500 | RESTORATIVE KIT FOR AMALGAM CASSETTE DIMENSION 290 X 184 X 34 MM FOR 20 INSTRUMENTS. UNIQUELY SOPHISTICATED ERGONOMIC DESIGN WITH REVOLUTIONARY NEW HOLE PATTERN FOR OPTIMAL USE IN THERMO DISINFECTOR.IMS INFINITY SERIES CASSETTES ARE MADE OF LONG LASTING LOW MAINTENANCE STAINLESS STEEL. DURABLE COLORED SILICONE RAILS SECURELY HOLD INSTRUMENTS THROUGHOUT PROCESSING CYCLE. ERGONOMIC LATCH WITH POSITIVE LOCKING MECHANISM IS SAFE AND EASY - TO - USE ALLOWS ONE - HANDED OPENING AND VISUAL CONFIRMATION IF THE CASSETTE IS LOCKED/UNLOCKED. REVOLUTIONARY NEW HOLE PATTERN DESIGN CREATES 30% ADDITIONAL OPEN AREA FOR MORE ACCESS DURING CLEANING AND STERILIZATION AND IS COMPATIBLE WITH CURRENT CLEANING EQUIPMENT INCLUDING AUTOMATED WASHERS. INNOVATIVE COLOR - CODED SILICONE RAIL SYSTEM AVAIL ABLE IN 11 COLOR OPTIONS SIGNIFICANTLY REDUCES INSTRUMENT CONTACT BY UP TO 59% ALLOWING FOR MORE WATER FLOW WHILE PROTECTING THE INSTRUMENTS DURING REPROCESSING. HIGH QUALITY ELECTRO POLISHED STAINLESS | DENTAL GENERAL SUPPLIES
16213 | 4215300500600 | RESTORATIVE KIT FOR COMPOSITE CASSETTE DIMENSIONS 152 X 184 X 34 MM FOR 8 INSTRUMENTS WITH AN ACCESSORY AREA. UNIQUELY SOPHISTICATED ERGONOMIC DESIGN WITH REVOLUTIONARY NEW HOLE PATTERN FOR OPTIMAL USE IN THERMODISINFECTOR. IMS INFINITY SERIES CASSETTES ARE MADE OF LONG LASTING LOW MAINTENANCE STAINLESS STEEL DURABLE COLORED SILICONE RAILS SECURELY HOLD INSTRUMENTS THROUGHOUT PROCESSING CYCLE. ERGONOMIC LATCH WITH POSITIVE LOCKING MECHANISM IS SAFE AND EASY - TO - USE ALLOWS ONE - HANDED OPENING AND VISUAL CONFIRMATION IF THE CASSETTE IS LOCKED/UNLOCKED. REVOLUTIONARY NEW HOLE PATTERN DESIGN CREATES 30% ADDITIONAL OPEN AREA FOR MORE ACCESS DURING CLEANING AND STERILIZATION AND IS COMPATIBLE WITH CURRENT CLEANING EQUIPMENT INCLUDING AUTOMATED WASHERS. INNOVATIVE COLOR - CODED SILICONE RAIL SYSTEM IS AVAILABLE IN 11 COLOR OPTIONS SIGNIFICANTLY REDUCES INSTRUMENT CONTACT BY UP TO 59% ALLOWING FOR MORE WATER FLOW WHILE PROTECTING THE INSTRUMENTS DURING REPROCESSING. HIGH QUALITY EL | DENTAL GENERAL SUPPLIES
16214 | 4215245306400 | SILVER REINFORCED GLASS IONOMER CHEMICAL CURE FILLING MATERIAL IN CAPSULE KIT | DENTAL GENERAL SUPPLIES
16215 | 4215290201400 | AUTOMATRIX TIGHTENING DEVICE KIT NOT SHARP TO PROTECT SOFT TISSUE AND AUTOCLAVABLE TOOLS | DENTAL GENERAL SUPPLIES
16216 | 4215290202900 | AUTOMATRIX BAND REFILL SIZE MEDIUM REGULAR 70 PCS OR MORE/PACK ONE EACH (EA) = ONE (1) PACK | DENTAL GENERAL SUPPLIES
16217 | 4215290201500 | AUTOMATRIX BAND REFILL SIZE MEDIUM THIN 70 PCS OR MORE/PACK ONE EACH (EA) = ONE (1) PACK | DENTAL GENERAL SUPPLIES
16218 | 4215290202500 | AUTOMATRIX BAND REFILL SIZE NARROW REGULAR 70 PCS OR MORE/PACK ONE EACH (EA) = ONE (1) PACK | DENTAL GENERAL SUPPLIES
16219 | 4215290202700 | AUTOMATRIX BAND REFILL SIZE WIDE REGULAR MORE THAN 70 ONE EACH (EA) = ONE (1) PACK | DENTAL GENERAL SUPPLIES
16220 | 4215245305300 | GLASS IONOMER REINFORCED LIGHT CURE HIGH VISCOSITY A3 BOX OF 50 CAPSULES CONTAINS ION GLASS FILTER SUPERIOR BIOCOMPATIBILITY FLUORIDE RELEASE WITH NOZZLE TO PROTECT PASTE FROM CURING IN BETWEEN PLACEMENT BPA FREE HIGH FLEXURAL STRENGTH | DENTAL GENERAL SUPPLIES
16221 | 4215245305200 | GLASS IONOMER REINFORCED LIGHT CURE HIGH VISCOSITY A2 BOX OF 50 CAPSULES CONTAINS ION GLASS FILTER SUPERIOR BIOCOMPATIBILITY FLUORIDE RELEASE WITH NOZZLE TO PROTECT PASTE FROM CURING IN BETWEEN PLACEMENT BPA FREE HIGH FLEXURAL STRENGTH | DENTAL GENERAL SUPPLIES
16222 | 4215291800500 | DENTAL CHAIR ULTRASONIC PERIODONTAL TIPS COMPATIBLE EXISTING DENTAL CHAIR UNIT IN EACH HOSPITAL | DENTAL GENERAL SUPPLIES
16223 | 4215247400900 | PASTE/ PASTE RESIN MODIFIED GLASS IONOMER LUTING CEMENT SELF-CURING AND TACK CURE OPTION FOR EASY CLEAN UP RADIOPAQUE WITH CONTINUOUS FLUORIDE RELEASING. INDICATED FOR PERMANENT CEMENTATION OF METAL-BASED CERAMIC RESTORATIONS AND ORTHODONTIC APPLIANCES HIGH BOND STRENGTH GREAT STAIN RESISTANCE. PACKED IN TUBE | DENTAL GENERAL SUPPLIES
16224 | 4215245317300 | BULK FILL NANOHYBRID COMPOSITE ONE UNIVERSAL SHADE FOR POSTERIOR HIGH DEPTH OF CURE UP TO 5 MM NON STICKY LOW VOLUMETRIC SHRINKAGE HIGH FLEXURAL STRENGTH HIGH COMPRESSIVE STRENGTH | DENTAL GENERAL SUPPLIES
16225 | 4215245317200 | KIT NANOHYBRID FLOWABLE COMPOSITE AT LEAST 4 ASSORTED SHADES | DENTAL GENERAL SUPPLIES
16226 | 4215245312900 | INTERMEDIATE RESTORATIVE MATERIAL CAPSULES STANDARD PACKAGE | DENTAL GENERAL SUPPLIES
16227 | 4215190600200 | SILVER IODIDE FLUORIDE TOOTH DESENSITIZING AND CARIES ARRESTING AGENT NEXT GENERATION OF SDF WITH NO DISCOLORATION EFFECT 2 BOTTLES= 1 X SILVER 1.5 ML 1 X IODIDE FLUORIDE 3ML | DENTAL GENERAL SUPPLIES
16228 | 4215181802900 | INSTRUMENT DENTAL 1/2 CONDENSER #6 SATIN STEEL HANDLE | DENTAL GENERAL SUPPLIES
16229 | 4215181802800 | INSTRUMENT DENTAL 0/1 CONDENSER #6 SATIN STEEL HANDLE | DENTAL GENERAL SUPPLIES
16230 | 4215181100800 | DENTAL PROPHY CUPS SCREW TYPE TURBO SOFT GREY ONE EACH (EA) = ONE (1) PACK | DENTAL GENERAL SUPPLIES
16231 | 4215181100600 | DENTAL PROPHY CUPS RIBBED LATCH TYPE SOFT BLUE ONE EACH (EA) = ONE (1) PACK | DENTAL GENERAL SUPPLIES
16232 | 4215180400200 | DENTAL GINGIVAL CORD PACKER 113 SERRATED #6 SATIN STEEL HANDLE | DENTAL GENERAL SUPPLIES
16233 | 4215166100000 | DENTAL INSTRUMENT SIG CASSETTE 16-INSTRUMENT RED | DENTAL GENERAL SUPPLIES
16234 | 4215163901500 | INSTRUMENT DENTAL SPATULA #6 SATIN STEEL HANDLE | DENTAL GENERAL SUPPLIES
16235 | 4215163603200 | DENTAL SCALER GOLDMAN DE 6/7 #6 HANDLE SHG6/76 | DENTAL GENERAL SUPPLIES
16236 | 4215163102000 | PROBE DENTAL PERIODONTAL PCP26 | DENTAL GENERAL SUPPLIES
16237 | 4215162059200 | INSTRUMENT DENTAL COMPOSITE/PLASTIC W3 #6 SATIN STEEL HANDLE | DENTAL GENERAL SUPPLIES
16238 | 4215161477000 | PEAR SHAPE OPERATIVE FRICTION GRIP 331L DIAMETER 1 MM LWH3.8 MM | DENTAL GENERAL SUPPLIES
16239 | 4215161475800 | EXPLORER DENTAL # 23 REUSABLE | DENTAL GENERAL SUPPLIES
16240 | 4215161301600 | INSTRUMENT DENTAL BURNISHER 27/29 #6 SATIN STEEL HANDLE | DENTAL GENERAL SUPPLIES
16241 | 4215161301500 | INSTRUMENT DENTAL 21B BURNISHER (ACORN SHAPE) #6 SATIN STEEL HANDLE | DENTAL GENERAL SUPPLIES
16242 | 4215160602500 | INSTRUMENT DENTAL 89/92 DISCOID-CLEOID CARVER #6 SATIN STEEL HANDLE | DENTAL GENERAL SUPPLIES
16243 | 4215160602400 | INSTRUMENT DENTAL 3/6 DISCOID-CLEOID CARVER #6 SATIN STEEL HANDLE | DENTAL GENERAL SUPPLIES
16244 | 4215160602300 | DENTAL CARVER DE TANNER 6 CV6T | DENTAL GENERAL SUPPLIES
16245 | 4215160602200 | DENTAL CARVER DE HOLLENBACK #6 HANDLE # CVHL3 | DENTAL GENERAL SUPPLIES
16246 | 4215160400100 | INSTRUMENT DENTAL COMPOSITE PLACEMENT AND CONTOURING #6 SATIN STEEL HANDLE | DENTAL GENERAL SUPPLIES
16247 | 4215242403300 | GLASS IONOMER LUTING CEMENT LIGHT CURE RELEASES FLUORIDE RADIOPAQUE LOW FILM THICKNESS OPTIMIZES FIT AND MARGINAL INTEGRITY PACKED IN CAPSULE | DENTAL GENERAL SUPPLIES
16248 | 4215150083700 | CASSETTE FOR 25 INSTRUMENTS STAINLESS STEEL | DENTAL GENERAL SUPPLIES
16249 | 4215150083600 | CASSETTE FOR 15 INSTRUMENTS STAINLESS STEEL | DENTAL GENERAL SUPPLIES
16250 | 4215150083500 | CASSETTE FOR 10 INSTRUMENTS STAINLESS STEEL | DENTAL GENERAL SUPPLIES
16251 | 4215150081500 | CASSETTE FOR 22 INSTRUMENTS STAINLESS STEEL | DENTAL GENERAL SUPPLIES
16252 | 4215150023700 | DIAMOND DISC SIZE 22 MM THICKNESS 0.20 MM | DENTAL GENERAL SUPPLIES
16253 | 4215150023600 | DIAMOND DISC SIZE 22 MM THICKNESS 0.15 MM | DENTAL GENERAL SUPPLIES
16254 | 4215150023400 | DIAMOND DISC SIZE 18 MM THICKNESS 0.10 MM | DENTAL GENERAL SUPPLIES
16255 | 4215150023300 | DIAMOND DISC SIZE 14 MM THICKNESS 0.20 MM | DENTAL GENERAL SUPPLIES
16256 | 4215161032600 | IMAGING PLATE HYGIENE BAG SZ.3 FOR DIGORA SCANNER | DENTAL GENERAL SUPPLIES
16257 | 4215161032300 | IMAGING PLATE HYGIENE BAG SZ.0 FOR DIGORA SCANNER | DENTAL GENERAL SUPPLIES
16258 | 4215150162500 | INSTRUMENTS FOR EXTENSION CONE PARALLELING TECHNIQUE ONE RING AND ARM SYSTEM MULTI - POSITION RING AND ARM TAKE THE PLACE OF THREE RINGS THREE ARMS. WORK WITH ALL RINN BITE BLOCKS (ANALOG OR DIGITAL) PREVENTS CONE CUTTING COLOR - CODED FOR EASY ASSEMBLY COMPATIBLE WITH ALL INTRAORAL X - RAY UNITS AUTOCLAVABLE | DENTAL GENERAL SUPPLIES
16259 | 4215150016100 | VISTA SCAN DIGITAL FILM COVER SIZE 2 | DENTAL GENERAL SUPPLIES
16260 | 4215150016000 | VISTA SCAN DIGITAL FILM COVER SIZE 1 | DENTAL GENERAL SUPPLIES
16261 | 4215245309700 | LIGHT CURED UNIVERSAL COMPOSITE RESTORATIVE MATERIAL TRANSLUCENT REFILL SHADE CLEAR | DENTAL GENERAL SUPPLIES
16262 | 4215245309800 | LIGHT CURED UNIVERSAL COMPOSITE RESTORATIVE MATERIAL TRANSLUCENT REFILL SHADE BLUE | DENTAL GENERAL SUPPLIES
16263 | 4215245309900 | LIGHT CURED UNIVERSAL COMPOSITE RESTORATIVE MATERIAL TRANSLUCENT REFILL SHADE GRAY | DENTAL GENERAL SUPPLIES
16264 | 4215245310000 | LIGHT CURED UNIVERSAL COMPOSITE RESTORATIVE MATERIAL TRANSLUCENT REFILL SHADE AMBER | DENTAL GENERAL SUPPLIES
16265 | 4215230900100 | CARIES DETECTOR CARIES DISCLOSING AGENT | DENTAL GENERAL SUPPLIES
16266 | 4215242402400 | DENTAL MATERIAL MULTI PURPOSE DUAL CURE ADHESIVE (UNIVERSAL BONDING KIT) BOND TO PORCELAIN METALS AMALGAM GLASS IONOMER PRE - CURED COMPOSITE ENAMEL AND DENTIN COMPLETE KIT | DENTAL GENERAL SUPPLIES
16267 | 4215247401000 | RESIN MODIFIED GLASS IONOMER LUTING CEMENT SELF CURE COMBINES COMPOSITE RESINS AND GLASS-IONOMER CEMENT DESIGNED FOR FINAL CEMENT = ATION OF METAL PFM RESIN CROWNS BRIDGES INLAY AND ONLAY PLUS INLAY AND ONLAY CERAMIC CROWNS CHEMICALLY BOND DENTINE FLUORIDE RELEASE VERY PACKED IN CAPSULE FORM | DENTAL GENERAL SUPPLIES
16268 | 4215240002000 | BULK FILL FLOWABLE COMPOSITE ONE UNIVERSAL SHADE POSTERIOR HIGH DEPTH OF CURE UP TO 4 MM PACKED IN SYRINGE | DENTAL GENERAL SUPPLIES
16269 | 4215150700200 | SINGLE SHADE UNIVERSAL COMPOSITE MATCH ALL 16 VITA CLASSICAL SHADES | DENTAL GENERAL SUPPLIES
16270 | 4215170604900 | DISPOSABLE EXAMINATION KIT STERILE - CONTAIN :MIRROR FORCEPS PROBE DENTAL BIB PLASTIC TRAY | DENTAL GENERAL SUPPLIES
16271 | 4215163500400 | SURGICAL ASPIRATOR TIPS PLASTIC DIAMETER 1/4 INCHES | DENTAL GENERAL SUPPLIES
16272 | 4215169700100 | SURGICAL ASPIRATOR TIPS PLASTIC DIAMETER 1/16 INCHES | DENTAL GENERAL SUPPLIES
16273 | 4215250001200 | DENTIN DESENSITIZER UNFILLED RESIN (HEMA BASE) PACKED IN BOTTLE | DENTAL GENERAL SUPPLIES
16274 | 4215150200000 | DISPOSABLE PLASTIC MIXING WELL FOR BOND 2-4 HOLE | DENTAL GENERAL SUPPLIES
16275 | 4215180202900 | MIXING TIP FOR LIGHT BODY IMPRESSION MATERIAL (TYPE A) SILICON UNIVERSAL SHADE YELLOW | DENTAL GENERAL SUPPLIES
16276 | 4215180203000 | MIXING TIP FOR TEMPORARY CROWN AND BRIDGE MATERIAL RATIO 1:1 | DENTAL GENERAL SUPPLIES
16277 | 4215180203100 | MIXING TIP FOR CORE BUILD UP RESIN CEMENT AND TEMPORARY CEMENT MATERIAL RATIO 1:1 UNIVERSAL SHADE BROWN | DENTAL GENERAL SUPPLIES
16278 | 4215161412100 | MIXING TIP FOR BITE REGISTRATION AND HEAVY BODY IMPRESSION MATERIAL (TYPE A) SILICON | DENTAL GENERAL SUPPLIES
16279 | 4215270008700 | ORTHODONTIC KIT HOME CARE | DENTAL GENERAL SUPPLIES
16280 | 4215291100200 | COMPOSITE GUN FOR CAPSULE STANDARD/EACH | DENTAL GENERAL SUPPLIES
16281 | 4215222300000 | LIGHT CURE GINGIVAL RESIN BARRIER SYRINGE WITH TIPS | DENTAL GENERAL SUPPLIES
16282 | 4215291400200 | DISPOSABLE PRE BENT NEEDLE FOR ETCHANT (25G) | DENTAL GENERAL SUPPLIES
16283 | 4215291400300 | DISPOSABLE PRE BENT NEEDLE FOR FLOWABLE COMPOSITE (20G) | DENTAL GENERAL SUPPLIES
16284 | 4215162050200 | ROTARY FILE ORIFICE OPENER NICKLE TITANIUM U - SHAPE AND RADIAL LAND NON - CUTTING TIP TO SHAPE THE CORONAL THIRD OF THE CANAL SIZE 1 - 6 ASSORTED 6/BOX ONE EACH (EA) = ONE (1) PACK | DENTAL GENERAL SUPPLIES
16285 | 4215162055300 | ROTARY FILE NICKLE TITANIUM U - SHAPE AND RADIAL LAND NON - CUTTING TIP CONSTANT TAPER TAPERING 0.04 LENGTH 21 MM SIZE 15 - 40 ASSORTED 6/BOX ONE EACH (EA) = ONE (1) PACK | DENTAL GENERAL SUPPLIES
16286 | 4215162050300 | ROTARY FILE NICKLE TITANIUM U - SHAPE AND RADIAL LAND NON - CUTTING TIP CONSTANT TAPER TAPERING 0.04 LENGTH 21 MM SIZE 15 6/BOX ONE EACH (EA) = ONE (1) PACK | DENTAL GENERAL SUPPLIES
16287 | 4215162050400 | ROTARY FILE NICKLE TITANIUM U - SHAPE AND RADIAL LAND NON - CUTTING TIP CONSTANT TAPER TAPERING 0.04 LENGTH 21 MM SIZE 20 6/BOX ONE EACH (EA) = ONE (1) PACK | DENTAL GENERAL SUPPLIES
16288 | 4215162055200 | ROTARY FILE NICKLE TITANIUM U - SHAPE AND RADIAL LAND NON - CUTTING TIP CONSTANT TAPER TAPERING 0.04 LENGTH 21 MM SIZE 25 6/BOX ONE EACH (EA) = ONE (1) PACK | DENTAL GENERAL SUPPLIES
16289 | 4215162055100 | ROTARY FILE NICKLE TITANIUM U SHAPE AND RADIAL LAND NON - CUTTING TIP CONSTANT TAPER TAPERING 0.04 LENGTH 21 MM SIZE 30 6/BOX ONE EACH (EA) = ONE (1) PACK | DENTAL GENERAL SUPPLIES
16290 | 4215162055000 | ROTARY FILE NICKLE TITANIUM U - SHAPE AND RADIAL LAND NON - CUTTING TIP CONSTANT TAPER TAPERING 0.04 LENGTH 21 MM SIZE 35 6/BOX ONE EACH (EA) = ONE (1) PACK | DENTAL GENERAL SUPPLIES
16291 | 4215162050500 | ROTARY FILE NICKLE TITANIUM U - SHAPE AND RADIAL LAND NON - CUTTING TIP CONSTANT TAPER TAPERING 0.04 LENGTH 21 MM SIZE 40 6/BOX ONE EACH (EA) = ONE (1) PACK | DENTAL GENERAL SUPPLIES
16292 | 4215162053500 | ROTARY FILE NICKLE TITANIUM U - SHAPE AND RADIAL LAND NON - CUTTING TIP CONSTANT TAPER TAPERING 0.04 LENGTH 21 MM SIZE 45 6/BOX | DENTAL GENERAL SUPPLIES
16293 | 4215150062200 | ROTARY FILE: NICKLE TITANIUM U - SHAPE AND RADIAL LAND NON - CUTTING TIP CONSTANT TAPER TAPERING 0.04 LENGTH 21 MM SIZE 60 ONE EACH (EA) = ONE (1) PACK | DENTAL GENERAL SUPPLIES
16294 | 4215150163200 | ROTARY FILE: NICKLE TITANIUM U - SHAPE AND RADIAL LAND NON - CUTTING TIP CONSTANT TAPER TAPERING 0.04 LENGTH 21 MM SIZE 90 ONE EACH (EA) = ONE (1) PACK | DENTAL GENERAL SUPPLIES
16295 | 4215162055800 | ROTARY FILE NICKLE TITANIUM U - SHAPE AND RADIAL LAND NON - CUTTING TIP CONSTANT TAPER TAPERING 0.04 LENGTH 25 MM SIZE 15 - 40 ASSORTED 6/BOX ONE EACH (EA) = ONE (1) PACK | DENTAL GENERAL SUPPLIES
16296 | 4215162054900 | ROTARY FILE NICKLE TITANIUM U - SHAPE AND RADIAL LAND NON - CUTTING TIP CONSTANT TAPER TAPERING 0.04 LENGTH 25 MM SIZE 15 6/BOX ONE EACH (EA) = ONE (1) PACK | DENTAL GENERAL SUPPLIES
16297 | 4215162054800 | ROTARY FILE NICKLE TITANIUM U - SHAPE AND RADIAL LAND NON - CUTTING TIP CONSTANT TAPER TAPERING 0.04 LENGTH 25 MM SIZE 20 6/BOX ONE EACH (EA) = ONE (1) PACK | DENTAL GENERAL SUPPLIES
16298 | 4215162052700 | ROTARY FILE NICKLE TITANIUM U - SHAPE AND RADIAL LAND NON - CUTTING TIP CONSTANT TAPER TAPERING 0.04 LENGTH 25 MM SIZE 25 6/BOX ONE EACH (EA) = ONE (1) PACK | DENTAL GENERAL SUPPLIES
16299 | 4215162054700 | ROTARY FILE NICKLE TITANIUM U - SHAPE AND RADIAL LAND NON - CUTTING TIP CONSTANT TAPER TAPERING 0.04 LENGTH 25 MM SIZE 30 6/BOX ONE EACH (EA) = ONE (1) PACK | DENTAL GENERAL SUPPLIES
16300 | 4215162054600 | ROTARY FILE NICKLE TITANIUM U - SHAPE AND RADIAL LAND NON - CUTTING TIP CONSTANT TAPER TAPERING 0.04 LENGTH 25 MM SIZE 35 6/BOX ONE EACH (EA) = ONE (1) PACK | DENTAL GENERAL SUPPLIES
16301 | 4215162053600 | ROTARY FILE: NICKLE TITANIUM U-SHAPE AND RADIAL LAND NON-CUTTING TIP CONSTANT TAPER TAPERING 0.04 LENGTH 25MM SIZE 40 6/BOX ONE EACH (EA) = ONE (1) PACK | DENTAL GENERAL SUPPLIES
16302 | 4215162053400 | ROTARY FILE NICKLE TITANIUM U - SHAPE AND RADIAL LAND NON - CUTTING TIP CONSTANT TAPER TAPERING 0.04 LENGTH 25 MM SIZE 45 6/BOX ONE EACH (EA) = ONE (1) PACK | DENTAL GENERAL SUPPLIES
16303 | 4215150163300 | ROTARY FILE: NICKLE TITANIUM U - SHAPE AND RADIAL LAND NON - CUTTING TIP CONSTANT TAPER TAPERING 0.04 LENGTH 25 MM SIZE 45 - 90 ASSORTED ONE EACH (EA) = ONE (1) PACK | DENTAL GENERAL SUPPLIES
16304 | 4215162054500 | ROTARY FILE NICKLE TITANIUM U - SHAPE AND RADIAL LAND NON - CUTTING TIP CONSTANT TAPER TAPERING 0.06 LENGTH 21 MM SIZE 15 - 40 ASSORTED 6/BOX ONE EACH (EA) = ONE (1) PACK | DENTAL GENERAL SUPPLIES
16305 | 4215162055700 | ROTARY FILE NICKLE TITANIUM U - SHAPE AND RADIAL LAND NON - CUTTING TIP CONSTANT TAPER TAPERING 0.06 LENGTH 21 MM SIZE 15 6/BOX ONE EACH (EA) = ONE (1) PACK | DENTAL GENERAL SUPPLIES
16306 | 4215162054400 | ROTARY FILE NICKLE TITANIUM U - SHAPE AND RADIAL LAND NON - CUTTING TIP CONSTANT TAPER TAPERING 0.06 LENGTH 21 MM SIZE 20 6/BOX ONE EACH (EA) = ONE (1) PACK | DENTAL GENERAL SUPPLIES
16307 | 4215162050600 | ROTARY FILE NICKLE TITANIUM U - SHAPE AND RADIAL LAND NON - CUTTING TIP CONSTANT TAPER TAPERING 0.06 LENGTH 21 MM SIZE 25 6/BOX ONE EACH (EA) = ONE (1) PACK | DENTAL GENERAL SUPPLIES
16308 | 4215162054300 | ROTARY FILE NICKLE TITANIUM U - SHAPE AND RADIAL LAND NON - CUTTING TIP CONSTANT TAPER TAPERING 0.06 LENGTH 21 MM SIZE 30 6/BOX ONE EACH (EA) = ONE (1) PACK | DENTAL GENERAL SUPPLIES
16309 | 4215162054200 | ROTARY FILE NICKLE TITANIUM U - SHAPE AND RADIAL LAND NON - CUTTING TIP CONSTANT TAPER TAPERING 0.06 LENGTH 21 MM SIZE 35 6/BOX ONE EACH (EA) = ONE (1) PACK | DENTAL GENERAL SUPPLIES
16310 | 4215162054100 | ROTARY FILE NICKLE TITANIUM U - SHAPE AND RADIAL LAND NON - CUTTING TIP CONSTANT TAPER TAPERING 0.06 LENGTH 21 MM SIZE 40 6/BOX ONE EACH (EA) = ONE (1) PACK | DENTAL GENERAL SUPPLIES
16311 | 4215162055500 | ROTARY FILE NICKLE TITANIUM U - SHAPE AND RADIAL LAND NON - CUTTING TIP CONSTANT TAPER TAPERING 0.06 LENGTH 21 MM SIZE 45 6/BOX ONE EACH (EA) = ONE (1) PACK | DENTAL GENERAL SUPPLIES
16312 | 4215162052400 | ROTARY FILE NICKLE TITANIUM U - SHAPE AND RADIAL LAND NON - CUTTING TIP CONSTANT TAPER TAPERING 0.06 LENGTH 25 MM SIZE 15 - 40 ASSORTED 6/BOX ONE EACH (EA) = ONE (1) PACK | DENTAL GENERAL SUPPLIES
16313 | 4215150142500 | ROTARY FILE: NICKLE TITANIUM U - SHAPE AND RADIAL LAND NON - CUTTING TIP CONSTANT TAPER TAPERING 0.06 LENGTH 21 MM SIZE 45 - 90 ASSORTED ONE EACH (EA) = ONE (1) PACK | DENTAL GENERAL SUPPLIES
16314 | 4215162055600 | ROTARY FILE NICKLE TITANIUM U - SHAPE AND RADIAL LAND NON - CUTTING TIP CONSTANT TAPER TAPERING 0.06 LENGTH 25 MM SIZE 15 6/BOX ONE EACH (EA) = ONE (1) PACK | DENTAL GENERAL SUPPLIES
16315 | 4215162054000 | ROTARY FILE NICKLE TITANIUM U - SHAPE AND RADIAL LAND NON - CUTTING TIP CONSTANT TAPER TAPERING 0.06 LENGTH 25 MM SIZE 20 6/BOX ONE EACH (EA) = ONE (1) PACK | DENTAL GENERAL SUPPLIES
16316 | 4215162053900 | ROTARY FILE NICKLE TITANIUM U - SHAPE AND RADIAL LAND NON - CUTTING TIP CONSTANT TAPER TAPERING 0.06 LENGTH 25 MM SIZE 25 6/BOX ONE EACH (EA) = ONE (1) PACK | DENTAL GENERAL SUPPLIES
16317 | 4215162053800 | ROTARY FILE NICKLE TITANIUM U - SHAPE AND RADIAL LAND NON - CUTTING TIP CONSTANT TAPER TAPERING 0.06 LENGTH 25 MM SIZE 30 6/BOX ONE EACH (EA) = ONE (1) PACK | DENTAL GENERAL SUPPLIES
16318 | 4215162050700 | ROTARY FILE NICKLE TITANIUM U - SHAPE AND RADIAL LAND NON - CUTTING TIP CONSTANT TAPER TAPERING 0.06 LENGTH 25 MM SIZE 35 6/BOX ONE EACH (EA) = ONE (1) PACK | DENTAL GENERAL SUPPLIES
16319 | 4215162053700 | ROTARY FILE NICKLE TITANIUM U - SHAPE AND RADIAL LAND NON - CUTTING TIP CONSTANT TAPER TAPERING 0.06 LENGTH 25 MM SIZE 40 6/BOX ONE EACH (EA) = ONE (1) PACK | DENTAL GENERAL SUPPLIES
16320 | 4215162055400 | ROTARY FILE NICKLE TITANIUM U - SHAPE AND RADIAL LAND NON - CUTTING TIP CONSTANT TAPER TAPERING 0.06 LENGTH 25 MM SIZE 45 6/BOX ONE EACH (EA) = ONE (1) PACK | DENTAL GENERAL SUPPLIES
16321 | 4215150142600 | ROTARY FILE: NICKLE TITANIUM U - SHAPE AND RADIAL LAND NON - CUTTING TIP CONSTANT TAPER TAPERING 0.06 LENGTH 25 MM SIZE 45 - 90 ASSORTED ONE EACH (EA) = ONE (1) PACK | DENTAL GENERAL SUPPLIES
16322 | 4215150130200 | ROTARY FILE: NICKLE TITANIUM U - SHAPE AND RADIAL LAND NON - CUTTING TIP CONSTANT TAPER TAPERING 0.04 LENGTH 31 MM SIZE 15 ONE EACH (EA) = ONE (1) PACK | DENTAL GENERAL SUPPLIES
16323 | 4215150130300 | ROTARY FILE: NICKLE TITANIUM U - SHAPE AND RADIAL LAND NON - CUTTING TIP CONSTANT TAPER TAPERING 0.04 LENGTH 31 MM SIZE 20 ONE EACH (EA) = ONE (1) PACK | DENTAL GENERAL SUPPLIES
16324 | 4215150130400 | ROTARY FILE: NICKLE TITANIUM U - SHAPE AND RADIAL LAND NON - CUTTING TIP CONSTANT TAPER TAPERING 0.04 LENGTH 31 MM SIZE 25 ONE EACH (EA) = ONE (1) PACK | DENTAL GENERAL SUPPLIES
16325 | 4215150140600 | ROTARY FILE: NICKLE TITANIUM U SHAPE AND RADIAL LAND NON - CUTTING TIP CONSTANT TAPER TAPERING 0.04 LENGTH 31 MM SIZE 30 ONE EACH (EA) = ONE (1) PACK | DENTAL GENERAL SUPPLIES
16326 | 4215150130500 | ROTARY FILE: NICKLE TITANIUM U - SHAPE AND RADIAL LAND NON - CUTTING TIP CONSTANT TAPER TAPERING 0.04 LENGTH 31 MM SIZE 35 ONE EACH (EA) = ONE (1) PACK | DENTAL GENERAL SUPPLIES
16327 | 4215150130600 | ROTARY FILE: NICKLE TITANIUM U - SHAPE AND RADIAL LAND NON - CUTTING TIP CONSTANT TAPER TAPERING 0.04 LENGTH 31 MM SIZE 40 ONE EACH (EA) = ONE (1) PACK | DENTAL GENERAL SUPPLIES
16328 | 4215150130700 | ROTARY FILE: NICKLE TITANIUM U - SHAPE AND RADIAL LAND NON - CUTTING TIP CONSTANT TAPER TAPERING 0.04 LENGTH 31 MM SIZE 45 ONE EACH (EA) = ONE (1) PACK | DENTAL GENERAL SUPPLIES
16329 | 4215150130000 | ROTARY FILE: NICKLE TITANIUM U - SHAPE AND RADIAL LAND NON - CUTTING TIP CONSTANT TAPER TAPERING 0.04 LENGTH 25 MM SIZE 60 ONE EACH (EA) = ONE (1) PACK | DENTAL GENERAL SUPPLIES
16330 | 4215150130100 | ROTARY FILE: NICKLE TITANIUM U - SHAPE AND RADIAL LAND NON - CUTTING TIP CONSTANT TAPER TAPERING 0.04 LENGTH 25 MM SIZE 90 ONE EACH (EA) = ONE (1) PACK | DENTAL GENERAL SUPPLIES
16331 | 4215150142400 | ROTARY FILE: NICKLE TITANIUM U - SHAPE AND RADIAL LAND NON - CUTTING TIP CONSTANT TAPER TAPERING 0.04 LENGTH 31 MM SIZE 15 - 40 ASSORTED ONE EACH (EA) = ONE (1) PACK | DENTAL GENERAL SUPPLIES
16332 | 4215150145400 | ROTARY FILE: NICKEL TITANIUM U - SHAPE AND RADIAL LAND NON - CUTTING TIP CONSTANT TAPER TAPERING 0.04 LENGTH 31 MM SIZE 45 - 90 ASSORTED ONE EACH (EA) = ONE (1) PACK | DENTAL GENERAL SUPPLIES
16333 | 4215162052200 | ROTARY FILE M - WIRE NICKEL TITANIUM OFF CENTERED RECTANGULAR CROSS - SECTION WITH VARIABLE TAPER. LENGTH 21 MM SIZE ASSORTED X 1 X 2 X 3 3/BOX ONE EACH (EA) = ONE (1) PACK | DENTAL GENERAL SUPPLIES
16334 | 4215162050800 | ROTARY FILE M - WIRE NICKEL TITANIUM OFF CENTERED RECTANGULAR CROSS - SECTION WITH VARIABLE TAPER. LENGTH 25 MM SIZE ASSORTED X 1 X 2 X 3 (3/BOX) ONE EACH (EA) = ONE (1) PACK | DENTAL GENERAL SUPPLIES
16335 | 4215150066800 | ROTARY FILE M - WIRE NICKEL TITANIUM OFF CENTERED RECTANGULAR CROSS - SECTION WITH VARIABLE TAPER. LENGTH 31 MM SIZE ASSORTED X 1 X 2 X 3 ONE EACH (EA) = ONE (1) PACK | DENTAL GENERAL SUPPLIES
16336 | 4215150041600 | ROTARY FILE M - WIRE NICKEL TITANIUM OFF CENTERED RECTANGULAR CROSS - SECTION WITH VARIABLE TAPER. LENGTH 31 MM SIZE X 5 ONE EACH (EA) = ONE (1) PACK | DENTAL GENERAL SUPPLIES
16337 | 4215150045700 | ROTARY FILE M - WIRE NICKEL TITANIUM OFF CENTERED RECTANGULAR CROSS - SECTION WITH VARIABLE TAPER. LENGTH 31 MM SIZE ASSORTED X 4 ONE EACH (EA) = ONE (1) PACK | DENTAL GENERAL SUPPLIES
16338 | 4215150041500 | ROTARY FILE M - WIRE NICKEL TITANIUM OFF CENTERED RECTANGULAR CROSS - SECTION WITH VARIABLE TAPER. LENGTH 31 MM SIZE X 3 ONE EACH (EA) = ONE (1) PACK | DENTAL GENERAL SUPPLIES
16339 | 4215150041400 | ROTARY FILE M - WIRE NICKEL TITANIUM OFF CENTERED RECTANGULAR CROSS - SECTION WITH VARIABLE TAPER. LENGTH 31 MM SIZE X 2 ONE EACH (EA) = ONE (1) PACK | DENTAL GENERAL SUPPLIES
16340 | 4215150041300 | ROTARY FILE M - WIRE NICKEL TITANIUM OFF CENTERED RECTANGULAR CROSS - SECTION WITH VARIABLE TAPER. LENGTH 31 MM SIZE X 1 ONE EACH (EA) = ONE (1) PACK | DENTAL GENERAL SUPPLIES
16341 | 4215150041200 | ROTARY FILE M - WIRE NICKEL TITANIUM OFF CENTERED RECTANGULAR CROSS - SECTION WITH VARIABLE TAPER. LENGTH 25 MM SIZE X 5 ONE EACH (EA) = ONE (1) PACK | DENTAL GENERAL SUPPLIES
16342 | 4215162055900 | ROTARY FILE M - WIRE NICKEL TITANIUM OFF CENTERED RECTANGULAR CROSS - SECTION WITH VARIABLE TAPER. LENGTH 25 MM SIZE ASSORTED X 4 ONE EACH (EA) = ONE (1) PACK | DENTAL GENERAL SUPPLIES
16343 | 4215150041100 | ROTARY FILE M - WIRE NICKEL TITANIUM OFF CENTERED RECTANGULAR CROSS - SECTION WITH VARIABLE TAPER. LENGTH 25 MM SIZE X 3 ONE EACH (EA) = ONE (1) PACK | DENTAL GENERAL SUPPLIES
16344 | 4215150041000 | ROTARY FILE M - WIRE NICKEL TITANIUM OFF CENTERED RECTANGULAR CROSS - SECTION WITH VARIABLE TAPER. LENGTH 25 MM SIZE X 2 ONE EACH (EA) = ONE (1) PACK | DENTAL GENERAL SUPPLIES
16345 | 4215150040900 | ROTARY FILE M - WIRE NICKEL TITANIUM OFF CENTERED RECTANGULAR CROSS - SECTION WITH VARIABLE TAPER. LENGTH 25 MM SIZE X 1 ONE EACH (EA) = ONE (1) PACK | DENTAL GENERAL SUPPLIES
16346 | 4215150040800 | ROTARY FILE M - WIRE NICKEL TITANIUM OFF CENTERED RECTANGULAR CROSS - SECTION WITH VARIABLE TAPER. LENGTH 21 MM SIZE X 5 ONE EACH (EA) = ONE (1) PACK | DENTAL GENERAL SUPPLIES
16347 | 4215162056000 | ROTARY FILE M - WIRE NICKEL TITANIUM OFF CENTERED RECTANGULAR CROSS - SECTION WITH VARIABLE TAPER. LENGTH 21 MM SIZE X 4 ONE EACH (EA) = ONE (1) PACK | DENTAL GENERAL SUPPLIES
16348 | 4215150040700 | ROTARY FILE M - WIRE NICKEL TITANIUM OFF CENTERED RECTANGULAR CROSS - SECTION WITH VARIABLE TAPER. LENGTH 21 MM SIZE X 3 ONE EACH (EA) = ONE (1) PACK | DENTAL GENERAL SUPPLIES
16349 | 4215150040600 | ROTARY FILE M - WIRE NICKEL TITANIUM OFF CENTERED RECTANGULAR CROSS - SECTION WITH VARIABLE TAPER. LENGTH 21 MM SIZE X 2 ONE EACH (EA) = ONE (1) PACK | DENTAL GENERAL SUPPLIES
16350 | 4215150040500 | ROTARY FILE M - WIRE NICKEL TITANIUM OFF CENTERED RECTANGULAR CROSS - SECTION WITH VARIABLE TAPER. LENGTH 21 MM SIZE X 1 ONE EACH (EA) = ONE (1) PACK | DENTAL GENERAL SUPPLIES
16351 | 4215162016300 | NICKEL TITANIUM ROTARY FILE CONVEX TRIANGLE CROSS - SECTION AND SYMMETRIC ROTATION PROGRESSIVELY CHANGING HELICAL ANGLE AND PITCH VARIABLE TIP DIAMETERS MODIFIED GUIDING TIP NO RADIAL LANDS MORE EFFICIENT CUTTING ANGLE SHORT HANDLES. SIZE ASSORTED (SX S1 S 2 F 1 F 2 F 3) LENGTH 21 MM | DENTAL GENERAL SUPPLIES
16352 | 4215162003900 | NICKEL TITANIUM ROTARY FILE CONVEX TRIANGLE CROSS - SECTION AND SYMMETRIC ROTATION PROGRESSIVELY CHANGING HELICAL ANGLE AND PITCH VARIABLE TIP DIAMETERS MODIFIED GUIDING TIP NO RADIAL LANDS MORE EFFICIENT CUTTING ANGLE SHORT HANDLES. SIZE ASSORTED ( SX S1 S 2 F 1 F 2 F 3) LENGTH 25 MM | DENTAL GENERAL SUPPLIES
16353 | 4215150061000 | NICKEL TITANIUM ROTARY FILE CONVEX TRIANGLE CROSS - SECTION AND SYMMETRIC ROTATION PROGRESSIVELY CHANGING HELICAL ANGLE AND PITCH VARIABLE TIP DIAMETERS MODIFIED GUIDING TIP NO RADIAL LANDS MORE EFFICIENT CUTTING ANGLE ENHANCED FLEXIBILITY SHORT HANDLES. SIZE ASSORTED (SX S1 S 2 F 1 F 2 F 3) LENGTH 31 MM | DENTAL GENERAL SUPPLIES
16354 | 4215162051100 | NICKEL TITANIUM ROTARY FILE CONVEX TRIANGLE CROSS - SECTION AND SYMMETRIC ROTATION PROGRESSIVELY CHANGING HELICAL ANGLE AND PITCH VARIABLE TIP DIAMETERS MODIFIED GUIDING TIP NO RADIAL LANDS MORE EFFICIENT CUTTING ANGLE SHORT HANDLES. SIZE F1 LENGTH 21 MM | DENTAL GENERAL SUPPLIES
16355 | 4215162051200 | NICKEL TITANIUM ROTARY FILE CONVEX TRIANGLE CROSS - SECTION AND SYMMETRIC ROTATION PROGRESSIVELY CHANGING HELICAL ANGLE AND PITCH VARIABLE TIP DIAMETERS MODIFIED GUIDING TIP NO RADIAL LANDS MORE EFFICIENT CUTTING ANGLE SHORT HANDLES. SIZE F1 LENGTH 25 MM | DENTAL GENERAL SUPPLIES
16356 | 4215150038300 | NICKEL TITANIUM ROTARY FILE CONVEX TRIANGLE CROSS - SECTION AND SYMMETRIC ROTATION PROGRESSIVELY CHANGING HELICAL ANGLE AND PITCH VARIABLE TIP DIAMETERS MODIFIED GUIDING TIP NO RADIAL LANDS MORE EFFICIENT CUTTING ANGLE ENHANCED FLEXIBILITY SHORT HANDLES. SIZE F1 LENGTH 31 MM | DENTAL GENERAL SUPPLIES
16357 | 4215162051300 | NICKEL TITANIUM ROTARY FILE CONVEX TRIANGLE CROSS - SECTION AND SYMMETRIC ROTATION PROGRESSIVELY CHANGING HELICAL ANGLE AND PITCH VARIABLE TIP DIAMETERS MODIFIED GUIDING TIP NO RADIAL LANDS MORE EFFICIENT CUTTING ANGLE SHORT HANDLES. SIZE F2 LENGTH 21 MM | DENTAL GENERAL SUPPLIES
16358 | 4215162051400 | NICKEL TITANIUM ROTARY FILE CONVEX TRIANGLE CROSS - SECTION AND SYMMETRIC ROTATION PROGRESSIVELY CHANGING HELICAL ANGLE AND PITCH VARIABLE TIP DIAMETERS MODIFIED GUIDING TIP NO RADIAL LANDS MORE EFFICIENT CUTTING ANGLE SHORT HANDLES. SIZE F2 LENGTH 25 MM | DENTAL GENERAL SUPPLIES
16359 | 4215150038800 | NICKEL TITANIUM ROTARY FILE CONVEX TRIANGLE CROSS - SECTION AND SYMMETRIC ROTATION PROGRESSIVELY CHANGING HELICAL ANGLE AND PITCH VARIABLE TIP DIAMETERS MODIFIED GUIDING TIP NO RADIAL LANDS MORE EFFICIENT CUTTING ANGLE ENHANCED FLEXIBILITY SHORT HANDLES. SIZE F2 LENGTH 31 MM | DENTAL GENERAL SUPPLIES
16360 | 4215162051500 | NICKEL TITANIUM ROTARY FILE CONVEX TRIANGLE CROSS - SECTION AND SYMMETRIC ROTATION PROGRESSIVELY CHANGING HELICAL ANGLE AND PITCH VARIABLE TIP DIAMETERS MODIFIED GUIDING TIP NO RADIAL LANDS MORE EFFICIENT CUTTING ANGLE SHORT HANDLES. SIZE F3 LENGTH 21 MM | DENTAL GENERAL SUPPLIES
16361 | 4215162051600 | NICKEL TITANIUM ROTARY FILE CONVEX TRIANGLE CROSS - SECTION AND SYMMETRIC ROTATION PROGRESSIVELY CHANGING HELICAL ANGLE AND PITCH VARIABLE TIP DIAMETERS MODIFIED GUIDING TIP NO RADIAL LANDS MORE EFFICIENT CUTTING ANGLE SHORT HANDLES. SIZE F3 LENGTH 25 MM | DENTAL GENERAL SUPPLIES
16362 | 4215150038400 | NICKEL TITANIUM ROTARY FILE CONVEX TRIANGLE CROSS - SECTION AND SYMMETRIC ROTATION PROGRESSIVELY CHANGING HELICAL ANGLE AND PITCH VARIABLE TIP DIAMETERS MODIFIED GUIDING TIP NO RADIAL LANDS MORE EFFICIENT CUTTING ANGLE ENHANCED FLEXIBILITY SHORT HANDLES. SIZE F3 LENGTH 31 MM | DENTAL GENERAL SUPPLIES
16363 | 4215162051700 | NICKEL TITANIUM ROTARY FILE CONVEX TRIANGLE CROSS - SECTION AND SYMMETRIC ROTATION PROGRESSIVELY CHANGING HELICAL ANGLE AND PITCH VARIABLE TIP DIAMETERS MODIFIED GUIDING TIP NO RADIAL LANDS MORE EFFICIENT CUTTING ANGLE SHORT HANDLES. SIZE F4 LENGTH 21 MM | DENTAL GENERAL SUPPLIES
16364 | 4215162018200 | NICKEL TITANIUM ROTARY FILE CONVEX TRIANGLE CROSS - SECTION AND SYMMETRIC ROTATION PROGRESSIVELY CHANGING HELICAL ANGLE AND PITCH VARIABLE TIP DIAMETERS MODIFIED GUIDING TIP NO RADIAL LANDS MORE EFFICIENT CUTTING ANGLE SHORT HANDLES. SIZE F4 LENGTH 25 MM | DENTAL GENERAL SUPPLIES
16365 | 4215150038500 | NICKEL TITANIUM ROTARY FILE CONVEX TRIANGLE CROSS - SECTION AND SYMMETRIC ROTATION PROGRESSIVELY CHANGING HELICAL ANGLE AND PITCH VARIABLE TIP DIAMETERS MODIFIED GUIDING TIP NO RADIAL LANDS MORE EFFICIENT CUTTING ANGLE ENHANCED FLEXIBILITY SHORT HANDLES. SIZE F4 LENGTH 31 MM | DENTAL GENERAL SUPPLIES
16366 | 4215150039100 | NICKEL TITANIUM ROTARY FILE CONVEX TRIANGLE CROSS - SECTION AND SYMMETRIC ROTATION PROGRESSIVELY CHANGING HELICAL ANGLE AND PITCH VARIABLE TIP DIAMETERS MODIFIED GUIDING TIP NO RADIAL LANDS MORE EFFICIENT CUTTING ANGLE ENHANCED FLEXIBILITY SHORT HANDLES. SIZE F5 LENGTH 21 MM | DENTAL GENERAL SUPPLIES
16367 | 4215162080600 | NICKEL TITANIUM ROTARY FILE CONVEX TRIANGLE CROSS - SECTION AND SYMMETRIC ROTATION PROGRESSIVELY CHANGING HELICAL ANGLE AND PITCH VARIABLE TIP DIAMETERS MODIFIED GUIDING TIP NO RADIAL LANDS MORE EFFICIENT CUTTING ANGLE ENHANCED FLEXIBILITY SHORT HANDLES. SIZE F5 LENGTH 25 MM | DENTAL GENERAL SUPPLIES
16368 | 4215150038600 | NICKEL TITANIUM ROTARY FILE CONVEX TRIANGLE CROSS - SECTION AND SYMMETRIC ROTATION PROGRESSIVELY CHANGING HELICAL ANGLE AND PITCH VARIABLE TIP DIAMETERS MODIFIED GUIDING TIP NO RADIAL LANDS MORE EFFICIENT CUTTING ANGLE ENHANCED FLEXIBILITY SHORT HANDLES. SIZE F5 LENGTH 31 MM | DENTAL GENERAL SUPPLIES
16369 | 4215162051800 | NICKEL TITANIUM ROTARY FILE CONVEX TRIANGLE CROSS - SECTION AND SYMMETRIC ROTATION PROGRESSIVELY CHANGING HELICAL ANGLE AND PITCH VARIABLE TIP DIAMETERS MODIFIED GUIDING TIP NO RADIAL LANDS MORE EFFICIENT CUTTING ANGLE SHORT HANDLES. SIZE S1 LENGTH 21 MM | DENTAL GENERAL SUPPLIES
16370 | 4215162051900 | NICKEL TITANIUM ROTARY FILE CONVEX TRIANGLE CROSS - SECTION AND SYMMETRIC ROTATION PROGRESSIVELY CHANGING HELICAL ANGLE AND PITCH VARIABLE TIP DIAMETERS MODIFIED GUIDING TIP NO RADIAL LANDS MORE EFFICIENT CUTTING ANGLE SHORT HANDLES. SIZE S1 LENGTH 25 MM | DENTAL GENERAL SUPPLIES
16371 | 4215150039200 | NICKEL TITANIUM ROTARY FILE CONVEX TRIANGLE CROSS-SECTION AND SYMMETRIC ROTATION PROGRESSIVELY CHANGING HELICAL ANGLE AND PITCH VARIABLE TIP DIAMETERS MODIFIED GUIDING TIP NO RADIAL LANDS MORE EFFICIENT CUTTING ANGLE ENHANCED FLEXIBILITY SHORT HANDLES. SIZE S1 LENGTH 31MM | DENTAL GENERAL SUPPLIES
16372 | 4215150038700 | NICKEL TITANIUM ROTARY FILE CONVEX TRIANGLE CROSS-SECTION AND SYMMETRIC ROTATION PROGRESSIVELY CHANGING HELICAL ANGLE AND PITCH VARIABLE TIP DIAMETERS MODIFIED GUIDING TIP NO RADIAL LANDS MORE EFFICIENT CUTTING ANGLE ENHANCED FLEXIBILITY SHORT HANDLES. SIZE S2 LENGTH 21MM | DENTAL GENERAL SUPPLIES
16373 | 4215162052000 | NICKEL TITANIUM ROTARY FILE CONVEX TRIANGLE CROSS - SECTION AND SYMMETRIC ROTATION PROGRESSIVELY CHANGING HELICAL ANGLE AND PITCH VARIABLE TIP DIAMETERS MODIFIED GUIDING TIP NO RADIAL LANDS MORE EFFICIENT CUTTING ANGLE SHORT HANDLES. SIZE S2 LENGTH 25 MM | DENTAL GENERAL SUPPLIES
16374 | 4215150039300 | NICKEL TITANIUM ROTARY FILE CONVEX TRIANGLE CROSS-SECTION AND SYMMETRIC ROTATION PROGRESSIVELY CHANGING HELICAL ANGLE AND PITCH VARIABLE TIP DIAMETERS MODIFIED GUIDING TIP NO RADIAL LANDS MORE EFFICIENT CUTTING ANGLE ENHANCED FLEXIBILITY SHORT HANDLES. SIZE S2 LENGTH 31MM | DENTAL GENERAL SUPPLIES
16375 | 4215162052100 | NICKEL TITANIUM ROTARY FILE CONVEX TRIANGLE CROSS - SECTION AND SYMMETRIC ROTATION PROGRESSIVELY CHANGING HELICAL ANGLE AND PITCH VARIABLE TIP DIAMETERS MODIFIED GUIDING TIP NO RADIAL LANDS MORE EFFICIENT CUTTING ANGLE SHORT HANDLES. SIZE SX LENGTH 19 MM | DENTAL GENERAL SUPPLIES
16376 | 4215150066500 | NITI HAND FILE CONVEX TRIANGLE CROSS - SECTION AND SYMMETRIC ROTATION PROGRESSIVELY CHANGING HELICAL ANGLE AND PITCH VARIABLE TIP DIAMETERS MODIFIED GUIDING TIP NO RADIAL LANDS. ASSORTMENTS OF 6 FILES: (SX S 1 S 2 F 1 F 2 AND F 3). LENGTH 31 MM | DENTAL GENERAL SUPPLIES
16377 | 4215150066300 | NITI HAND FILE CONVEX TRIANGLE CROSS - SECTION AND SYMMETRIC ROTATION PROGRESSIVELY CHANGING HELICAL ANGLE AND PITCH VARIABLE TIP DIAMETERS MODIFIED GUIDING TIP NO RADIAL LANDS. ASSORTMENTS OF 6 FILES:( SX S 1 S 2 F 1 F 2 AND F 3). LENGTH 25 MM | DENTAL GENERAL SUPPLIES
16378 | 4215150066400 | NITI HAND FILE CONVEX TRIANGLE CROSS - SECTION AND SYMMETRIC ROTATION PROGRESSIVELY CHANGING HELICAL ANGLE AND PITCH VARIABLE TIP DIAMETERS MODIFIED GUIDING TIP NO RADIAL LANDS. ASSORTMENTS OF 6 FILES: (SX S 1 S 2 F 1 F 2 AND F 3). LENGTH 21 MM | DENTAL GENERAL SUPPLIES
16379 | 4215247605100 | NICKEL TITANIUM ROTARY FILE REVERSE HELIX SEMI - ACTIVE AND MODIFIED GUIDING TIP OFFSET PARALLELOGRAM - SHAPED CROSS - SECTION VARIABLE TAPER NEW SUPERMETAL TECHNOLOGY (GOLD - WIRE) UNIQUE UNEQUAL BIDIRECTIONAL RECIPROCATION MOVEMENT. SIZES ASSORTED (SMALL PRIMARY MEDIUM AND LARGE) LENGTH 31MM ONE EACH (EA) = ONE (1) PACK | DENTAL GENERAL SUPPLIES
16380 | 4215247605000 | NICKEL TITANIUM ROTARY FILE REVERSE HELIX SEMI - ACTIVE AND MODIFIED GUIDING TIP OFFSET PARALLELOGRAM - SHAPED CROSS - SECTION VARIABLE TAPER NEW SUPERMETAL TECHNOLOGY (GOLD - WIRE) UNIQUE UNEQUAL BIDIRECTIONAL RECIPROCATION MOVEMENT. SIZES ASSORTED (SMALL PRIMARY MEDIUM AND LARGE) LENGTH 21MM ONE EACH (EA) = ONE (1) PACK | DENTAL GENERAL SUPPLIES
16381 | 4215222001600 | NICKEL TITANIUM ROTARY FILE REVERSE HELIX SEMI - ACTIVE AND MODIFIED GUIDING TIP OFFSET PARALLELOGRAM - SHAPED CROSS - SECTION VARIABLE TAPER NEW SUPERMETAL TECHNOLOGY (GOLD - WIRE) UNIQUE UNEQUAL BIDIRECTIONAL RECIPROCATION MOVEMENT. SIZES ASSORTED (SMALL PRIMARY MEDIUM AND LARGE) LENGTH 25MM ONE EACH (EA) = ONE (1) PACK | DENTAL GENERAL SUPPLIES
16382 | 4215247604800 | NICKEL TITANIUM ROTARY FILE REVERSE HELIX SEMI - ACTIVE AND MODIFIED GUIDING TIP OFFSET PARALLELOGRAM - SHAPED CROSS - SECTION VARIABLE TAPER NEW SUPERMETAL TECHNOLOGY (GOLD - WIRE) UNIQUE UNEQUAL BIDIRECTIONAL RECIPROCATION MOVEMENT. MEDIUM (GREEN 35/06) LENGTH 31 MM. 6/PACK ONE EACH (EA) = ONE (1) PACK | DENTAL GENERAL SUPPLIES
16383 | 4215247604700 | NICKEL TITANIUM ROTARY FILE REVERSE HELIX SEMI - ACTIVE AND MODIFIED GUIDING TIP OFFSET PARALLELOGRAM - SHAPED CROSS - SECTION VARIABLE TAPER NEW SUPERMETAL TECHNOLOGY (GOLD - WIRE) UNIQUE UNEQUAL BIDIRECTIONAL RECIPROCATION MOVEMENT. MEDIUM (GREEN 35/06) LENGTH 25 MM. 6/PACK ONE EACH (EA) = ONE (1) PACK | DENTAL GENERAL SUPPLIES
16384 | 4215247604600 | NICKEL TITANIUM ROTARY FILE REVERSE HELIX SEMI - ACTIVE AND MODIFIED GUIDING TIP OFFSET PARALLELOGRAM - SHAPED CROSS - SECTION VARIABLE TAPER NEW SUPERMETAL TECHNOLOGY (GOLD - WIRE) UNIQUE UNEQUAL BIDIRECTIONAL RECIPROCATION MOVEMENT. MEDIUM (GREEN 35/06) LENGTH 21 MM. 6/PACK ONE EACH (EA) = ONE (1) PACK | DENTAL GENERAL SUPPLIES
16385 | 4215247604500 | NICKEL TITANIUM ROTARY FILE REVERSE HELIX SEMI - ACTIVE AND MODIFIED GUIDING TIP OFFSET PARALLELOGRAM - SHAPED CROSS - SECTION VARIABLE TAPER NEW SUPERMETAL TECHNOLOGY (GOLD - WIRE) UNIQUE UNEQUAL BIDIRECTIONAL RECIPROCATION MOVEMENT. LARGE (WHITE 45/05) LENGTH 31 MM. 6/PACK ONE EACH (EA) = ONE (1) PACK | DENTAL GENERAL SUPPLIES
16386 | 4215247604400 | NICKEL TITANIUM ROTARY FILE REVERSE HELIX SEMI - ACTIVE AND MODIFIED GUIDING TIP OFFSET PARALLELOGRAM - SHAPED CROSS - SECTION VARIABLE TAPER NEW SUPERMETAL TECHNOLOGY (GOLD - WIRE) UNIQUE UNEQUAL BIDIRECTIONAL RECIPROCATION MOVEMENT. LARGE (WHITE 45/05) LENGTH 25 MM. 6/PACK ONE EACH (EA) = ONE (1) PACK | DENTAL GENERAL SUPPLIES
16387 | 4215247604300 | NICKEL TITANIUM ROTARY FILE REVERSE HELIX SEMI - ACTIVE AND MODIFIED GUIDING TIP OFFSET PARALLELOGRAM - SHAPED CROSS - SECTION VARIABLE TAPER NEW SUPERMETAL TECHNOLOGY (GOLD - WIRE) UNIQUE UNEQUAL BIDIRECTIONAL RECIPROCATION MOVEMENT. LARGE (WHITE 45/05) LENGTH 21 MM. 6/PACK ONE EACH (EA) = ONE (1) PACK | DENTAL GENERAL SUPPLIES
16388 | 4215222001700 | NICKEL TITANIUM ROTARY FILE REVERSE HELIX SEMI - ACTIVE AND MODIFIED GUIDING TIP OFFSET PARALLELOGRAM - SHAPED CROSS - SECTION VARIABLE TAPER NEW SUPERMETAL TECHNOLOGY (GOLD - WIRE) UNIQUE UNEQUAL BIDIRECTIONAL RECIPROCATION MOVEMENT. PRIMARY (RED 25/07) LENGTH 25 MM. 6/PACK ONE EACH (EA) = ONE (1) PACK | DENTAL GENERAL SUPPLIES
16389 | 4111600470700 | NICKEL TITANIUM ROTARY FILE REVERSE HELIX SEMI - ACTIVE AND MODIFIED GUIDING TIP OFFSET PARALLELOGRAM - SHAPED CROSS - SECTION VARIABLE TAPER NEW SUPERMETAL TECHNOLOGY (GOLD - WIRE) UNIQUE UNEQUAL BIDIRECTIONAL RECIPROCATION MOVEMENT. PRIMARY (RED 25/07) LENGTH 31 MM. 6/PACK ONE EACH (EA) = ONE (1) PACK | DENTAL GENERAL SUPPLIES
16390 | 4215150070400 | NICKEL TITANIUM ROTARY FILE REVERSE HELIX SEMI - ACTIVE AND MODIFIED GUIDING TIP OFFSET PARALLELOGRAM - SHAPED CROSS - SECTION VARIABLE TAPER NEW SUPERMETAL TECHNOLOGY (GOLD - WIRE) UNIQUE UNEQUAL BIDIRECTIONAL RECIPROCATION MOVEMENT. PRIMARY (RED 25/07) LENGTH 21 MM. 6/PACK ONE EACH (EA) = ONE (1) PACK | DENTAL GENERAL SUPPLIES
16391 | 4215162059900 | NICKEL TITANIUM ROTARY FILE REVERSE HELIX SEMI - ACTIVE AND MODIFIED GUIDING TIP OFFSET PARALLELOGRAM - SHAPED CROSS - SECTION VARIABLE TAPER NEW SUPERMETAL TECHNOLOGY (GOLD - WIRE) UNIQUE UNEQUAL BIDIRECTIONAL RECIPROCATION MOVEMENT. SMALL (YELLOW 20/07) LENGTH 21 MM. 6/PACK ONE EACH (EA) = ONE (1) PACK | DENTAL GENERAL SUPPLIES
16392 | 4111600470900 | NICKEL TITANIUM ROTARY FILE REVERSE HELIX SEMI - ACTIVE AND MODIFIED GUIDING TIP OFFSET PARALLELOGRAM - SHAPED CROSS - SECTION VARIABLE TAPER NEW SUPERMETAL TECHNOLOGY (GOLD - WIRE) UNIQUE UNEQUAL BIDIRECTIONAL RECIPROCATION MOVEMENT. SMALL (YELLOW 20/07) LENGTH 25 MM. 6/PACK ONE EACH (EA) = ONE (1) PACK | DENTAL GENERAL SUPPLIES
16393 | 4111600470800 | NICKEL TITANIUM ROTARY FILE REVERSE HELIX SEMI - ACTIVE AND MODIFIED GUIDING TIP OFFSET PARALLELOGRAM - SHAPED CROSS - SECTION VARIABLE TAPER NEW SUPERMETAL TECHNOLOGY (GOLD - WIRE) UNIQUE UNEQUAL BIDIRECTIONAL RECIPROCATION MOVEMENT. SMALL (YELLOW 20/07) LENGTH 31 MM. 6/PACK ONE EACH (EA) = ONE (1) PACK | DENTAL GENERAL SUPPLIES
16394 | 4215247709100 | GUTTA PERCHA POINTS RADIO - OPAQUE STANDARDIZED SIZE 15/0.02 80 - 120/BOX ONE EACH (EA) = ONE (1) PACK | DENTAL GENERAL SUPPLIES
16395 | 4215247709000 | GUTTA PERCHA POINTS RADIO - OPAQUE STANDARDIZED SIZE 20/0.02 80 - 120/BOX ONE EACH (EA) = ONE (1) PACK | DENTAL GENERAL SUPPLIES
16396 | 4215247708900 | GUTTA PERCHA POINTS RADIO - OPAQUE STANDARDIZED SIZE 25/0.02 80 - 120/BOX ONE EACH (EA) = ONE (1) PACK | DENTAL GENERAL SUPPLIES
16397 | 4215247704800 | GUTTA PERCHA POINTS RADIO - OPAQUE STANDARDIZED SIZE 30/0.02 80 - 120/BOX ONE EACH (EA) = ONE (1) PACK | DENTAL GENERAL SUPPLIES
16398 | 4215247704900 | GUTTA PERCHA POINTS RADIO - OPAQUE STANDARDIZED SIZE 35/0.02 80 - 120/BOX ONE EACH (EA) = ONE (1) PACK | DENTAL GENERAL SUPPLIES
16399 | 4215247708500 | GUTTA PERCHA POINTS RADIO - OPAQUE STANDARDIZED SIZE 40/0.02 80 - 120/BOX ONE EACH (EA) = ONE (1) PACK | DENTAL GENERAL SUPPLIES
16400 | 4215247705000 | GUTTA PERCHA POINTS RADIO - OPAQUE STANDARDIZED SIZE 45/0.02 80 - 120/BOX ONE EACH (EA) = ONE (1) PACK | DENTAL GENERAL SUPPLIES
16401 | 4215247705100 | GUTTA PERCHA POINTS RADIO - OPAQUE STANDARDIZED SIZE 50/0.02 80 - 120/BOX ONE EACH (EA) = ONE (1) PACK | DENTAL GENERAL SUPPLIES
16402 | 4215150052500 | GUTTA PERCHA POINTS RADIO - OPAQUE STANDARDIZED SIZE 55/0.02 80 - 120/BOX ONE EACH (EA) = ONE (1) PACK | DENTAL GENERAL SUPPLIES
16403 | 4215247705200 | GUTTA PERCHA POINTS RADIO - OPAQUE STANDARDIZED SIZE 60/0.02 80 - 120/BOX ONE EACH (EA) = ONE (1) PACK | DENTAL GENERAL SUPPLIES
16404 | 4215247705300 | GUTTA PERCHA POINTS RADIO - OPAQUE STANDARDIZED SIZE 70/0.02 80 - 120/BOX ONE EACH (EA) = ONE (1) PACK | DENTAL GENERAL SUPPLIES
16405 | 4215247705400 | GUTTA PERCHA POINTS RADIO - OPAQUE STANDARDIZED SIZE 80/0.02 80 - 120/BOX ONE EACH (EA) = ONE (1) PACK | DENTAL GENERAL SUPPLIES
16406 | 4215247705500 | GUTTA PERCHA POINTS RADIO - OPAQUE STANDARDIZED SIZE 90/0.02 80 - 120/BOX ONE EACH (EA) = ONE (1) PACK | DENTAL GENERAL SUPPLIES
16407 | 4215150055900 | GUTTA PERCHA POINTS RADIO - OPAQUE STANDARDIZED SIZE 100/0.02 80 - 120/BOX ONE EACH (EA) = ONE (1) PACK | DENTAL GENERAL SUPPLIES
16408 | 4215150056000 | GUTTA PERCHA POINTS RADIO - OPAQUE STANDARDIZED SIZE 110/0.02 80 - 120/BOX ONE EACH (EA) = ONE (1) PACK | DENTAL GENERAL SUPPLIES
16409 | 4215150056100 | GUTTA PERCHA POINTS RADIO - OPAQUE STANDARDIZED SIZE 120/0.02 80 - 120/BOX ONE EACH (EA) = ONE (1) PACK | DENTAL GENERAL SUPPLIES
16410 | 4215150056200 | GUTTA PERCHA POINTS RADIO - OPAQUE STANDARDIZED SIZE 130/0.02 80 - 120/BOX ONE EACH (EA) = ONE (1) PACK | DENTAL GENERAL SUPPLIES
16411 | 4215150067200 | GUTTA PERCHA POINTS RADIO - OPAQUE STANDARDIZED SIZE 140/0.02 80 - 120/BOX ONE EACH (EA) = ONE (1) PACK | DENTAL GENERAL SUPPLIES
16412 | 4214271800800 | GUTTA PERCHA POINTS RADIO - OPAQUE STANDARDIZED SIZE 15 - 40/0.02 80 - 120/BOX ONE EACH (EA) = ONE (1) PACK | DENTAL GENERAL SUPPLIES
16413 | 4215247708200 | GUTTA PERCHA POINTS RADIO - OPAQUE STANDARDIZED SIZE 45 - 80/0.02 80 - 120/BOX ONE EACH (EA) = ONE (1) PACK | DENTAL GENERAL SUPPLIES
16414 | 4215247705600 | GUTTA PERCHA POINTS RADIO - OPAQUE STANDARDIZED SIZE 90 - 140/0.02 80 - 120/BOX ONE EACH (EA) = ONE (1) PACK | DENTAL GENERAL SUPPLIES
16415 | 4215247705700 | GUTTA PERCHA POINTS RADIO - OPAQUE STANDARDIZED SIZE 15/0.04 80 - 120/BOX ONE EACH (EA) = ONE (1) PACK | DENTAL GENERAL SUPPLIES
16416 | 4215247705800 | GUTTA PERCHA POINTS RADIO - OPAQUE STANDARDIZED SIZE 20/0.04 80 - 120/BOX ONE EACH (EA) = ONE (1) PACK | DENTAL GENERAL SUPPLIES
16417 | 4215247705900 | GUTTA PERCHA POINTS RADIO - OPAQUE STANDARDIZED SIZE 25/0.04 80 - 120/BOX ONE EACH (EA) = ONE (1) PACK | DENTAL GENERAL SUPPLIES
16418 | 4215247707700 | GUTTA PERCHA POINTS RADIO - OPAQUE STANDARDIZED SIZE 30/0.04 80 - 120/BOX ONE EACH (EA) = ONE (1) PACK | DENTAL GENERAL SUPPLIES
16419 | 4215247708700 | GUTTA PERCHA POINTS RADIO - OPAQUE STANDARDIZED SIZE 35/0.04 80 - 120/BOX ONE EACH (EA) = ONE (1) PACK | DENTAL GENERAL SUPPLIES
16420 | 4215247707500 | GUTTA PERCHA POINTS RADIO - OPAQUE STANDARDIZED SIZE 40/0.04 80 - 120/BOX ONE EACH (EA) = ONE (1) PACK | DENTAL GENERAL SUPPLIES
16421 | 4215247708400 | GUTTA PERCHA POINTS RADIO - OPAQUE STANDARDIZED SIZE 45/0.04 80 - 120/BOX ONE EACH (EA) = ONE (1) PACK | DENTAL GENERAL SUPPLIES
16422 | 4215247706000 | GUTTA PERCHA POINTS RADIO - OPAQUE STANDARDIZED SIZE 50/0.04 80 - 120/BOX ONE EACH (EA) = ONE (1) PACK | DENTAL GENERAL SUPPLIES
16423 | 4215247706100 | GUTTA PERCHA POINTS RADIO - OPAQUE STANDARDIZED SIZE 55/0.04 80 - 120/BOX ONE EACH (EA) = ONE (1) PACK | DENTAL GENERAL SUPPLIES
16424 | 4215247709500 | GUTTA PERCHA POINTS RADIO - OPAQUE STANDARDIZED SIZE 60/0.04 80 - 120/BOX ONE EACH (EA) = ONE (1) PACK | DENTAL GENERAL SUPPLIES
16425 | 4215247706200 | GUTTA PERCHA POINTS RADIO - OPAQUE STANDARDIZED SIZE 70/0.04 80 - 120/BOX ONE EACH (EA) = ONE (1) PACK | DENTAL GENERAL SUPPLIES
16426 | 4215247706300 | GUTTA PERCHA POINTS RADIO - OPAQUE STANDARDIZED SIZE 80/0.04 80 - 120/BOX ONE EACH (EA) = ONE (1) PACK | DENTAL GENERAL SUPPLIES
16427 | 4215247706400 | GUTTA PERCHA POINTS RADIO - OPAQUE STANDARDIZED SIZE 90/0.04 80 - 120/BOX ONE EACH (EA) = ONE (1) PACK | DENTAL GENERAL SUPPLIES
16428 | 4215150064500 | GUTTA PERCHA POINTS RADIO - OPAQUE STANDARDIZED SIZE 15 - 40/0.04 80 - 120/BOX ONE EACH (EA) = ONE (1) PACK | DENTAL GENERAL SUPPLIES
16429 | 4215247706500 | GUTTA PERCHA POINTS RADIO - OPAQUE STANDARDIZED SIZE 45 - 90/0.04 80 - 120/BOX ONE EACH (EA) = ONE (1) PACK | DENTAL GENERAL SUPPLIES
16430 | 4215247706600 | GUTTA PERCHA POINTS RADIO - OPAQUE STANDARDIZED SIZE 20/0.06 80 - 120/BOX ONE EACH (EA) = ONE (1) PACK | DENTAL GENERAL SUPPLIES
16431 | 4215247706700 | GUTTA PERCHA POINTS RADIO - OPAQUE STANDARDIZED SIZE 25/0.06 80 - 120/BOX ONE EACH (EA) = ONE (1) PACK | DENTAL GENERAL SUPPLIES
16432 | 4215247708800 | GUTTA PERCHA POINTS RADIO - OPAQUE STANDARDIZED SIZE 30/0.06 80 - 120/BOX ONE EACH (EA) = ONE (1) PACK | DENTAL GENERAL SUPPLIES
16433 | 4215247708600 | GUTTA PERCHA POINTS RADIO - OPAQUE STANDARDIZED SIZE 35/0.06 80 - 120/BOX ONE EACH (EA) = ONE (1) PACK | DENTAL GENERAL SUPPLIES
16434 | 4215247703000 | GUTTA PERCHA POINTS RADIO - OPAQUE STANDARDIZED SIZE 40/0.06 80 - 120/BOX ONE EACH (EA) = ONE (1) PACK | DENTAL GENERAL SUPPLIES
16435 | 4215247708300 | GUTTA PERCHA POINTS RADIO - OPAQUE STANDARDIZED SIZE 45/0.06 80 - 120/BOX ONE EACH (EA) = ONE (1) PACK | DENTAL GENERAL SUPPLIES
16436 | 4215150052400 | GUTTA PERCHA POINTS RADIO - OPAQUE STANDARDIZED SIZE 50/0.06 80 - 120/BOX ONE EACH (EA) = ONE (1) PACK | DENTAL GENERAL SUPPLIES
16437 | 4215247706800 | GUTTA PERCHA POINTS RADIO - OPAQUE NON - STANDARDIZED SIZE FINE 80 - 120/BOX ONE EACH (EA) = ONE (1) PACK | DENTAL GENERAL SUPPLIES
16438 | 4215247706900 | GUTTA PERCHA POINTS RADIO - OPAQUE NON - STANDARDIZED SIZE FINE - FINE 80 - 120/BOX ONE EACH (EA) = ONE (1) PACK | DENTAL GENERAL SUPPLIES
16439 | 4215247707000 | GUTTA PERCHA POINTS RADIO - OPAQUE NON - STANDARDIZED SIZE X-FINE 80 - 120/BOX ONE EACH (EA) = ONE (1) PACK | DENTAL GENERAL SUPPLIES
16440 | 4215247709400 | GUTTA PERCHA POINTS RADIO - OPAQUE NON - STANDARDIZED SIZE FINE - MEDIUM 80 - 120/BOX ONE EACH (EA) = ONE (1) PACK | DENTAL GENERAL SUPPLIES
16441 | 4215247709200 | GUTTA PERCHA POINTS RADIO - OPAQUE NON - STANDARDIZED SIZE MEDIUM - FINE 80 - 120/BOX ONE EACH (EA) = ONE (1) PACK | DENTAL GENERAL SUPPLIES
16442 | 4215247707100 | GUTTA PERCHA POINTS RADIO - OPAQUE NON - STANDARDIZED SIZE MEDIUM 80 - 120/BOX ONE EACH (EA) = ONE (1) PACK | DENTAL GENERAL SUPPLIES
16443 | 4215247707200 | GUTTA PERCHA POINTS RADIO - OPAQUE NON - STANDARDIZED SIZE MEDIUM - LARGE 80 - 120/BOX ONE EACH (EA) = ONE (1) PACK | DENTAL GENERAL SUPPLIES
16444 | 4215247709300 | GUTTA PERCHA POINTS RADIO - OPAQUE NON - STANDARDIZED SIZE LARGE 80 - 120/BOX ONE EACH (EA) = ONE (1) PACK | DENTAL GENERAL SUPPLIES
16445 | 4215247710900 | GUTTA PERCHA POINTS RADIO - OPAQUE DESIGNED TO MATCH WITH ROTARY SYSTEM SIZE F1 (60 - 120/BOX) | DENTAL GENERAL SUPPLIES
16446 | 4215247708100 | GUTTA PERCHA POINTS RADIO - OPAQUE DESIGNED TO MATCH WITH ROTARY SYSTEM SIZE F2 (60 - 120/BOX) | DENTAL GENERAL SUPPLIES
16447 | 4215247708000 | GUTTA PERCHA POINTS RADIO - OPAQUE DESIGNED TO MATCH WITH ROTARY SYSTEM SIZE F3 (60 - 120/BOX) | DENTAL GENERAL SUPPLIES
16448 | 4215247707900 | GUTTA PERCHA POINTS RADIO - OPAQUE DESIGNED TO MATCH WITH ROTARY SYSTEM SIZE F4 (60 - 120/BOX) | DENTAL GENERAL SUPPLIES
16449 | 4215247711800 | GUTTA PERCHA POINTS RADIO - OPAQUE DESIGNED TO MATCH WITH ROTARY SYSTEM SIZE F5 (60 - 120/BOX) | DENTAL GENERAL SUPPLIES
16450 | 4215247711600 | GUTTA-PERCHA POINTS DESIGNED TO MATCH WITH RECIPROCATING SYSTEM SMALL SIZE ONE EACH (EA) = ONE (1) PACK | DENTAL GENERAL SUPPLIES
16451 | 4215247711500 | GUTTA-PERCHA POINTS DESIGNED TO MATCH WITH RECIPROCATING SYSTEM PRIMARY SIZE ONE EACH (EA) = ONE (1) PACK | DENTAL GENERAL SUPPLIES
16452 | 4215247711400 | GUTTA-PERCHA POINTS DESIGNED TO MATCH WITH RECIPROCATING SYSTEM MEDIUM SIZE ONE EACH (EA) = ONE (1) PACK | DENTAL GENERAL SUPPLIES
16453 | 4215247711300 | GUTTA-PERCHA POINTS DESIGNED TO MATCH WITH RECIPROCATING SYSTEM LARGE SIZE ONE EACH (EA) = ONE (1) PACK | DENTAL GENERAL SUPPLIES
16454 | 4215247711100 | GUTTA-PERCHA POINTS DESIGNED TO MATCH WITH RECIPROCATING SYSTEM ASSORTED ( SMALL PRIMARY MEDIUM AND LARGE) ONE EACH (EA) = ONE (1) PACK | DENTAL GENERAL SUPPLIES
16455 | 4215163210300 | GUTTA PERCHA POINTS VARIABLE TAPER DESIGNED TO MATCH WITH ROTARY SYSTEM SIZE X2 ONE EACH (EA) = ONE (1) PACK | DENTAL GENERAL SUPPLIES
16456 | 4215247703200 | GUTTA PERCHA POINTS VARIABLE TAPER DESIGNED TO MATCH WITH ROTARY SYSTEM SIZE X3 ONE EACH (EA) = ONE (1) PACK | DENTAL GENERAL SUPPLIES
16457 | 4215150077300 | GUTTA PERCHA POINTS VARIABLE TAPER DESIGNED TO MATCH WITH ROTARY SYSTEM SIZE X5 ONE EACH (EA) = ONE (1) PACK | DENTAL GENERAL SUPPLIES
16458 | 4215150077200 | GUTTA PERCHA POINTS VARIABLE TAPER DESIGNED TO MATCH WITH ROTARY SYSTEM SIZE X4 ONE EACH (EA) = ONE (1) PACK | DENTAL GENERAL SUPPLIES
16459 | 4215163217900 | ENDODONTIC ROTARY RETREATMENT FILES 16 MM PACK OF 6 ONE EACH (EA) = ONE (1) PACK | DENTAL GENERAL SUPPLIES
16460 | 4215163218000 | ENDODONTIC ROTARY RETREATMENT FILES 18 MM PACK OF 6 ONE EACH (EA) = ONE (1) PACK | DENTAL GENERAL SUPPLIES
16461 | 4215163218100 | ENDODONTIC ROTARY RETREATMENT FILES 22 MM PACK OF 6 ONE EACH (EA) = ONE (1) PACK | DENTAL GENERAL SUPPLIES
16462 | 4215150015700 | ENDODONTIC ROTARY RETREATMENT FILE ASSORTED SIZE ONE EACH (EA) = ONE (1) PACK | DENTAL GENERAL SUPPLIES
16463 | 4215162038300 | C - FILE STAINLESS STEEL PRE - INSERTED SILICONE STOPS LENGTH 21 MM SIZE 06 6/BOX ONE EACH (EA) = ONE (1) PACK | DENTAL GENERAL SUPPLIES
16464 | 4215162038400 | C - FILE STAINLESS STEEL PRE - INSERTED SILICONE STOPS LENGTH 21 MM SIZE 08 6/BOX ONE EACH (EA) = ONE (1) PACK | DENTAL GENERAL SUPPLIES
16465 | 4215162038500 | C - FILE STAINLESS STEEL PRE - INSERTED SILICONE STOPS LENGTH 25 MM SIZE 06 6/BOX ONE EACH (EA) = ONE (1) PACK | DENTAL GENERAL SUPPLIES
16466 | 4215162038600 | C - FILE STAINLESS STEEL PRE - INSERTED SILICONE STOPS LENGTH 25 MM SIZE 08 6/BOX ONE EACH (EA) = ONE (1) PACK | DENTAL GENERAL SUPPLIES
16467 | 4215150046700 | FILE C+ ENDODONTIC STAINLESS STEEL WITH PRE - INSERTED SILICONE STOPS SIZE 10 LENGTH 21 MM ONE EACH (EA) = ONE (1) PACK | DENTAL GENERAL SUPPLIES
16468 | 4215150032600 | FILE C+ ENDODONTIC STAINLESS STEEL WITH PRE - INSERTED SILICONE STOPS SIZE 10 LENGTH 25 MM ONE EACH (EA) = ONE (1) PACK | DENTAL GENERAL SUPPLIES
16469 | 4215150036400 | FILE C+ ENDODONTIC STAINLESS STEEL WITH PRE - INSERTED SILICONE STOPS SIZE 15 LENGTH 25 MM ONE EACH (EA) = ONE (1) PACK | DENTAL GENERAL SUPPLIES
16470 | 4215150036300 | FILE C+ ENDODONTIC STAINLESS STEEL WITH PRE - INSERTED SILICONE STOPS SIZE 15 LENGTH 21 MM ONE EACH (EA) = ONE (1) PACK | DENTAL GENERAL SUPPLIES
16471 | 4215150032700 | H-FILE ENDODONTIC STAINLESS STEEL WITH PRE - INSERTED SILICONE STOPS SIZE 06 LENGTH 21 MM ONE EACH (EA) = ONE (1) PACK | DENTAL GENERAL SUPPLIES
16472 | 4215150032800 | H-FILE ENDODONTIC STAINLESS STEEL WITH PRE - INSERTED SILICONE STOPS SIZE 08 LENGTH 21 MM ONE EACH (EA) = ONE (1) PACK | DENTAL GENERAL SUPPLIES
16473 | 4215150032900 | H-FILE ENDODONTIC STAINLESS STEEL WITH PRE - INSERTED SILICONE STOPS SIZE 10 LENGTH 21 MM ONE EACH (EA) = ONE (1) PACK | DENTAL GENERAL SUPPLIES
16474 | 4215162018600 | H - FILE STAINLESS STEEL PRE - INSERTED SILICONE STOPS LENGTH 21 MM SIZE 15 6/BOX ONE EACH (EA) = ONE (1) PACK | DENTAL GENERAL SUPPLIES
16475 | 4215162038700 | H - FILE STAINLESS STEEL PRE - INSERTED SILICONE STOPS LENGTH 21 MM SIZE 20 6/BOX ONE EACH (EA) = ONE (1) PACK | DENTAL GENERAL SUPPLIES
16476 | 4215162038800 | H - FILE STAINLESS STEEL PRE - INSERTED SILICONE STOPS LENGTH 21 MM SIZE 25 6/BOX ONE EACH (EA) = ONE (1) PACK | DENTAL GENERAL SUPPLIES
16477 | 4215162038900 | H - FILE STAINLESS STEEL PRE - INSERTED SILICONE STOPS LENGTH 21 MM SIZE 30 6/BOX ONE EACH (EA) = ONE (1) PACK | DENTAL GENERAL SUPPLIES
16478 | 4215162039000 | H - FILE STAINLESS STEEL PRE - INSERTED SILICONE STOPS LENGTH 21 MM SIZE 35 6/BOX ONE EACH (EA) = ONE (1) PACK | DENTAL GENERAL SUPPLIES
16479 | 4215162039100 | H - FILE STAINLESS STEEL PRE - INSERTED SILICONE STOPS LENGTH 21 MM SIZE 40 6/BOX ONE EACH (EA) = ONE (1) PACK | DENTAL GENERAL SUPPLIES
16480 | 4215150033000 | H-FILE ENDODONTIC STAINLESS STEEL WITH PRE - INSERTED SILICONE STOPS SIZE 45 LENGTH 21 MM ONE EACH (EA) = ONE (1) PACK | DENTAL GENERAL SUPPLIES
16481 | 4215150033100 | H-FILE ENDODONTIC STAINLESS STEEL WITH PRE - INSERTED SILICONE STOPS SIZE 50 LENGTH 21 MM ONE EACH (EA) = ONE (1) PACK | DENTAL GENERAL SUPPLIES
16482 | 4215150033200 | H-FILE ENDODONTIC STAINLESS STEEL WITH PRE - INSERTED SILICONE STOPS SIZE 55 LENGTH 21 MM ONE EACH (EA) = ONE (1) PACK | DENTAL GENERAL SUPPLIES
16483 | 4215162061800 | H-FILE ENDODONTIC STAINLESS STEEL WITH PRE-INSERTED SILICONE STOPS SIZE 60 LENGTH 21MM ONE EACH (EA) = ONE (1) PACK | DENTAL GENERAL SUPPLIES
16484 | 4215150033300 | H-FILE ENDODONTIC STAINLESS STEEL WITH PRE - INSERTED SILICONE STOPS SIZE 70 LENGTH 21 MM ONE EACH (EA) = ONE (1) PACK | DENTAL GENERAL SUPPLIES
16485 | 4215150033400 | H-FILE ENDODONTIC STAINLESS STEEL WITH PRE - INSERTED SILICONE STOPS SIZE 80 LENGTH 21 MM ONE EACH (EA) = ONE (1) PACK | DENTAL GENERAL SUPPLIES
16486 | 4215150033500 | H-FILE ENDODONTIC STAINLESS STEEL WITH PRE - INSERTED SILICONE STOPS SIZE 90 LENGTH 21 MM ONE EACH (EA) = ONE (1) PACK | DENTAL GENERAL SUPPLIES
16487 | 4215150106700 | FILE H ENDODONTIC SS WITH PRE - INSERTED SILICONE STOPS SIZE 100 LENGTH 21 MM ONE EACH (EA) = ONE (1) PACK | DENTAL GENERAL SUPPLIES
16488 | 4215162062300 | FILE H ENDODONTIC STAINLESS STEEL WITH PRE-INSERTED SILICONE STOPS ASSORTED SIZES 15-40 LENGTH 21MM ONE EACH (EA) = ONE (1) PACK | DENTAL GENERAL SUPPLIES
16489 | 4215163218500 | H - FILE STAINLESS STEEL PRE - INSERTED SILICONE STOPS LENGTH 21 MM SIZE 45 - 80 6/BOX ONE EACH (EA) = ONE (1) PACK | DENTAL GENERAL SUPPLIES
16490 | 4215162039200 | H - FILE STAINLESS STEEL PRE - INSERTED SILICONE STOPS LENGTH 21 MM SIZE 90 - 140 6/BOX ONE EACH (EA) = ONE (1) PACK | DENTAL GENERAL SUPPLIES
16491 | 4215150033600 | H-FILE ENDODONTIC STAINLESS STEEL WITH PRE - INSERTED SILICONE STOPS SIZE 06 LENGTH 25 MM ONE EACH (EA) = ONE (1) PACK | DENTAL GENERAL SUPPLIES
16492 | 4215162039300 | H - FILE STAINLESS STEEL PRE - INSERTED SILICONE STOPS LENGTH 25 MM SIZE 08 6/BOX ONE EACH (EA) = ONE (1) PACK | DENTAL GENERAL SUPPLIES
16493 | 4215162039400 | H - FILE STAINLESS STEEL PRE - INSERTED SILICONE STOPS LENGTH 25 MM SIZE 10 6/BOX ONE EACH (EA) = ONE (1) PACK | DENTAL GENERAL SUPPLIES
16494 | 4215162059100 | H-FILE STAINLESS STEEL PRE-INSERTED SILICONE STOPS LENGTH 25MM SIZE ASSORTED 15 -40 6/BOX ONE EACH (EA) = ONE (1) PACK | DENTAL GENERAL SUPPLIES
16495 | 4215162039500 | H - FILE STAINLESS STEEL PRE - INSERTED SILICONE STOPS LENGTH 25 MM SIZE 20 6/BOX ONE EACH (EA) = ONE (1) PACK | DENTAL GENERAL SUPPLIES
16496 | 4215162039600 | H - FILE STAINLESS STEEL PRE - INSERTED SILICONE STOPS LENGTH 25 MM SIZE 25 6/BOX ONE EACH (EA) = ONE (1) PACK | DENTAL GENERAL SUPPLIES
16497 | 4215162039700 | H - FILE STAINLESS STEEL PRE - INSERTED SILICONE STOPS LENGTH 25 MM SIZE 30 6/BOX ONE EACH (EA) = ONE (1) PACK | DENTAL GENERAL SUPPLIES
16498 | 4215162039800 | H - FILE STAINLESS STEEL PRE - INSERTED SILICONE STOPS LENGTH 25 MM SIZE 35 6/BOX ONE EACH (EA) = ONE (1) PACK | DENTAL GENERAL SUPPLIES
16499 | 4215162039900 | H - FILE STAINLESS STEEL PRE - INSERTED SILICONE STOPS LENGTH 25 MM SIZE 40 6/BOX ONE EACH (EA) = ONE (1) PACK | DENTAL GENERAL SUPPLIES
16500 | 4215162040000 | H - FILE STAINLESS STEEL PRE - INSERTED SILICONE STOPS LENGTH 25 MM SIZE 45 6/BOX ONE EACH (EA) = ONE (1) PACK | DENTAL GENERAL SUPPLIES
16501 | 4215162040100 | H - FILE STAINLESS STEEL PRE - INSERTED SILICONE STOPS LENGTH 25 MM SIZE 50 6/BOX ONE EACH (EA) = ONE (1) PACK | DENTAL GENERAL SUPPLIES
16502 | 4215162040200 | H - FILE STAINLESS STEEL PRE - INSERTED SILICONE STOPS LENGTH 25 MM SIZE 55 6/BOX ONE EACH (EA) = ONE (1) PACK | DENTAL GENERAL SUPPLIES
16503 | 4215162040300 | H - FILE STAINLESS STEEL PRE - INSERTED SILICONE STOPS LENGTH 25 MM SIZE 60 6/BOX ONE EACH (EA) = ONE (1) PACK | DENTAL GENERAL SUPPLIES
16504 | 4215162040400 | H - FILE STAINLESS STEEL PRE - INSERTED SILICONE STOPS LENGTH 25 MM SIZE 70 6/BOX ONE EACH (EA) = ONE (1) PACK | DENTAL GENERAL SUPPLIES
16505 | 4215162040500 | H - FILE STAINLESS STEEL PRE - INSERTED SILICONE STOPS LENGTH 25 MM SIZE 80 6/BOX ONE EACH (EA) = ONE (1) PACK | DENTAL GENERAL SUPPLIES
16506 | 4215162040600 | H - FILE STAINLESS STEEL PRE - INSERTED SILICONE STOPS LENGTH 25 MM SIZE 90 6/BOX ONE EACH (EA) = ONE (1) PACK | DENTAL GENERAL SUPPLIES
16507 | 4215150036500 | H-FILE ENDODONTIC STAINLESS STEEL WITH PRE - INSERTED SILICONE STOPS SIZE 100 LENGTH 25 MM ONE EACH (EA) = ONE (1) PACK | DENTAL GENERAL SUPPLIES
16508 | 4215162059000 | H - FILE STAINLESS STEEL PRE - INSERTED SILICONE STOPS LENGTH 25 MM SIZE 45 - 80 6/BOX ONE EACH (EA) = ONE (1) PACK | DENTAL GENERAL SUPPLIES
16509 | 4215162040700 | H - FILE STAINLESS STEEL PRE - INSERTED SILICONE STOPS LENGTH 25 MM SIZE 90 - 140 6/BOX ONE EACH (EA) = ONE (1) PACK | DENTAL GENERAL SUPPLIES
16510 | 4215162040800 | H - FILE STAINLESS STEEL PRE - INSERTED SILICONE STOPS LENGTH 31 MM SIZE 15 6/BOX ONE EACH (EA) = ONE (1) PACK | DENTAL GENERAL SUPPLIES
16511 | 4215162040900 | H - FILE STAINLESS STEEL PRE - INSERTED SILICONE STOPS LENGTH 31 MM SIZE 20 6/BOX ONE EACH (EA) = ONE (1) PACK | DENTAL GENERAL SUPPLIES
16512 | 4215162041000 | H - FILE STAINLESS STEEL PRE - INSERTED SILICONE STOPS LENGTH 31 MM SIZE 25 6/BOX ONE EACH (EA) = ONE (1) PACK | DENTAL GENERAL SUPPLIES
16513 | 4215162041100 | H - FILE STAINLESS STEEL PRE - INSERTED SILICONE STOPS LENGTH 31 MM SIZE 30 6/BOX ONE EACH (EA) = ONE (1) PACK | DENTAL GENERAL SUPPLIES
16514 | 4215162041200 | H - FILE STAINLESS STEEL PRE - INSERTED SILICONE STOPS LENGTH 31 MM SIZE 35 6/BOX ONE EACH (EA) = ONE (1) PACK | DENTAL GENERAL SUPPLIES
16515 | 4215162041300 | H - FILE STAINLESS STEEL PRE - INSERTED SILICONE STOPS LENGTH 31 MM SIZE 40 6/BOX ONE EACH (EA) = ONE (1) PACK | DENTAL GENERAL SUPPLIES
16516 | 4215150033700 | H-FILE ENDODONTIC STAINLESS STEEL WITH PRE - INSERTED SILICONE STOPS SIZE 45 LENGTH 31 MM ONE EACH (EA) = ONE (1) PACK | DENTAL GENERAL SUPPLIES
16517 | 4215150033800 | H-FILE ENDODONTIC STAINLESS STEEL WITH PRE - INSERTED SILICONE STOPS SIZE 50 LENGTH 31 MM ONE EACH (EA) = ONE (1) PACK | DENTAL GENERAL SUPPLIES
16518 | 4215150036600 | H-FILE ENDODONTIC STAINLESS STEEL WITH PRE - INSERTED SILICONE STOPS SIZE 55 LENGTH 31 MM ONE EACH (EA) = ONE (1) PACK | DENTAL GENERAL SUPPLIES
16519 | 4215150033900 | H-FILE ENDODONTIC STAINLESS STEEL WITH PRE - INSERTED SILICONE STOPS SIZE 60 LENGTH 31 MM ONE EACH (EA) = ONE (1) PACK | DENTAL GENERAL SUPPLIES
16520 | 4215150034000 | H-FILE ENDODONTIC STAINLESS STEEL WITH PRE - INSERTED SILICONE STOPS SIZE 70 LENGTH 31 MM ONE EACH (EA) = ONE (1) PACK | DENTAL GENERAL SUPPLIES
16521 | 4215150034100 | H-FILE ENDODONTIC STAINLESS STEEL WITH PRE - INSERTED SILICONE STOPS SIZE 80 LENGTH 31 MM ONE EACH (EA) = ONE (1) PACK | DENTAL GENERAL SUPPLIES
16522 | 4215150034200 | FILE H ENDODONTIC STAINLESS STEEL WITH PRE - INSERTED SILICONE STOPS SIZE 90 LENGTH 31 MM ONE EACH (EA) = ONE (1) PACK | DENTAL GENERAL SUPPLIES
16523 | 4215150036700 | H-FILE ENDODONTIC STAINLESS STEEL WITH PRE - INSERTED SILICONE STOPS SIZE 100 LENGTH 31 MM ONE EACH (EA) = ONE (1) PACK | DENTAL GENERAL SUPPLIES
16524 | 4215150055400 | H-FILE ENDODONTIC STAINLESS STEEL WITH PRE - INSERTED SILICONE STOPS ASSORTED SIZE 15 - 40 LENGTH 31 MM ONE EACH (EA) = ONE (1) PACK | DENTAL GENERAL SUPPLIES
16525 | 4215162058900 | H - FILE STAINLESS STEEL PRE - INSERTED SILICONE STOPS LENGTH 31 MM SIZE 45 - 80 6/BOX ONE EACH (EA) = ONE (1) PACK | DENTAL GENERAL SUPPLIES
16526 | 4215162041400 | H - FILE STAINLESS STEEL PRE - INSERTED SILICONE STOPS LENGTH 31 MM SIZE 90 - 140 6/BOX ONE EACH (EA) = ONE (1) PACK | DENTAL GENERAL SUPPLIES
16527 | 4215162058300 | K - FILE STAINLESS STEEL PRE - INSERTED SILICONE STOPS LENGTH 21 MM SIZE 6 6/BOX ONE EACH (EA) = ONE (1) PACK | DENTAL GENERAL SUPPLIES
16528 | 4215162058200 | K - FILE STAINLESS STEEL PRE - INSERTED SILICONE STOPS LENGTH 21 MM SIZE 8 6/BOX ONE EACH (EA) = ONE (1) PACK | DENTAL GENERAL SUPPLIES
16529 | 4215162058800 | K - FILE STAINLESS STEEL PRE - INSERTED SILICONE STOPS LENGTH 21 MM SIZE 15 6/BOX ONE EACH (EA) = ONE (1) PACK | DENTAL GENERAL SUPPLIES
16530 | 4215162058700 | K - FILE STAINLESS STEEL PRE - INSERTED SILICONE STOPS LENGTH 21 MM SIZE 20 6/BOX ONE EACH (EA) = ONE (1) PACK | DENTAL GENERAL SUPPLIES
16531 | 4215162058600 | K - FILE STAINLESS STEEL PRE - INSERTED SILICONE STOPS LENGTH 21 MM SIZE 25 6/BOX ONE EACH (EA) = ONE (1) PACK | DENTAL GENERAL SUPPLIES
16532 | 4215162058500 | K - FILE STAINLESS STEEL PRE - INSERTED SILICONE STOPS LENGTH 21 MM SIZE 30 6/BOX ONE EACH (EA) = ONE (1) PACK | DENTAL GENERAL SUPPLIES
16533 | 4215162058400 | K - FILE STAINLESS STEEL PRE - INSERTED SILICONE STOPS LENGTH 21 MM SIZE 35 6/BOX ONE EACH (EA) = ONE (1) PACK | DENTAL GENERAL SUPPLIES
16534 | 4215162052800 | K - FILE STAINLESS STEEL PRE - INSERTED SILICONE STOPS LENGTH 21 MM SIZE 40 6/BOX ONE EACH (EA) = ONE (1) PACK | DENTAL GENERAL SUPPLIES
16535 | 4215150034300 | K-FILE ENDODONTIC STAINLESS STEEL WITH PRE - INSERTED SILICONE STOPS SIZE 45 LENGTH 21 MM ONE EACH (EA) = ONE (1) PACK | DENTAL GENERAL SUPPLIES
16536 | 4215150034400 | K-FILE ENDODONTIC STAINLESS STEEL WITH PRE - INSERTED SILICONE STOPS SIZE 50 LENGTH 21 MM ONE EACH (EA) = ONE (1) PACK | DENTAL GENERAL SUPPLIES
16537 | 4215150034500 | K-FILE ENDODONTIC STAINLESS STEEL WITH PRE - INSERTED SILICONE STOPS SIZE 55 LENGTH 21 MM ONE EACH (EA) = ONE (1) PACK | DENTAL GENERAL SUPPLIES
16538 | 4215150034600 | K-FILE ENDODONTIC STAINLESS STEEL WITH PRE - INSERTED SILICONE STOPS SIZE 60 LENGTH 21 MM ONE EACH (EA) = ONE (1) PACK | DENTAL GENERAL SUPPLIES
16539 | 4215150034700 | K-FILE ENDODONTIC STAINLESS STEEL WITH PRE - INSERTED SILICONE STOPS SIZE 70 LENGTH 21 MM ONE EACH (EA) = ONE (1) PACK | DENTAL GENERAL SUPPLIES
16540 | 4215150034800 | K-FILE ENDODONTIC STAINLESS STEEL WITH PRE - INSERTED SILICONE STOPS SIZE 80 LENGTH 21 MM ONE EACH (EA) = ONE (1) PACK | DENTAL GENERAL SUPPLIES
16541 | 4215150034900 | K-FILE ENDODONTIC STAINLESS STEEL WITH PRE - INSERTED SILICONE STOPS SIZE 90 LENGTH 21 MM ONE EACH (EA) = ONE (1) PACK | DENTAL GENERAL SUPPLIES
16542 | 4215150036800 | K-FILE ENDODONTIC STAINLESS STEEL WITH PRE - INSERTED SILICONE STOPS SIZE 100 LENGTH 21 MM ONE EACH (EA) = ONE (1) PACK | DENTAL GENERAL SUPPLIES
16543 | 4215150036900 | K-FILE ENDODONTIC STAINLESS STEEL WITH PRE - INSERTED SILICONE STOPS SIZE 110 LENGTH 21 MM ONE EACH (EA) = ONE (1) PACK | DENTAL GENERAL SUPPLIES
16544 | 4215150037000 | K-FILE ENDODONTIC STAINLESS STEEL WITH PRE - INSERTED SILICONE STOPS SIZE 120 LENGTH 21 MM ONE EACH (EA) = ONE (1) PACK | DENTAL GENERAL SUPPLIES
16545 | 4215150038900 | K-FILE ENDODONTIC STAINLESS STEEL WITH PRE - INSERTED SILICONE STOPS SIZE 15 - 40 LENGTH 21 MM ONE EACH (EA) = ONE (1) PACK | DENTAL GENERAL SUPPLIES
16546 | 4215162041500 | K - FILE STAINLESS STEEL PRE - INSERTED SILICONE STOPS LENGTH 21 MM SIZE 45 - 80 6/BOX ONE EACH (EA) = ONE (1) PACK | DENTAL GENERAL SUPPLIES
16547 | 4215162058100 | K - FILE STAINLESS STEEL PRE - INSERTED SILICONE STOPS LENGTH 21 MM SIZE 90 - 140 6/BOX ONE EACH (EA) = ONE (1) PACK | DENTAL GENERAL SUPPLIES
16548 | 4215162057300 | K - FILE STAINLESS STEEL PRE - INSERTED SILICONE STOPS LENGTH 25 MM SIZE 6 6/BOX ONE EACH (EA) = ONE (1) PACK | DENTAL GENERAL SUPPLIES
16549 | 4215163200900 | K - FILE STAINLESS STEEL PRE - INSERTED SILICONE STOPS LENGTH 25 MM SIZE 8 6/BOX ONE EACH (EA) = ONE (1) PACK | DENTAL GENERAL SUPPLIES
16550 | 4215162058000 | K - FILE STAINLESS STEEL PRE - INSERTED SILICONE STOPS LENGTH 25 MM SIZE 10 6/BOX ONE EACH (EA) = ONE (1) PACK | DENTAL GENERAL SUPPLIES
16551 | 4215162057900 | K - FILE STAINLESS STEEL PRE - INSERTED SILICONE STOPS LENGTH 25 MM SIZE 15 6/BOX ONE EACH (EA) = ONE (1) PACK | DENTAL GENERAL SUPPLIES
16552 | 4215162057800 | K - FILE STAINLESS STEEL PRE - INSERTED SILICONE STOPS LENGTH 25 MM SIZE 20 6/BOX ONE EACH (EA) = ONE (1) PACK | DENTAL GENERAL SUPPLIES
16553 | 4215162057700 | K - FILE STAINLESS STEEL PRE - INSERTED SILICONE STOPS LENGTH 25 MM SIZE 25 6/BOX ONE EACH (EA) = ONE (1) PACK | DENTAL GENERAL SUPPLIES
16554 | 4215162057600 | K - FILE STAINLESS STEEL PRE - INSERTED SILICONE STOPS LENGTH 25 MM SIZE 30 6/BOX ONE EACH (EA) = ONE (1) PACK | DENTAL GENERAL SUPPLIES
16555 | 4215162057500 | K - FILE STAINLESS STEEL PRE - INSERTED SILICONE STOPS LENGTH 25 MM SIZE 35 6/BOX ONE EACH (EA) = ONE (1) PACK | DENTAL GENERAL SUPPLIES
16556 | 4215162067300 | K - FILE STAINLESS STEEL PRE - INSERTED SILICONE STOPS LENGTH 25 MM SIZE 40 6/BOX ONE EACH (EA) = ONE (1) PACK | DENTAL GENERAL SUPPLIES
16557 | 4215162041600 | K - FILE STAINLESS STEEL PRE - INSERTED SILICONE STOPS LENGTH 25 MM SIZE 45 6/BOX ONE EACH (EA) = ONE (1) PACK | DENTAL GENERAL SUPPLIES
16558 | 4215162041700 | K - FILE STAINLESS STEEL PRE - INSERTED SILICONE STOPS LENGTH 25 MM SIZE 50 6/BOX ONE EACH (EA) = ONE (1) PACK | DENTAL GENERAL SUPPLIES
16559 | 4215150035000 | K-FILE ENDODONTIC STAINLESS STEEL WITH PRE - INSERTED SILICONE STOPS SIZE 55 LENGTH 25 MM ONE EACH (EA) = ONE (1) PACK | DENTAL GENERAL SUPPLIES
16560 | 4215162041800 | K - FILE STAINLESS STEEL PRE - INSERTED SILICONE STOPS LENGTH 25 MM SIZE 60 6/BOX ONE EACH (EA) = ONE (1) PACK | DENTAL GENERAL SUPPLIES
16561 | 4215150035100 | K-FILE ENDODONTIC STAINLESS STEEL WITH PRE - INSERTED SILICONE STOPS SIZE 70 LENGTH 25 MM ONE EACH (EA) = ONE (1) PACK | DENTAL GENERAL SUPPLIES
16562 | 4215150035200 | K-FILE ENDODONTIC STAINLESS STEEL WITH PRE - INSERTED SILICONE STOPS SIZE 80 LENGTH 25 MM ONE EACH (EA) = ONE (1) PACK | DENTAL GENERAL SUPPLIES
16563 | 4215150035300 | K-FILE ENDODONTIC STAINLESS STEEL WITH PRE - INSERTED SILICONE STOPS SIZE 90 LENGTH 25 MM ONE EACH (EA) = ONE (1) PACK | DENTAL GENERAL SUPPLIES
16564 | 4215150037100 | K-FILE ENDODONTIC STAINLESS STEEL WITH PRE - INSERTED SILICONE STOPS SIZE 100 LENGTH 25 MM ONE EACH (EA) = ONE (1) PACK | DENTAL GENERAL SUPPLIES
16565 | 4215150037200 | K-FILE ENDODONTIC STAINLESS STEEL WITH PRE - INSERTED SILICONE STOPS SIZE 110 LENGTH 25 MM ONE EACH (EA) = ONE (1) PACK | DENTAL GENERAL SUPPLIES
16566 | 4215150037300 | K-FILE ENDODONTIC STAINLESS STEEL WITH PRE - INSERTED SILICONE STOPS SIZE 120 LENGTH 25 MM ONE EACH (EA) = ONE (1) PACK | DENTAL GENERAL SUPPLIES
16567 | 4215163211700 | K - FILE STAINLESS STEEL PRE - INSERTED SILICONE STOPS LENGTH 25 MM SIZE 15 - 40 6/BOX ONE EACH (EA) = ONE (1) PACK | DENTAL GENERAL SUPPLIES
16568 | 4215162057400 | K - FILE STAINLESS STEEL PRE - INSERTED SILICONE STOPS LENGTH 25 MM SIZE 45 - 80 6/BOX ONE EACH (EA) = ONE (1) PACK | DENTAL GENERAL SUPPLIES
16569 | 4215162041900 | K - FILE STAINLESS STEEL PRE - INSERTED SILICONE STOPS LENGTH 25 MM SIZE 90 - 140 6/BOX ONE EACH (EA) = ONE (1) PACK | DENTAL GENERAL SUPPLIES
16570 | 4215162057200 | K - FILE STAINLESS STEEL PRE - INSERTED SILICONE STOPS LENGTH 31 MM SIZE 10 6/BOX ONE EACH (EA) = ONE (1) PACK | DENTAL GENERAL SUPPLIES
16571 | 4215162057100 | K - FILE STAINLESS STEEL PRE - INSERTED SILICONE STOPS LENGTH 31 MM SIZE 15 6/BOX ONE EACH (EA) = ONE (1) PACK | DENTAL GENERAL SUPPLIES
16572 | 4215162057000 | K - FILE STAINLESS STEEL PRE - INSERTED SILICONE STOPS LENGTH 31 MM SIZE 20 6/BOX ONE EACH (EA) = ONE (1) PACK | DENTAL GENERAL SUPPLIES
16573 | 4215162052900 | K - FILE STAINLESS STEEL PRE - INSERTED SILICONE STOPS LENGTH 31 MM SIZE 25 6/BOX ONE EACH (EA) = ONE (1) PACK | DENTAL GENERAL SUPPLIES
16574 | 4215162042000 | K - FILE STAINLESS STEEL PRE - INSERTED SILICONE STOPS LENGTH 31 MM SIZE 30 6/BOX ONE EACH (EA) = ONE (1) PACK | DENTAL GENERAL SUPPLIES
16575 | 4215162042100 | K - FILE STAINLESS STEEL PRE - INSERTED SILICONE STOPS LENGTH 31 MM SIZE 35 6/BOX ONE EACH (EA) = ONE (1) PACK | DENTAL GENERAL SUPPLIES
16576 | 4215162042200 | K - FILE STAINLESS STEEL PRE - INSERTED SILICONE STOPS LENGTH 31 MM SIZE 40 6/BOX ONE EACH (EA) = ONE (1) PACK | DENTAL GENERAL SUPPLIES
16577 | 4215150031700 | K - FILE STAINLESS STEEL PRE - INSERTED SILICONE STOPS LENGTH 31 MM SIZE 90 ONE EACH (EA) = ONE (1) PACK | DENTAL GENERAL SUPPLIES
16578 | 4215150037400 | K-FILE ENDODONTIC STAINLESS STEEL WITH PRE - INSERTED SILICONE STOPS SIZE 100 LENGTH 31 MM ONE EACH (EA) = ONE (1) PACK | DENTAL GENERAL SUPPLIES
16579 | 4215150037500 | K-FILE ENDODONTIC STAINLESS STEEL WITH PRE - INSERTED SILICONE STOPS SIZE 110 LENGTH 31 MM ONE EACH (EA) = ONE (1) PACK | DENTAL GENERAL SUPPLIES
16580 | 4215150037600 | K-FILE ENDODONTIC STAINLESS STEEL WITH PRE - INSERTED SILICONE STOPS SIZE 120 LENGTH 31 MM ONE EACH (EA) = ONE (1) PACK | DENTAL GENERAL SUPPLIES
16581 | 4215150039000 | K-FILE ENDODONTIC STAINLESS STEEL WITH PRE - INSERTED SILICONE STOPS SIZE 15 - 40 LENGTH 31 MM ONE EACH (EA) = ONE (1) PACK | DENTAL GENERAL SUPPLIES
16582 | 4215162056900 | K - FILE STAINLESS STEEL PRE - INSERTED SILICONE STOPS LENGTH 31 MM SIZE 45 - 80 6/BOX ONE EACH (EA) = ONE (1) PACK | DENTAL GENERAL SUPPLIES
16583 | 4215162042300 | K - FILE STAINLESS STEEL PRE - INSERTED SILICONE STOPS LENGTH 31 MM SIZE 90 - 140 6/BOX ONE EACH (EA) = ONE (1) PACK | DENTAL GENERAL SUPPLIES
16584 | 4215163217000 | PAPER POINTS PRE - STERILIZED CELLS SIZE 15 200 POINTS/BOX ONE EACH (EA) = ONE (1) PACK | DENTAL GENERAL SUPPLIES
16585 | 4215248302600 | PAPER POINTS PRE - STERILIZED CELLS SIZE 20 200 POINTS/BOX ONE EACH (EA) = ONE (1) PACK | DENTAL GENERAL SUPPLIES
16586 | 4215163217100 | PAPER POINTS PRE - STERILIZED CELLS SIZE 25 200 POINTS/BOX ONE EACH (EA) = ONE (1) PACK | DENTAL GENERAL SUPPLIES
16587 | 4215248302500 | PAPER POINTS PRE - STERILIZED CELLS SIZE 30 200 POINTS/BOX ONE EACH (EA) = ONE (1) PACK | DENTAL GENERAL SUPPLIES
16588 | 4215248302400 | PAPER POINTS PRE - STERILIZED CELLS SIZE 35 200 POINTS/BOX ONE EACH (EA) = ONE (1) PACK | DENTAL GENERAL SUPPLIES
16589 | 4215248302300 | PAPER POINTS PRE - STERILIZED CELLS SIZE 40 200 POINTS/BOX ONE EACH (EA) = ONE (1) PACK | DENTAL GENERAL SUPPLIES
16590 | 4215248302200 | PAPER POINTS PRE - STERILIZED CELLS SIZE 45 200 POINTS/BOX ONE EACH (EA) = ONE (1) PACK | DENTAL GENERAL SUPPLIES
16591 | 4215248301100 | PAPER POINTS PRE - STERILIZED CELLS SIZE 50 200 POINTS/BOX ONE EACH (EA) = ONE (1) PACK | DENTAL GENERAL SUPPLIES
16592 | 4215248301200 | PAPER POINTS PRE - STERILIZED CELLS SIZE 55 200 POINTS/BOX ONE EACH (EA) = ONE (1) PACK | DENTAL GENERAL SUPPLIES
16593 | 4215248301300 | PAPER POINTS PRE - STERILIZED CELLS SIZE 70 200 POINTS/BOX ONE EACH (EA) = ONE (1) PACK | DENTAL GENERAL SUPPLIES
16594 | 4215248301400 | PAPER POINTS PRE - STERILIZED CELLS SIZE 100 200 POINTS/BOX ONE EACH (EA) = ONE (1) PACK | DENTAL GENERAL SUPPLIES
16595 | 4215248301500 | PAPER POINTS PRE - STERILIZED CELLS SIZE 110 200 POINTS/BOX ONE EACH (EA) = ONE (1) PACK | DENTAL GENERAL SUPPLIES
16596 | 4215248301600 | PAPER POINTS PRE - STERILIZED CELLS SIZE 120 200 POINTS/BOX ONE EACH (EA) = ONE (1) PACK | DENTAL GENERAL SUPPLIES
16597 | 4215248302700 | PAPER POINTS PRE - STERILIZED CELLS SIZE 15 - 40 200 POINTS/BOX ONE EACH (EA) = ONE (1) PACK | DENTAL GENERAL SUPPLIES
16598 | 4215248302100 | PAPER POINTS PRE - STERILIZED CELLS SIZE 45 - 80 200 POINTS/BOX ONE EACH (EA) = ONE (1) PACK | DENTAL GENERAL SUPPLIES
16599 | 4215248301900 | PAPER POINTS PRE - STERILIZED CELLS SIZE X - FINE 200 POINTS/BOX ONE EACH (EA) = ONE (1) PACK | DENTAL GENERAL SUPPLIES
16600 | 4215248301700 | PAPER POINTS PRE - STERILIZED CELLS SIZE MEDIUM 200 POINTS/BOX ONE EACH (EA) = ONE (1) PACK | DENTAL GENERAL SUPPLIES
16601 | 4215248302000 | PAPER POINTS PRE - STERILIZED CELLS SIZE COARSE 200 POINTS/BOX ONE EACH (EA) = ONE (1) PACK | DENTAL GENERAL SUPPLIES
16602 | 4215248301800 | PAPER POINTS PRE - STERILIZED CELLS SIZE X - COARSE 200 POINTS/BOX ONE EACH (EA) = ONE (1) PACK | DENTAL GENERAL SUPPLIES
16603 | 4215247707600 | CALAMUS SINGLE CARTRIDGE GUTTA PERCHA GAUGE 20 G 10/BOX ONE EACH (EA) = ONE (1) PACK | DENTAL GENERAL SUPPLIES
16604 | 4215247707800 | CALAMUS SINGLE CARTRIDGE GUTTA PERCHA GAUGE 23 G 10/BOX ONE EACH (EA) = ONE (1) PACK | DENTAL GENERAL SUPPLIES
16605 | 4215247701800 | GUTTA PERCHA SINGLE CARTRIDGE CALAMUS GAUGE 25G 10/BOX | DENTAL GENERAL SUPPLIES
16606 | 4215270801700 | TORQUING SPRING SMALL | DENTAL GENERAL SUPPLIES
16607 | 4215270801800 | TORQUING SPRING MEDIUM | DENTAL GENERAL SUPPLIES
16608 | 4215270801900 | TORQUING SPRING LARGE | DENTAL GENERAL SUPPLIES
16609 | 4215162081500 | ROTARY FILE: CONVEX TRIANGULAR CROSS-SECTION NON-CUTTING TIP BLUE FILE: SMOOTHLY TAPERED SHAPES SIZE 04/15 21MM/PK | DENTAL GENERAL SUPPLIES
16610 | 4215162081600 | ROTARY FILE: CONVEX TRIANGULAR CROSS-SECTION NON-CUTTING TIP BLUE FILE: SMOOTHLY TAPERED SHAPES SIZE 04/15 25MM/PK | DENTAL GENERAL SUPPLIES
16611 | 4215162081700 | ROTARY FILE: CONVEX TRIANGULAR CROSS-SECTION NON-CUTTING TIP BLUE FILE: SMOOTHLY TAPERED SHAPES SIZE 04/15 30MM/PK | DENTAL GENERAL SUPPLIES
16612 | 4215162081800 | ROTARY FILE: CONVEX TRIANGULAR CROSS-SECTION NON-CUTTING TIP BLUE FILE: SMOOTHLY TAPERED SHAPES SIZE 04/20 21MM | DENTAL GENERAL SUPPLIES
16613 | 4215162081900 | ROTARY FILE: CONVEX TRIANGULAR CROSS-SECTION NON-CUTTING TIP BLUE FILE: SMOOTHLY TAPERED SHAPES SIZE 04/20 25MM/PK | DENTAL GENERAL SUPPLIES
16614 | 4215162082000 | ROTARY FILE: CONVEX TRIANGULAR CROSS-SECTION NON-CUTTING TIP BLUE FILE: SMOOTHLY TAPERED SHAPES SIZE 04/20 30MM/PK | DENTAL GENERAL SUPPLIES
16615 | 4215162082100 | ROTARY FILE: CONVEX TRIANGULAR CROSS-SECTION NON-CUTTING TIP BLUE FILE: SMOOTHLY TAPERED SHAPES SIZE 04/25 21MM/PK | DENTAL GENERAL SUPPLIES
16616 | 4215162082200 | ROTARY FILE: CONVEX TRIANGULAR CROSS-SECTION NON-CUTTING TIP BLUE FILE: SMOOTHLY TAPERED SHAPES SIZE 04/25 25MM/PK | DENTAL GENERAL SUPPLIES
16617 | 4215162082300 | ROTARY FILE: CONVEX TRIANGULAR CROSS-SECTION NON-CUTTING TIP BLUE FILE: SMOOTHLY TAPERED SHAPES SIZE 04/25 30MM/PK | DENTAL GENERAL SUPPLIES
16618 | 4215162082400 | ROTARY FILE: CONVEX TRIANGULAR CROSS-SECTION NON-CUTTING TIP BLUE FILE: SMOOTHLY TAPERED SHAPES SIZE 04/30 21MM/PK | DENTAL GENERAL SUPPLIES
16619 | 4215162082500 | ROTARY FILE: CONVEX TRIANGULAR CROSS-SECTION NON-CUTTING TIP BLUE FILE: SMOOTHLY TAPERED SHAPES SIZE 04/30 25MMPK | DENTAL GENERAL SUPPLIES
16620 | 4215162082600 | ROTARY FILE: CONVEX TRIANGULAR CROSS-SECTION NON-CUTTING TIP BLUE FILE: SMOOTHLY TAPERED SHAPES SIZE 04/30 30MM/PK | DENTAL GENERAL SUPPLIES
16621 | 4215162082700 | ROTARY FILE: CONVEX TRIANGULAR CROSS-SECTION NON-CUTTING TIP BLUE FILE: SMOOTHLY TAPERED SHAPES SIZE 04/35 21MM/PK | DENTAL GENERAL SUPPLIES
16622 | 4215162082800 | ROTARY FILE: CONVEX TRIANGULAR CROSS-SECTION NON-CUTTING TIP BLUE FILE: SMOOTHLY TAPERED SHAPES SIZE 04/35 25MM/PK | DENTAL GENERAL SUPPLIES
16623 | 4215162082900 | ROTARY FILE: CONVEX TRIANGULAR CROSS-SECTION NON-CUTTING TIP BLUE FILE: SMOOTHLY TAPERED SHAPES SIZE 04/35 30MM/PK | DENTAL GENERAL SUPPLIES
16624 | 4215162083000 | ROTARY FILE: CONVEX TRIANGULAR CROSS-SECTION NON-CUTTING TIP BLUE FILE: SMOOTHLY TAPERED SHAPES SIZE 04/40 21MM/PK | DENTAL GENERAL SUPPLIES
16625 | 4215162083100 | ROTARY FILE: CONVEX TRIANGULAR CROSS-SECTION NON-CUTTING TIP BLUE FILE: SMOOTHLY TAPERED SHAPES SIZE 04/40 25MM/PK | DENTAL GENERAL SUPPLIES
16626 | 4215162083200 | ROTARY FILE: CONVEX TRIANGULAR CROSS-SECTION NON-CUTTING TIP BLUE FILE: SMOOTHLY TAPERED SHAPES SIZE 04/40 30MM/PK | DENTAL GENERAL SUPPLIES
16627 | 4215162083300 | ROTARY FILE: CONVEX TRIANGULAR CROSS-SECTION NON-CUTTING TIP BLUE FILE: SMOOTHLY TAPERED SHAPES SIZE 04/45 21MM/PK | DENTAL GENERAL SUPPLIES
16628 | 4215162083400 | ROTARY FILE: CONVEX TRIANGULAR CROSS-SECTION NON-CUTTING TIP BLUE FILE: SMOOTHLY TAPERED SHAPES SIZE 04/45 25MM/PK | DENTAL GENERAL SUPPLIES
16629 | 4215162083500 | ROTARY FILE: CONVEX TRIANGULAR CROSS-SECTION NON-CUTTING TIP BLUE FILE: SMOOTHLY TAPERED SHAPES SIZE 04/45 30MM/PK | DENTAL GENERAL SUPPLIES
16630 | 4215162083600 | ROTARY FILE: CONVEX TRIANGULAR CROSS-SECTION NON-CUTTING TIP BLUE FILE: SMOOTHLY TAPERED SHAPES SIZE 04/50 21MM/PK | DENTAL GENERAL SUPPLIES
16631 | 4215162083700 | ROTARY FILE: CONVEX TRIANGULAR CROSS-SECTION NON-CUTTING TIP BLUE FILE: SMOOTHLY TAPERED SHAPES SIZE 04/50 25MM/PK | DENTAL GENERAL SUPPLIES
16632 | 4215162083800 | ROTARY FILE: CONVEX TRIANGULAR CROSS-SECTION NON-CUTTING TIP BLUE FILE: SMOOTHLY TAPERED SHAPES SIZE 04/50 30MM/PK | DENTAL GENERAL SUPPLIES
16633 | 4215162083900 | ROTARY FILE: CONVEX TRIANGULAR CROSS-SECTION NON-CUTTING TIP BLUE FILE: SMOOTHLY TAPERED SHAPES TAPER 0.4/AST 21MM/PK | DENTAL GENERAL SUPPLIES
16634 | 4215162084000 | ROTARY FILE: CONVEX TRIANGULAR CROSS-SECTION NON-CUTTING TIP BLUE FILE: SMOOTHLY TAPERED SHAPES TAPER 0.4/AST 25MM/PK | DENTAL GENERAL SUPPLIES
16635 | 4215162084100 | ROTARY FILE: CONVEX TRIANGULAR CROSS-SECTION NON-CUTTING TIP BLUE FILE: SMOOTHLY TAPERED SHAPES TAPER 0.4/AST 30MM/PK | DENTAL GENERAL SUPPLIES
16636 | 4215162084200 | ROTARY FILE: CONVEX TRIANGULAR CROSS-SECTION NON-CUTTING TIP BLUE FILE: SMOOTHLY TAPERED SHAPES SIZE 06/15 21MM/PK | DENTAL GENERAL SUPPLIES
16637 | 4215162084300 | ROTARY FILE: CONVEX TRIANGULAR CROSS-SECTION NON-CUTTING TIP BLUE FILE: SMOOTHLY TAPERED SHAPES SIZE 06/15 25MM/PK | DENTAL GENERAL SUPPLIES
16638 | 4215162084400 | ROTARY FILE: CONVEX TRIANGULAR CROSS-SECTION NON-CUTTING TIP BLUE FILE: SMOOTHLY TAPERED SHAPES SIZE 06/15 30MM/PK | DENTAL GENERAL SUPPLIES
16639 | 4215162084500 | ROTARY FILE: CONVEX TRIANGULAR CROSS-SECTION NON-CUTTING TIP BLUE FILE: SMOOTHLY TAPERED SHAPES SIZE 06/20 21MM/PK | DENTAL GENERAL SUPPLIES
16640 | 4215162084600 | ROTARY FILE: CONVEX TRIANGULAR CROSS-SECTION NON-CUTTING TIP BLUE FILE: SMOOTHLY TAPERED SHAPES SIZE 06/20 25MM/PK | DENTAL GENERAL SUPPLIES
16641 | 4215162084700 | ROTARY FILE: CONVEX TRIANGULAR CROSS-SECTION NON-CUTTING TIP BLUE FILE: SMOOTHLY TAPERED SHAPES SIZE 06/20 30MM/PK | DENTAL GENERAL SUPPLIES
16642 | 4215162084800 | ROTARY FILE: CONVEX TRIANGULAR CROSS-SECTION NON-CUTTING TIP BLUE FILE: SMOOTHLY TAPERED SHAPES SIZE 06/25 21MM/PK | DENTAL GENERAL SUPPLIES
16643 | 4215162084900 | ROTARY FILE: CONVEX TRIANGULAR CROSS-SECTION NON-CUTTING TIP BLUE FILE: SMOOTHLY TAPERED SHAPES SIZE 06/25 25MM/PK | DENTAL GENERAL SUPPLIES
16644 | 4215162085000 | ROTARY FILE: CONVEX TRIANGULAR CROSS-SECTION NON-CUTTING TIP BLUE FILE: SMOOTHLY TAPERED SHAPES SIZE 06/25 30MM/PK | DENTAL GENERAL SUPPLIES
16645 | 4215162085100 | ROTARY FILE: CONVEX TRIANGULAR CROSS-SECTION NON-CUTTING TIP BLUE FILE: SMOOTHLY TAPERED SHAPES SIZE 06/30 21MM/PK | DENTAL GENERAL SUPPLIES
16646 | 4215162085200 | ROTARY FILE: CONVEX TRIANGULAR CROSS-SECTION NON-CUTTING TIP BLUE FILE: SMOOTHLY TAPERED SHAPES SIZE 06/30 25MM/PK | DENTAL GENERAL SUPPLIES
16647 | 4215162085300 | ROTARY FILE: CONVEX TRIANGULAR CROSS-SECTION NON-CUTTING TIP BLUE FILE: SMOOTHLY TAPERED SHAPES SIZE 06/30 30MM/PK | DENTAL GENERAL SUPPLIES
16648 | 4215162085400 | ROTARY FILE: CONVEX TRIANGULAR CROSS-SECTION NON-CUTTING TIP BLUE FILE: SMOOTHLY TAPERED SHAPES SIZE 06/35 21MM/PK | DENTAL GENERAL SUPPLIES
16649 | 4215162085500 | ROTARY FILE: CONVEX TRIANGULAR CROSS-SECTION NON-CUTTING TIP BLUE FILE: SMOOTHLY TAPERED SHAPES SIZE 06/35 25MM/PK | DENTAL GENERAL SUPPLIES
16650 | 4215162085600 | ROTARY FILE: CONVEX TRIANGULAR CROSS-SECTION NON-CUTTING TIP BLUE FILE: SMOOTHLY TAPERED SHAPES SIZE 06/35 30MM/PK | DENTAL GENERAL SUPPLIES
16651 | 4215162085700 | ROTARY FILE: CONVEX TRIANGULAR CROSS-SECTION NON-CUTTING TIP BLUE FILE: SMOOTHLY TAPERED SHAPES SIZE 06/40 21MM/PK | DENTAL GENERAL SUPPLIES
16652 | 4215162085800 | ROTARY FILE: CONVEX TRIANGULAR CROSS-SECTION NON-CUTTING TIP BLUE FILE: SMOOTHLY TAPERED SHAPES SIZE 06/40 25MM/PK | DENTAL GENERAL SUPPLIES
16653 | 4215162085900 | ROTARY FILE: CONVEX TRIANGULAR CROSS-SECTION NON-CUTTING TIP BLUE FILE: SMOOTHLY TAPERED SHAPES SIZE 06/40 30MM/PK | DENTAL GENERAL SUPPLIES
16654 | 4215162086000 | ROTARY FILE: CONVEX TRIANGULAR CROSS-SECTION NON-CUTTING TIP BLUE FILE: SMOOTHLY TAPERED SHAPES SIZE 06/45 21MM/PK | DENTAL GENERAL SUPPLIES
16655 | 4215162086100 | ROTARY FILE: CONVEX TRIANGULAR CROSS-SECTION NON-CUTTING TIP BLUE FILE: SMOOTHLY TAPERED SHAPES SIZE 06/45 25MM/PK | DENTAL GENERAL SUPPLIES
16656 | 4215162086200 | ROTARY FILE: CONVEX TRIANGULAR CROSS-SECTION NON-CUTTING TIP BLUE FILE: SMOOTHLY TAPERED SHAPES SIZE 06/45 30MM/PK | DENTAL GENERAL SUPPLIES
16657 | 4215162086300 | ROTARY FILE: CONVEX TRIANGULAR CROSS-SECTION NON-CUTTING TIP BLUE FILE: SMOOTHLY TAPERED SHAPES SIZE 06/50 21MM/PK | DENTAL GENERAL SUPPLIES
16658 | 4215162086400 | ROTARY FILE: CONVEX TRIANGULAR CROSS-SECTION NON-CUTTING TIP BLUE FILE: SMOOTHLY TAPERED SHAPES SIZE 06/50 25MM/PK | DENTAL GENERAL SUPPLIES
16659 | 4215162086500 | ROTARY FILE: CONVEX TRIANGULAR CROSS-SECTION NON-CUTTING TIP BLUE FILE: SMOOTHLY TAPERED SHAPES SIZE 06/50 30MM/PK | DENTAL GENERAL SUPPLIES
16660 | 4215162086600 | ROTARY FILE: CONVEX TRIANGULAR CROSS-SECTION NON-CUTTING TIP BLUE FILE: SMOOTHLY TAPERED SHAPES TAPER 0.6/AST 21MM/PK | DENTAL GENERAL SUPPLIES
16661 | 4215162086800 | ROTARY FILE: CONVEX TRIANGULAR CROSS-SECTION NON-CUTTING TIP BLUE FILE: SMOOTHLY TAPERED SHAPES TAPER 0.6/AST 25MM/PK | DENTAL GENERAL SUPPLIES
16662 | 4215162086700 | ROTARY FILE: CONVEX TRIANGULAR CROSS-SECTION NON-CUTTING TIP BLUE FILE: SMOOTHLY TAPERED SHAPES TAPER 0.6/AST 30 MM/PK | DENTAL GENERAL SUPPLIES
16663 | 4215271212600 | PRE-WELDED CONVERTIBLE BAND WITH TRIPLE TUBE WITH LINGUAL CLEAT 0.022 SLOT MBT PRESCRIPTION MAXILLARY RIGHT FIRST MOLAR REFILL SIZE 31 OR EQUIVALENT | DENTAL GENERAL SUPPLIES
16664 | 4215271212700 | PRE-WELDED CONVERTIBLE BAND WITH TRIPLE TUBE WITH LINGUAL CLEAT 0.022 SLOT MBT PRESCRIPTION MAXILLARY RIGHT FIRST MOLAR REFILL SIZE 31+ OR EQUIVALENT | DENTAL GENERAL SUPPLIES
16665 | 4215271212800 | PRE-WELDED CONVERTIBLE BAND WITH TRIPLE TUBE WITH LINGUAL CLEAT 0.022 SLOT MBT PRESCRIPTION MAXILLARY RIGHT FIRST MOLAR REFILL SIZE 32 OR EQUIVALENT | DENTAL GENERAL SUPPLIES
16666 | 4215271212900 | PRE-WELDED CONVERTIBLE BAND WITH TRIPLE TUBE WITH LINGUAL CLEAT 0.022 SLOT MBT PRESCRIPTION MAXILLARY RIGHT FIRST MOLAR REFILL SIZE 32+ OR EQUIVALENT | DENTAL GENERAL SUPPLIES
16667 | 4215271213000 | PRE-WELDED CONVERTIBLE BAND WITH TRIPLE TUBE WITH LINGUAL CLEAT 0.022 SLOT MBT PRESCRIPTION MAXILLARY RIGHT FIRST MOLAR REFILL SIZE 33 OR EQUIVALENT | DENTAL GENERAL SUPPLIES
16668 | 4215271213100 | PRE-WELDED CONVERTIBLE BAND WITH TRIPLE TUBE WITH LINGUAL CLEAT 0.022 SLOT MBT PRESCRIPTION MAXILLARY RIGHT FIRST MOLAR REFILL SIZE 33+ OR EQUIVALENT | DENTAL GENERAL SUPPLIES
16669 | 4215271213200 | PRE-WELDED CONVERTIBLE BAND WITH TRIPLE TUBE WITH LINGUAL CLEAT 0.022 SLOT MBT PRESCRIPTION MAXILLARY RIGHT FIRST MOLAR REFILL SIZE 34 OR EQUIVALENT | DENTAL GENERAL SUPPLIES
16670 | 4215271213300 | PRE-WELDED CONVERTIBLE BAND WITH TRIPLE TUBE WITH LINGUAL CLEAT 0.022 SLOT MBT PRESCRIPTION MAXILLARY RIGHT FIRST MOLAR REFILL SIZE 34+ OR EQUIVALENT | DENTAL GENERAL SUPPLIES
16671 | 4215271213400 | PRE-WELDED CONVERTIBLE BAND WITH TRIPLE TUBE WITH LINGUAL CLEAT 0.022 SLOT MBT PRESCRIPTION MAXILLARY RIGHT FIRST MOLAR REFILL SIZE 35 OR EQUIVALENT | DENTAL GENERAL SUPPLIES
16672 | 4215271213500 | PRE-WELDED CONVERTIBLE BAND WITH TRIPLE TUBE WITH LINGUAL CLEAT 0.022 SLOT MBT PRESCRIPTION MAXILLARY RIGHT FIRST MOLAR REFILL SIZE 35+ OR EQUIVALENT | DENTAL GENERAL SUPPLIES
16673 | 4215271213600 | PRE-WELDED CONVERTIBLE BAND WITH TRIPLE TUBE WITH LINGUAL CLEAT 0.022 SLOT MBT PRESCRIPTION MAXILLARY RIGHT FIRST MOLAR REFILL SIZE 36 OR EQUIVALENT | DENTAL GENERAL SUPPLIES
16674 | 4215271213700 | PRE-WELDED CONVERTIBLE BAND WITH TRIPLE TUBE WITH LINGUAL CLEAT 0.018 SLOT MBT PRESCRIPTION MAXILLARY RIGHT FIRST MOLAR REFILL SIZE 36+ OR EQUIVALENT | DENTAL GENERAL SUPPLIES
16675 | 4215271213800 | PRE-WELDED CONVERTIBLE BAND WITH SINGLE TUBE WITH LINGUAL CLEAT 0.018 SLOT MBT PRESCRIPTION MAXILLARY LEFT SECOND MOLAR SIZE 36 OR EQUIVALENT | DENTAL GENERAL SUPPLIES
16676 | 4215271213900 | PRE-WELDED CONVERTIBLE BAND WITH SINGLE TUBE WITH LINGUAL CLEAT 0.022 SLOT MBT PRESCRIPTION MAXILLARY LEFT SECOND MOLAR SIZE 36+ OR EQUIVALENT | DENTAL GENERAL SUPPLIES
16677 | 4215271214000 | PRE-WELDED CONVERTIBLE BAND WITH SINGLE TUBE WITH LINGUAL CLEAT 0.018 SLOT MBT PRESCRIPTION MAXILLARY LEFT SECOND MOLAR SIZE 37 OR EQUIVALENT | DENTAL GENERAL SUPPLIES
16678 | 4215271214100 | PRE-WELDED CONVERTIBLE BAND WITH SINGLE TUBE WITH LINGUAL CLEAT 0.022 SLOT MBT PRESCRIPTION MAXILLARY LEFT SECOND MOLAR SIZE 37+ OR EQUIVALENT | DENTAL GENERAL SUPPLIES
16679 | 4215271214200 | PRE-WELDED CONVERTIBLE BAND WITH SINGLE TUBE WITH LINGUAL CLEAT 0.022 SLOT MBT PRESCRIPTION MAXILLARY LEFT SECOND MOLAR SIZE 38 OR EQUIVALENT | DENTAL GENERAL SUPPLIES
16680 | 4215271214300 | PRE-WELDED CONVERTIBLE BAND WITH DOUBLE TUBE (SINGLE AND AUXILIARY) WITH LINGUAL CLEAT 0.018 SLOT MBT PRESCRIPTION FIRST MOLAR P = ROFESSIONAL KIT INCLUDING 300 BANDS IN FOUR TRAYS WITH LID COVER (150 PER SIDE) SIZE FROM 31-44 OR EQUIVALENT | DENTAL GENERAL SUPPLIES
16681 | 4215180605800 | PERFORATED INTERPROXIMAL REDUCTION DIAMOND FINISHING STRIPS SINGLE SIDED | DENTAL GENERAL SUPPLIES
16682 | 4215180603500 | PERFORATED INTERPROXIMAL REDUCTION DIAMOND FINISHING STRIPS DOUBLE SIDED FINE | DENTAL GENERAL SUPPLIES
16683 | 4215180603600 | PERFORATED INTERPROXIMAL REDUCTION DIAMOND FINISHING STRIPS DOUBLE SIDED MEDIUM | DENTAL GENERAL SUPPLIES
16684 | 4215271203600 | PRE-WELDED TWIN BRACKET WITH LINGUAL CLEAT 0.022 SLOT ROTH PRESCRIPTION MAXILLARY BICUSPID PROFESSIONAL KIT INCLUDING 300 BANDS IN FOUR TRAYS WITH LID COVER (150 PER SIDE) SIZE FROM 1-14 OR EQUIVALENT | DENTAL GENERAL SUPPLIES
16685 | 4215271803700 | UPPER NITI SUPER ELASTIC ARCHWIRE 0.016 INCH OVOID SHAPE EACH WIRE IS PACKED SEPARATELY MUST BE SUPPLIED BY THE SAME MANUFACTURER (ARCH COORDINATION) ONE EACH (EA) = ONE (1) PACK | DENTAL GENERAL SUPPLIES
16686 | 4215271800300 | UPPER NITI SUPER ELASTIC ARCHWIRE 0.016 INCH X 0.022 INCH OVOID SHAPE EACH WIRE IS PACKED SEPARATELY MUST BE SUPPLIED BY THE SAME MANUFACTURER (ARCH COORDINATION) ONE EACH (EA) = ONE (1) PACK | DENTAL GENERAL SUPPLIES
16687 | 4215271811300 | UPPER NITI SUPER ELASTIC ARCHWIRE 0.017 INCH X 0.025 INCH OVOID SHAPE EACH WIRE IS PACKED SEPARATELY MUST BE SUPPLIED BY THE SAME MANUFACTURER (ARCH COORDINATION) ONE EACH (EA) = ONE (1) PACK | DENTAL GENERAL SUPPLIES
16688 | 4215271800400 | UPPER NITI SUPER ELASTIC ARCHWIRE 0.018 INCH OVOID SHAPE EACH WIRE IS PACKED SEPARATELY MUST BE SUPPLIED BY THE SAME MANUFACTURER (ARCH COORDINATION) ONE EACH (EA) = ONE (1) PACK | DENTAL GENERAL SUPPLIES
16689 | 4215271809900 | UPPER NITI SUPER ELASTIC ARCHWIRE 0.019 INCH X 0.025 INCH OVOID SHAPE EACH WIRE IS PACKED SEPARATELY MUST BE SUPPLIED BY THE SAME MANUFACTURER (ARCH COORDINATION) ONE EACH (EA) = ONE (1) PACK | DENTAL GENERAL SUPPLIES
16690 | 4215271809800 | UPPER NITI SUPER ELASTIC ARCHWIRE 0.012 INCH OVOID SHAPE EACH WIRE IS PACKED SEPARATELY MUST BE SUPPLIED BY THE SAME MANUFACTURER (ARCH COORDINATION) ONE EACH (EA) = ONE (1) PACK | DENTAL GENERAL SUPPLIES
16691 | 4215271811800 | UPPER NITI SUPER ELASTIC ARCHWIRE 0.014 INCH OVOID SHAPE EACH WIRE IS PACKED SEPARATELY MUST BE SUPPLIED BY THE SAME MANUFACTURER (ARCH COORDINATION) ONE EACH (EA) = ONE (1) PACK | DENTAL GENERAL SUPPLIES
16692 | 4215271809700 | UPPER STAINLESS STEEL ARCHWIRE 0.014 INCH OVOID SHAPE EACH WIRE IS PACKED SEPARATELY MUST BE SUPPLIED BY THE SAME MANUFACTURER (ARCH COORDINATION) ONE EACH (EA) = ONE (1) PACK | DENTAL GENERAL SUPPLIES
16693 | 4215271809600 | UPPER STAINLESS STEEL ARCHWIRE 0.016 INCH OVOID SHAPE EACH WIRE IS PACKED SEPARATELY MUST BE SUPPLIED BY THE SAME MANUFACTURER (ARCH COORDINATION) ONE EACH (EA) = ONE (1) PACK | DENTAL GENERAL SUPPLIES
16694 | 4215271809500 | UPPER STAINLESS STEEL ARCHWIRE 0.016 INCH X 0.022 INCH OVOID SHAPE EACH WIRE IS PACKED SEPARATELY MUST BE SUPPLIED BY THE SAME MANUFACTURER (ARCH COORDINATION) ONE EACH (EA) = ONE (1) PACK | DENTAL GENERAL SUPPLIES
16695 | 4215271811700 | UPPER STAINLESS STEEL ARCHWIRE 0.017 INCH X 0.025 INCH OVOID SHAPE EACH WIRE IS PACKED SEPARATELY MUST BE SUPPLIED BY THE SAME MA = NUFACTURER (ARCH COORDINATION) ONE EACH (EA) = ONE (1) PACK | DENTAL GENERAL SUPPLIES
16696 | 4215271809400 | UPPER STAINLESS STEEL ARCHWIRE 0.018 INCH OVOID SHAPE EACH WIRE IS PACKED SEPARATELY MUST BE SUPPLIED BY THE SAME MANUFACTURER (ARCH COORDINATION) ONE EACH (EA) = ONE (1) PACK | DENTAL GENERAL SUPPLIES
16697 | 4215271809300 | UPPER STAINLESS STEEL ARCHWIRE 0.019 INCH X 0.025 INCH OVOID SHAPE EACH WIRE IS PACKED SEPARATELY MUST BE SUPPLIED BY THE SAME MA = NUFACTURER (ARCH COORDINATION) ONE EACH (EA) = ONE (1) PACK | DENTAL GENERAL SUPPLIES
16698 | 4215271809200 | UPPER STAINLESS STEEL ARCHWIRE 0.021 INCH X 0.025 INCH OVOID SHAPE EACH WIRE IS PACKED SEPARATELY MUST BE SUPPLIED BY THE SAME MA = NUFACTURER (ARCH COORDINATION) ONE EACH (EA) = ONE (1) PACK | DENTAL GENERAL SUPPLIES
16699 | 4215271811600 | UPPER TMA ARCHWIRE 0.017 INCH X 0.025 INCH OVOID SHAPE EACH WIRE IS PACKED SEPARATELY MUST BE SUPPLIED BY THE SAME MANUFACTURER (ARCH COORDINATION) ONE EACH (EA) = ONE (1) PACK | DENTAL GENERAL SUPPLIES
16700 | 4215271806000 | UPPER TMA ARCHWIRE 0.016 X 0.022 INCH OVOID SHAPE EACH WIRE IS PACKED SEPARATELY MUST BE SUPPLIED BY THE SAME MANUFACTURER (ARCH COORDINATION) ONE EACH (EA) = ONE (1) PACK | DENTAL GENERAL SUPPLIES
16701 | 4215271811200 | LOWER NITI SUPER ELASTIC ARCHWIRE 0.016 INCH OVOID SHAPE EACH WIRE IS PACKED SEPARATELY MUST BE SUPPLIED BY THE SAME MANUFACTURER (ARCH COORDINATION) ONE EACH (EA) = ONE (1) PACK | DENTAL GENERAL SUPPLIES
16702 | 4215271811100 | LOWER NITI SUPER ELASTIC ARCHWIRE 0.016 X 0.022 INCH OVOID SHAPE EACH WIRE IS PREFERRED TO PACKED SEPARATELY MUST BE SUPPLIED BY THE SAME MANUFACTURER (ARCH COORDINATION) ONE EACH (EA) = ONE (1) PACK | DENTAL GENERAL SUPPLIES
16703 | 4215271810000 | LOWER NITI SUPER ELASTIC ARCHWIRE 0.017 X 0.025 INCH OVOID SHAPE EACH WIRE IS PREFERRED TO PACKED SEPARATELY MUST BE SUPPLIED BY THE SAME MANUFACTURER (ARCH COORDINATION) ONE EACH (EA) = ONE (1) PACK | DENTAL GENERAL SUPPLIES
16704 | 4215271811000 | LOWER NITI SUPER ELASTIC ARCHWIRE 0.018 INCH OVOID SHAPE EACH WIRE IS PACKED SEPARATELY MUST BE SUPPLIED BY THE SAME MANUFACTURER (ARCH COORDINATION) ONE EACH (EA) = ONE (1) PACK | DENTAL GENERAL SUPPLIES
16705 | 4215271810900 | LOWER NITI SUPER ELASTIC ARCHWIRE 0.019 X 0.025 INCH OVOID SHAPE EACH WIRE IS PACKED SEPARATELY MUST BE SUPPLIED BY THE SAME MANUFACTURER (ARC H COORDINATION) ONE EACH (EA) = ONE (1) PACK | DENTAL GENERAL SUPPLIES
16706 | 4215271810800 | LOWER NITI SUPER ELASTIC ARCHWIRE 0.012 INCH OVOID SHAPE EACH WIRE IS PACKED SEPARATELY MUST BE SUPPLIED BY THE SAME MANUFACTURER (ARCH COORDINATION) ONE EACH (EA) = ONE (1) PACK | DENTAL GENERAL SUPPLIES
16707 | 4215271811400 | LOWER NITI SUPER ELASTIC ARCHWIRE 0.014 INCH OVOID SHAPE EACH WIRE IS PACKED SEPARATELY MUST BE SUPPLIED BY THE SAME MANUFACTURER (ARCH COORDINATION) ONE EACH (EA) = ONE (1) PACK | DENTAL GENERAL SUPPLIES
16708 | 4215271802100 | LOWER STAINLESS STEEL ARCHWIRE 0.014 INCH OVOID SHAPE EACH WIRE IS PACKED SEPARATELY MUST BE SUPPLIED BY THE SAME MANUFACTURER (ARCH COORDINATION) ONE EACH (EA) = ONE (1) PACK | DENTAL GENERAL SUPPLIES
16709 | 4215271802200 | LOWER STAINLESS STEEL ARCHWIRE 0.016 INCH OVOID SHAPE EACH WIRE IS PACKED SEPARATELY MUST BE SUPPLIED BY THE SAME MANUFACTURER (ARCH COORDINATION) ONE EACH (EA) = ONE (1) PACK | DENTAL GENERAL SUPPLIES
16710 | 4215271802300 | LOWER STAINLESS STEEL ARCHWIRE 0.016 INCH X 0.022 INCH OVOID SHAPE EACH WIRE IS PACKED SEPARATELY MUST BE SUPPLIED BY THE SAME MA = NUFACTURER (ARCH COORDINATION) ONE EACH (EA) = ONE (1) PACK | DENTAL GENERAL SUPPLIES
16711 | 4215271802400 | LOWER STAINLESS STEEL ARCHWIRE 0.017 INCH X 0.025 INCH OVOID SHAPE EACH WIRE IS PACKED SEPARATELY MUST BE SUPPLIED BY THE SAME MA = NUFACTURER (ARCH COORDINATION) ONE EACH (EA) = ONE (1) PACK | DENTAL GENERAL SUPPLIES
16712 | 4215271802500 | LOWER STAINLESS STEEL ARCHWIRE 0.018 INCH OVOID SHAPE EACH WIRE IS PACKED SEPARATELY MUST BE SUPPLIED BY THE SAME MANUFACTURER (ARCH COORDINATION) ONE EACH (EA) = ONE (1) PACK | DENTAL GENERAL SUPPLIES
16713 | 4215271802600 | LOWER STAINLESS STEEL ARCHWIRE 0.019 INCH X 0.025 INCH OVOID SHAPE EACH WIRE IS PACKED SEPARATELY MUST BE SUPPLIED BY THE SAME MA = NUFACTURER (ARCH COORDINATION) ONE EACH (EA) = ONE (1) PACK | DENTAL GENERAL SUPPLIES
16714 | 4215271806700 | LOWER STAINLESS STEEL ARCHWIRE 0.021 INCH X 0.025 INCH OVOID SHAPE EACH WIRE IS PACKED SEPARATELY MUST BE SUPPLIED BY THE SAME MA = NUFACTURER (ARCH COORDINATION) ONE EACH (EA) = ONE (1) PACK | DENTAL GENERAL SUPPLIES
16715 | 4215271806800 | LOWER TMA ARCH WIRE 0.017 INCH X 0.025 INCH OVOID SHAPE EACH WIRE IS PACKED SEPARATELY MUST BE SUPPLIED BY THE SAME MANUFACTURER (ARCH COORDINATION) ONE EACH (EA) = ONE (1) PACK | DENTAL GENERAL SUPPLIES
16716 | 4215271811900 | LOWER TMA ARCHWIRE 0.016 X 0.022 INCH OVOID SHAPE EACH WIRE IS PACKED SEPARATELY MUST BE SUPPLIED BY THE SAME MANUFACTURER (ARCH COORDINATION) ONE EACH (EA) = ONE (1) PACK | DENTAL GENERAL SUPPLIES
16717 | 4215270600000 | ORTHODONTIC METAL BRACKET SET MAXILLARY/MANDIBULAR (5-5) BONDABLE 0.022 SLOT ROTH PRESCRIPTION LOW PROFILE HOOKS ON CANINES AND PREMOLARS | DENTAL GENERAL SUPPLIES
16718 | 4215271810600 | REVERSE CURVE LOWER NITI ARCH WIRE 0.016 INCH ONE EACH (EA) = ONE (1) PACK | DENTAL GENERAL SUPPLIES
16719 | 4215271810500 | REVERSE CURVE LOWER NITI ARCH WIRE 0.016 INCH X 0.022 INCH ONE EACH (EA) = ONE (1) PACK | DENTAL GENERAL SUPPLIES
16720 | 4215271810400 | REVERSE CURVE LOWER NITI ARCH WIRE 0.017 INCH X 0.025 ONE EACH (EA) = ONE (1) PACK | DENTAL GENERAL SUPPLIES
16721 | 4215271810300 | REVERSE CURVE UPPER NITI ARCH WIRE 0.016 INCH ONE EACH (EA) = ONE (1) PACK | DENTAL GENERAL SUPPLIES
16722 | 4215271810200 | REVERSE CURVE UPPER NITI ARCH WIRE 0.016 INCH X 0.022 INCH ONE EACH (EA) = ONE (1) PACK | DENTAL GENERAL SUPPLIES
16723 | 4215271810100 | REVERSE CURVE UPPER NITI ARCH WIRE 0.017 INCH X 0.025 INCH ONE EACH (EA) = ONE (1) PACK | DENTAL GENERAL SUPPLIES
16724 | 4215270700800 | CONTOURED MICRO ETCHED UPPER RIGHT FIRST MOLAR BONDABLE BASE SINGLE BUCCAL TUBE ROTH RX #0.022 MEDIUM SIZE | DENTAL GENERAL SUPPLIES
16725 | 4215270701300 | CONTOURED MICRO ETCHED UPPER LEFT FIRST MOLAR BONDABLE BASE SINGLE BUCCAL TUBE ROTH RX #0.022 MEDIUM SIZE | DENTAL GENERAL SUPPLIES
16726 | 4215270701400 | CONTOURED MICRO ETCHED LOWER RIGHT FIRST MOLAR BONDABLE BASE SINGLE BUCCAL TUBE ROTH RX #0.022 MEDIUM SIZE | DENTAL GENERAL SUPPLIES
16727 | 4215270701500 | CONTOURED MICRO ETCHED LOWER LEFT FIRST MOLAR BONDABLE BASE SINGLE BUCCAL TUBE ROTH RX #0.022 MEDIUM SIZE | DENTAL GENERAL SUPPLIES
16728 | 4215270701000 | CONTOURED MICRO ETCHED UPPER RIGHT SECOND MOLAR BONDABLE BASE SINGLE BUCCAL TUBE ROTH RX #0.022 MEDIUM SIZE | DENTAL GENERAL SUPPLIES
16729 | 4215270700900 | CONTOURED MICRO ETCHED UPPER LEFT SECOND MOLAR BONDABLE BASE SINGLE BUCCAL TUBE ROTH RX #0.022 MEDIUM SIZE | DENTAL GENERAL SUPPLIES
16730 | 4215270701200 | CONTOURED MICRO ETCHED LOWER RIGHT SECOND MOLAR BONDABLE BASE SINGLE BUCCAL TUBE ROTH RX #0.022 MEDIUM SIZE | DENTAL GENERAL SUPPLIES
16731 | 4215270701100 | CONTOURED MICRO ETCHED LOWER LEFT SECOND MOLAR BONDABLE BASE SINGLE BUCCAL TUBE ROTH RX #0.022 MEDIUM SIZE | DENTAL GENERAL SUPPLIES
16732 | 4215271203700 | PRE-WELDED CONVERTIBLE BAND WITH DOUBLE TUBE (SINGLE AND AUXILIARY) WITH LINGUAL CLEAT 0.022 SLOT ROTH PRESCRIPTION MAXILLARY RIGHT FIRST MOLAR REFILL SIZE 34 OR EQUIVALENT | DENTAL GENERAL SUPPLIES
16733 | 4215271203800 | PRE-WELDED CONVERTIBLE BAND WITH DOUBLE TUBE (SINGLE AND AUXILIARY) WITH LINGUAL CLEAT 0.022 SLOT ROTH PRESCRIPTION MANDIBULAR RIGHT FIRST MOLAR REFILL SIZE 34 OR EQUIVALENT | DENTAL GENERAL SUPPLIES
16734 | 4215271203900 | PRE-WELDED CONVERTIBLE BAND WITH DOUBLE TUBE (SINGLE AND AUXILIARY) WITH LINGUAL CLEAT 0.022 SLOT ROTH PRESCRIPTION MANDIBULAR RIGHT FIRST MOLAR REFILL SIZE 34+ OR EQUIVALENT | DENTAL GENERAL SUPPLIES
16735 | 4215271204000 | PRE-WELDED CONVERTIBLE BAND WITH DOUBLE TUBE (SINGLE AND AUXILIARY) WITH LINGUAL CLEAT 0.022 SLOT ROTH PRESCRIPTION MANDIBULAR RIGHT FIRST MOLAR REFILL SIZE 35 OR EQUIVALENT | DENTAL GENERAL SUPPLIES
16736 | 4215271204100 | STANDARD CONTOURED REGULAR NON ETCHED CONVERTIBLE LOWER RIGHT FIRST MOLAR BANDS PRE-WELDED WITH DOUBLE BUCCAL TUBES ROTH RX. #0.022 AND LINGUAL CLEAT PERMANENT LASER ID MARKING # 35 + OR EQUIVALENT MUST BE SUPPLIED BY THE SAME BRACKET MANUFACTURER | DENTAL GENERAL SUPPLIES
16737 | 4215271204200 | PRE-WELDED CONVERTIBLE BAND WITH DOUBLE TUBE (SINGLE AND AUXILIARY) WITH LINGUAL CLEAT 0.022 SLOT ROTH PRESCRIPTION MANDIBULAR RIGHT FIRST MOLAR REFILL SIZE 36 OR EQUIVALENT | DENTAL GENERAL SUPPLIES
16738 | 4215271204300 | PRE-WELDED CONVERTIBLE BAND WITH DOUBLE TUBE (SINGLE AND AUXILIARY) WITH LINGUAL CLEAT 0.022 SLOT ROTH PRESCRIPTION MANDIBULAR RIGHT FIRST MOLAR REFILL SIZE 36+ OR EQUIVALENT | DENTAL GENERAL SUPPLIES
16739 | 4215271204400 | PRE-WELDED CONVERTIBLE BAND WITH DOUBLE TUBE (SINGLE AND AUXILIARY) WITH LINGUAL CLEAT 0.022 SLOT ROTH PRESCRIPTION MANDIBULAR RIGHT FIRST MOLAR REFILL SIZE 37 OR EQUIVALENT | DENTAL GENERAL SUPPLIES
16740 | 4215271204500 | PRE-WELDED CONVERTIBLE BAND WITH DOUBLE TUBE (SINGLE AND AUXILIARY) WITH LINGUAL CLEAT 0.022 SLOT ROTH PRESCRIPTION MANDIBULAR RIGHT FIRST MOLAR REFILL SIZE 37+ OR EQUIVALENT | DENTAL GENERAL SUPPLIES
16741 | 4215271204600 | PRE-WELDED CONVERTIBLE BAND WITH DOUBLE TUBE (SINGLE AND AUXILIARY) WITH LINGUAL CLEAT 0.022 SLOT ROTH PRESCRIPTION MANDIBULAR RIGHT FIRST MOLAR REFILL SIZE 38 OR EQUIVALENT | DENTAL GENERAL SUPPLIES
16742 | 4215271204700 | PRE-WELDED CONVERTIBLE BAND WITH DOUBLE TUBE (SINGLE AND AUXILIARY) WITH LINGUAL CLEAT 0.022 SLOT ROTH PRESCRIPTION MANDIBULAR RIGHT FIRST MOLAR REFILL SIZE 38+ OR EQUIVALENT | DENTAL GENERAL SUPPLIES
16743 | 4215271204800 | PRE-WELDED CONVERTIBLE BAND WITH DOUBLE TUBE (SINGLE AND AUXILIARY) WITH LINGUAL CLEAT 0.022 SLOT ROTH PRESCRIPTION MANDIBULAR RIGHT FIRST MOLAR REFILL SIZE 39 OR EQUIVALENT | DENTAL GENERAL SUPPLIES
16744 | 4215271204900 | PRE-WELDED CONVERTIBLE BAND WITH DOUBLE TUBE (SINGLE AND AUXILIARY) WITH LINGUAL CLEAT 0.022 SLOT ROTH PRESCRIPTION MANDIBULAR LEFT FIRST MOLAR REFILL SIZE 34 OR EQUIVALENT | DENTAL GENERAL SUPPLIES
16745 | 4215271205000 | PRE-WELDED CONVERTIBLE BAND WITH DOUBLE TUBE (SINGLE AND AUXILIARY) WITH LINGUAL CLEAT 0.022 SLOT ROTH PRESCRIPTION MANDIBULAR LEFT FIRST MOLAR REFILL SIZE 34+ OR EQUIVALENT | DENTAL GENERAL SUPPLIES
16746 | 4215271205100 | PRE-WELDED CONVERTIBLE BAND WITH DOUBLE TUBE (SINGLE AND AUXILIARY) WITH LINGUAL CLEAT 0.022 SLOT ROTH PRESCRIPTION MANDIBULAR LEFT FIRST MOLAR REFILL SIZE 35 OR EQUIVALENT | DENTAL GENERAL SUPPLIES
16747 | 4215271205200 | PRE-WELDED CONVERTIBLE BAND WITH DOUBLE TUBE (SINGLE AND AUXILIARY) WITH LINGUAL CLEAT 0.022 SLOT ROTH PRESCRIPTION MANDIBULAR LEFT FIRST MOLAR REFILL SIZE 35+ OR EQUIVALENT | DENTAL GENERAL SUPPLIES
16748 | 4215271205300 | PRE-WELDED CONVERTIBLE BAND WITH DOUBLE TUBE (SINGLE AND AUXILIARY) WITH LINGUAL CLEAT 0.022 SLOT ROTH PRESCRIPTION MANDIBULAR LEFT FIRST MOLAR REFILL SIZE 36 OR EQUIVALENT | DENTAL GENERAL SUPPLIES
16749 | 4215271205400 | PRE-WELDED CONVERTIBLE BAND WITH DOUBLE TUBE (SINGLE AND AUXILIARY) WITH LINGUAL CLEAT 0.022 SLOT ROTH PRESCRIPTION MANDIBULAR LEFT FIRST MOLAR REFILL SIZE 36+ OR EQUIVALENT | DENTAL GENERAL SUPPLIES
16750 | 4215271205500 | PRE-WELDED CONVERTIBLE BAND WITH DOUBLE TUBE (SINGLE AND AUXILIARY) WITH LINGUAL CLEAT 0.022 SLOT ROTH PRESCRIPTION MANDIBULAR LEFT FIRST MOLAR REFILL SIZE 37 OR EQUIVALENT | DENTAL GENERAL SUPPLIES
16751 | 4215271205600 | PRE-WELDED CONVERTIBLE BAND WITH DOUBLE TUBE (SINGLE AND AUXILIARY) WITH LINGUAL CLEAT 0.022 SLOT ROTH PRESCRIPTION MANDIBULAR LEFT FIRST MOLAR REFILL SIZE 37+ OR EQUIVALENT | DENTAL GENERAL SUPPLIES
16752 | 4215271205700 | PRE-WELDED CONVERTIBLE BAND WITH DOUBLE TUBE (SINGLE AND AUXILIARY) WITH LINGUAL CLEAT 0.022 SLOT ROTH PRESCRIPTION MANDIBULAR LEFT FIRST MOLAR REFILL SIZE 38 OR EQUIVALENT | DENTAL GENERAL SUPPLIES
16753 | 4215271205800 | PRE-WELDED CONVERTIBLE BAND WITH DOUBLE TUBE (SINGLE AND AUXILIARY) WITH LINGUAL CLEAT 0.022 SLOT ROTH PRESCRIPTION MANDIBULAR LEFT FIRST MOLAR REFILL SIZE 38+ OR EQUIVALENT | DENTAL GENERAL SUPPLIES
16754 | 4215271205900 | PRE-WELDED CONVERTIBLE BAND WITH DOUBLE TUBE (SINGLE AND AUXILIARY) WITH LINGUAL CLEAT 0.022 SLOT ROTH PRESCRIPTION MANDIBULAR LEFT FIRST MOLAR REFILL SIZE 39 OR EQUIVALENT | DENTAL GENERAL SUPPLIES
16755 | 4215271206000 | PRE-WELDED CONVERTIBLE BAND WITH TRIPLE TUBE WITH LINGUAL CLEAT 0.022 SLOT ROTH PRESCRIPTION MAXILLARY RIGHT FIRST MOLAR REFILL SIZE 36+ OR EQUIVALENT | DENTAL GENERAL SUPPLIES
16756 | 4215271206100 | PRE-WELDED CONVERTIBLE BAND WITH TRIPLE TUBE WITH LINGUAL CLEAT 0.022 SLOT ROTH PRESCRIPTION MAXILLARY RIGHT FIRST MOLAR REFILL SIZE 37 OR EQUIVALENT | DENTAL GENERAL SUPPLIES
16757 | 4215271206200 | PRE-WELDED CONVERTIBLE BAND WITH TRIPLE TUBE WITH LINGUAL CLEAT 0.022 SLOT ROTH PRESCRIPTION MAXILLARY RIGHT FIRST MOLAR REFILL SIZE 38 OR EQUIVALENT | DENTAL GENERAL SUPPLIES
16758 | 4215271206300 | PRE-WELDED CONVERTIBLE BAND WITH TRIPLE TUBE WITH LINGUAL CLEAT 0.022 SLOT ROTH PRESCRIPTION MAXILLARY RIGHT FIRST MOLAR REFILL SIZE 38+ OR EQUIVALENT | DENTAL GENERAL SUPPLIES
16759 | 4215271206400 | PRE-WELDED CONVERTIBLE BAND WITH TRIPLE TUBE WITH LINGUAL CLEAT 0.022 SLOT ROTH PRESCRIPTION MAXILLARY RIGHT FIRST MOLAR REFILL SIZE 39 OR EQUIVALENT | DENTAL GENERAL SUPPLIES
16760 | 4215271206500 | PRE-WELDED CONVERTIBLE BAND WITH TRIPLE TUBE WITH LINGUAL CLEAT 0.022 SLOT ROTH PRESCRIPTION MAXILLARY LEFT FIRST MOLAR REFILL SIZE 34+ OR EQUIVALENT | DENTAL GENERAL SUPPLIES
16761 | 4215271206600 | PRE-WELDED CONVERTIBLE BAND WITH TRIPLE TUBE WITH LINGUAL CLEAT 0.022 SLOT ROTH PRESCRIPTION MAXILLARY LEFT FIRST MOLAR REFILL SIZE 35 OR EQUIVALENT | DENTAL GENERAL SUPPLIES
16762 | 4215271206700 | PRE-WELDED CONVERTIBLE BAND WITH TRIPLE TUBE WITH LINGUAL CLEAT 0.022 SLOT ROTH PRESCRIPTION MAXILLARY LEFT FIRST MOLAR REFILL SIZE 35+ OR EQUIVALENT | DENTAL GENERAL SUPPLIES
16763 | 4215271206800 | PRE-WELDED CONVERTIBLE BAND WITH TRIPLE TUBE WITH LINGUAL CLEAT 0.022 SLOT ROTH PRESCRIPTION MAXILLARY LEFT FIRST MOLAR REFILL SIZE 36 OR EQUIVALENT | DENTAL GENERAL SUPPLIES
16764 | 4215271206900 | PRE-WELDED CONVERTIBLE BAND WITH TRIPLE TUBE WITH LINGUAL CLEAT 0.022 SLOT ROTH PRESCRIPTION MAXILLARY LEFT FIRST MOLAR REFILL SIZE 36+ OR EQUIVALENT | DENTAL GENERAL SUPPLIES
16765 | 4215271207000 | PRE-WELDED CONVERTIBLE BAND WITH TRIPLE TUBE WITH LINGUAL CLEAT 0.022 SLOT ROTH PRESCRIPTION MAXILLARY LEFT FIRST MOLAR REFILL SIZE 37 OR EQUIVALENT | DENTAL GENERAL SUPPLIES
16766 | 4215271207100 | PRE-WELDED CONVERTIBLE BAND WITH TRIPLE TUBE WITH LINGUAL CLEAT 0.022 SLOT ROTH PRESCRIPTION MAXILLARY LEFT FIRST MOLAR REFILL SIZE 37+ OR EQUIVALENT | DENTAL GENERAL SUPPLIES
16767 | 4215271207200 | PRE-WELDED CONVERTIBLE BAND WITH TRIPLE TUBE WITH LINGUAL CLEAT 0.022 SLOT ROTH PRESCRIPTION MAXILLARY LEFT FIRST MOLAR REFILL SIZE 38+ OR EQUIVALENT | DENTAL GENERAL SUPPLIES
16768 | 4215271207300 | PRE-WELDED CONVERTIBLE BAND WITH TRIPLE TUBE WITH LINGUAL CLEAT 0.022 SLOT ROTH PRESCRIPTION MAXILLARY LEFT FIRST MOLAR REFILL SIZE 39 OR EQUIVALENT | DENTAL GENERAL SUPPLIES
16769 | 4215271207400 | PRE-WELDED CONVERTIBLE BAND WITH SINGLE TUBE WITH LINGUAL CLEAT 0.022 SLOT ROTH PRESCRIPTION MAXILLARY RIGHT SECOND MOLAR SIZE 31 OR EQUIVALENT | DENTAL GENERAL SUPPLIES
16770 | 4215271207500 | PRE-WELDED CONVERTIBLE BAND WITH SINGLE TUBE WITH LINGUAL CLEAT 0.022 SLOT ROTH PRESCRIPTION MAXILLARY RIGHT SECOND MOLAR SIZE 31+ OR EQUIVALENT | DENTAL GENERAL SUPPLIES
16771 | 4215271207600 | PRE-WELDED CONVERTIBLE BAND WITH SINGLE TUBE WITH LINGUAL CLEAT 0.022 SLOT ROTH PRESCRIPTION MAXILLARY RIGHT SECOND MOLAR SIZE 32 OR EQUIVALENT | DENTAL GENERAL SUPPLIES
16772 | 4215271207700 | PRE-WELDED CONVERTIBLE BAND WITH SINGLE TUBE WITH LINGUAL CLEAT 0.022 SLOT ROTH PRESCRIPTION MAXILLARY RIGHT SECOND MOLAR SIZE 32+ OR EQUIVALENT | DENTAL GENERAL SUPPLIES
16773 | 4215271207800 | PRE-WELDED CONVERTIBLE BAND WITH SINGLE TUBE WITH LINGUAL CLEAT 0.022 SLOT ROTH PRESCRIPTION MAXILLARY RIGHT SECOND MOLAR SIZE 33 OR EQUIVALENT | DENTAL GENERAL SUPPLIES
16774 | 4215271208000 | PRE-WELDED CONVERTIBLE BAND WITH SINGLE TUBE WITH LINGUAL CLEAT 0.022 SLOT ROTH PRESCRIPTION MAXILLARY RIGHT SECOND MOLAR SIZE 34 OR EQUIVALENT | DENTAL GENERAL SUPPLIES
16775 | 4215271208200 | PRE-WELDED CONVERTIBLE BAND WITH SINGLE TUBE WITH LINGUAL CLEAT 0.022 SLOT ROTH PRESCRIPTION MAXILLARY RIGHT SECOND MOLAR SIZE 35 OR EQUIVALENT | DENTAL GENERAL SUPPLIES
16776 | 4215271208300 | PRE-WELDED CONVERTIBLE BAND WITH SINGLE TUBE WITH LINGUAL CLEAT 0.022 SLOT ROTH PRESCRIPTION MAXILLARY RIGHT SECOND MOLAR SIZE 35+ OR EQUIVALENT | DENTAL GENERAL SUPPLIES
16777 | 4215271208400 | PRE-WELDED CONVERTIBLE BAND WITH SINGLE TUBE WITH LINGUAL CLEAT 0.022 SLOT ROTH PRESCRIPTION MAXILLARY RIGHT SECOND MOLAR SIZE 36 OR EQUIVALENT | DENTAL GENERAL SUPPLIES
16778 | 4215271208600 | PRE-WELDED CONVERTIBLE BAND WITH SINGLE TUBE WITH LINGUAL CLEAT 0.022 SLOT ROTH PRESCRIPTION MAXILLARY RIGHT SECOND MOLAR SIZE 37 OR EQUIVALENT | DENTAL GENERAL SUPPLIES
16779 | 4215271208700 | PRE-WELDED CONVERTIBLE BAND WITH SINGLE TUBE WITH LINGUAL CLEAT 0.022 SLOT ROTH PRESCRIPTION MAXILLARY LEFT SECOND MOLAR SIZE 31 OR EQUIVALENT | DENTAL GENERAL SUPPLIES
16780 | 4215271208800 | PRE-WELDED CONVERTIBLE BAND WITH SINGLE TUBE WITH LINGUAL CLEAT 0.022 SLOT ROTH PRESCRIPTION MAXILLARY LEFT SECOND MOLAR SIZE 31+ OR EQUIVALENT | DENTAL GENERAL SUPPLIES
16781 | 4215271208900 | PRE-WELDED CONVERTIBLE BAND WITH SINGLE TUBE WITH LINGUAL CLEAT 0.022 SLOT ROTH PRESCRIPTION MAXILLARY LEFT SECOND MOLAR SIZE 32 OR EQUIVALENT | DENTAL GENERAL SUPPLIES
16782 | 4215271209000 | PRE-WELDED CONVERTIBLE BAND WITH SINGLE TUBE WITH LINGUAL CLEAT 0.022 SLOT ROTH PRESCRIPTION MAXILLARY LEFT SECOND MOLAR SIZE 32+ OR EQUIVALENT | DENTAL GENERAL SUPPLIES
16783 | 4215271209100 | PRE-WELDED CONVERTIBLE BAND WITH SINGLE TUBE WITH LINGUAL CLEAT 0.022 SLOT ROTH PRESCRIPTION MAXILLARY LEFT SECOND MOLAR SIZE 33 OR EQUIVALENT | DENTAL GENERAL SUPPLIES
16784 | 4215271209200 | PRE-WELDED CONVERTIBLE BAND WITH SINGLE TUBE WITH LINGUAL CLEAT 0.022 SLOT ROTH PRESCRIPTION MAXILLARY LEFT SECOND MOLAR SIZE 33+ OR EQUIVALENT | DENTAL GENERAL SUPPLIES
16785 | 4215271209300 | PRE-WELDED CONVERTIBLE BAND WITH SINGLE TUBE WITH LINGUAL CLEAT 0.022 SLOT ROTH PRESCRIPTION MAXILLARY LEFT SECOND MOLAR SIZE 34 OR EQUIVALENT | DENTAL GENERAL SUPPLIES
16786 | 4215271209500 | PRE-WELDED CONVERTIBLE BAND WITH SINGLE TUBE WITH LINGUAL CLEAT 0.022 SLOT ROTH PRESCRIPTION MAXILLARY LEFT SECOND MOLAR SIZE 35 OR EQUIVALENT | DENTAL GENERAL SUPPLIES
16787 | 4215271209700 | PRE-WELDED CONVERTIBLE BAND WITH SINGLE TUBE WITH LINGUAL CLEAT 0.022 SLOT ROTH PRESCRIPTION MAXILLARY LEFT SECOND MOLAR SIZE 36 OR EQUIVALENT | DENTAL GENERAL SUPPLIES
16788 | 4215271209900 | PRE-WELDED CONVERTIBLE BAND WITH SINGLE TUBE WITH LINGUAL CLEAT 0.022 SLOT ROTH PRESCRIPTION MAXILLARY LEFT SECOND MOLAR SIZE 37 OR EQUIVALENT | DENTAL GENERAL SUPPLIES
16789 | 4215271210000 | PRE-WELDED CONVERTIBLE BAND WITH SINGLE TUBE WITH LINGUAL CLEAT 0.022 SLOT ROTH PRESCRIPTION MANDIBULAR RIGHT SECOND MOLAR SIZE 31 OR EQUIVALENT | DENTAL GENERAL SUPPLIES
16790 | 4215271210100 | PRE-WELDED CONVERTIBLE BAND WITH SINGLE TUBE WITH LINGUAL CLEAT 0.022 SLOT ROTH PRESCRIPTION MANDIBULAR RIGHT SECOND MOLAR SIZE 31+ OR EQUIVALENT | DENTAL GENERAL SUPPLIES
16791 | 4215271210200 | PRE-WELDED CONVERTIBLE BAND WITH SINGLE TUBE WITH LINGUAL CLEAT 0.022 SLOT ROTH PRESCRIPTION MANDIBULAR RIGHT SECOND MOLAR SIZE 32 OR EQUIVALENT | DENTAL GENERAL SUPPLIES
16792 | 4215271210300 | PRE-WELDED CONVERTIBLE BAND WITH SINGLE TUBE WITH LINGUAL CLEAT 0.022 SLOT ROTH PRESCRIPTION MANDIBULAR RIGHT SECOND MOLAR SIZE 32+ OR EQUIVALENT | DENTAL GENERAL SUPPLIES
16793 | 4215271210400 | PRE-WELDED CONVERTIBLE BAND WITH SINGLE TUBE WITH LINGUAL CLEAT 0.022 SLOT ROTH PRESCRIPTION MANDIBULAR RIGHT SECOND MOLAR SIZE 33 OR EQUIVALENT | DENTAL GENERAL SUPPLIES
16794 | 4215271210500 | PRE-WELDED CONVERTIBLE BAND WITH SINGLE TUBE WITH LINGUAL CLEAT 0.022 SLOT ROTH PRESCRIPTION MANDIBULAR RIGHT SECOND MOLAR SIZE 33+ OR EQUIVALENT | DENTAL GENERAL SUPPLIES
16795 | 4215271210600 | PRE-WELDED CONVERTIBLE BAND WITH SINGLE TUBE WITH LINGUAL CLEAT 0.022 SLOT ROTH PRESCRIPTION MANDIBULAR RIGHT SECOND MOLAR SIZE 34 OR EQUIVALENT | DENTAL GENERAL SUPPLIES
16796 | 4215271210700 | PRE-WELDED CONVERTIBLE BAND WITH SINGLE TUBE WITH LINGUAL CLEAT 0.022 SLOT ROTH PRESCRIPTION MANDIBULAR RIGHT SECOND MOLAR SIZE 34+ OR EQUIVALENT | DENTAL GENERAL SUPPLIES
16797 | 4215271210800 | PRE-WELDED CONVERTIBLE BAND WITH SINGLE TUBE WITH LINGUAL CLEAT 0.022 SLOT ROTH PRESCRIPTION MANDIBULAR RIGHT SECOND MOLAR SIZE 35 OR EQUIVALENT | DENTAL GENERAL SUPPLIES
16798 | 4215271211000 | PRE-WELDED CONVERTIBLE BAND WITH SINGLE TUBE WITH LINGUAL CLEAT 0.022 SLOT ROTH PRESCRIPTION MANDIBULAR RIGHT SECOND MOLAR SIZE 36 OR EQUIVALENT | DENTAL GENERAL SUPPLIES
16799 | 4215271211200 | PRE-WELDED CONVERTIBLE BAND WITH SINGLE TUBE WITH LINGUAL CLEAT 0.022 SLOT ROTH PRESCRIPTION MANDIBULAR RIGHT SECOND MOLAR SIZE 37 OR EQUIVALENT | DENTAL GENERAL SUPPLIES
16800 | 4215271211300 | PRE-WELDED CONVERTIBLE BAND WITH SINGLE TUBE WITH LINGUAL CLEAT 0.022 SLOT ROTH PRESCRIPTION MANDIBULAR LEFT SECOND MOLAR SIZE 31 OR EQUIVALENT | DENTAL GENERAL SUPPLIES
16801 | 4215271211400 | PRE-WELDED CONVERTIBLE BAND WITH SINGLE TUBE WITH LINGUAL CLEAT 0.022 SLOT ROTH PRESCRIPTION MANDIBULAR LEFT SECOND MOLAR SIZE 31+ OR EQUIVALENT | DENTAL GENERAL SUPPLIES
16802 | 4215271211500 | PRE-WELDED CONVERTIBLE BAND WITH SINGLE TUBE WITH LINGUAL CLEAT 0.022 SLOT ROTH PRESCRIPTION MANDIBULAR LEFT SECOND MOLAR SIZE 32 OR EQUIVALENT | DENTAL GENERAL SUPPLIES
16803 | 4215271211600 | PRE-WELDED CONVERTIBLE BAND WITH SINGLE TUBE WITH LINGUAL CLEAT 0.022 SLOT ROTH PRESCRIPTION MANDIBULAR LEFT SECOND MOLAR SIZE 32+ OR EQUIVALENT | DENTAL GENERAL SUPPLIES
16804 | 4215271211700 | PRE-WELDED CONVERTIBLE BAND WITH SINGLE TUBE WITH LINGUAL CLEAT 0.022 SLOT ROTH PRESCRIPTION MANDIBULAR LEFT SECOND MOLAR SIZE 33 OR EQUIVALENT | DENTAL GENERAL SUPPLIES
16805 | 4215271211800 | PRE-WELDED CONVERTIBLE BAND WITH SINGLE TUBE WITH LINGUAL CLEAT 0.022 SLOT ROTH PRESCRIPTION MANDIBULAR LEFT SECOND MOLAR SIZE 33+ OR EQUIVALENT | DENTAL GENERAL SUPPLIES
16806 | 4215271211900 | PRE-WELDED CONVERTIBLE BAND WITH SINGLE TUBE WITH LINGUAL CLEAT 0.022 SLOT ROTH PRESCRIPTION MANDIBULAR LEFT SECOND MOLAR SIZE 34 OR EQUIVALENT | DENTAL GENERAL SUPPLIES
16807 | 4215271212000 | PRE-WELDED CONVERTIBLE BAND WITH SINGLE TUBE WITH LINGUAL CLEAT 0.022 SLOT ROTH PRESCRIPTION MANDIBULAR LEFT SECOND MOLAR SIZE 34+ OR EQUIVALENT | DENTAL GENERAL SUPPLIES
16808 | 4215271212100 | PRE-WELDED CONVERTIBLE BAND WITH SINGLE TUBE WITH LINGUAL CLEAT 0.022 SLOT ROTH PRESCRIPTION MANDIBULAR LEFT SECOND MOLAR SIZE 35 OR EQUIVALENT | DENTAL GENERAL SUPPLIES
16809 | 4215271212200 | PRE-WELDED CONVERTIBLE BAND WITH SINGLE TUBE WITH LINGUAL CLEAT 0.022 SLOT ROTH PRESCRIPTION MANDIBULAR LEFT SECOND MOLAR SIZE 35+ OR EQUIVALENT | DENTAL GENERAL SUPPLIES
16810 | 4215271212300 | PRE-WELDED CONVERTIBLE BAND WITH SINGLE TUBE WITH LINGUAL CLEAT 0.022 SLOT ROTH PRESCRIPTION MANDIBULAR LEFT SECOND MOLAR SIZE 36 OR EQUIVALENT | DENTAL GENERAL SUPPLIES
16811 | 4215271212400 | PRE-WELDED CONVERTIBLE BAND WITH SINGLE TUBE WITH LINGUAL CLEAT 0.022 SLOT ROTH PRESCRIPTION MANDIBULAR LEFT SECOND MOLAR SIZE 36+ OR EQUIVALENT | DENTAL GENERAL SUPPLIES
16812 | 4215271212500 | PRE-WELDED CONVERTIBLE BAND WITH SINGLE TUBE WITH LINGUAL CLEAT 0.022 SLOT ROTH PRESCRIPTION MANDIBULAR LEFT SECOND MOLAR SIZE 37 OR EQUIVALENT | DENTAL GENERAL SUPPLIES
16813 | 4215271809100 | UPPER TMA ARCHWIRE 0.016 X 0.016 INCH OVOID SHAPE EACH WIRE IS PACKED SEPARATELY MUST BE SUPPLIED BY THE SAME MANUFACTURER (ARCH COORDINATION) ONE EACH (EA) = ONE (1) PACK | DENTAL GENERAL SUPPLIES
16814 | 4215271809000 | LOWER TMA ARCHWIRE 0.016 X 0.016 INCH OVOID SHAPE EACH WIRE IS PACKED SEPARATELY MUST BE SUPPLIED BY THE SAME MANUFACTURER (ARCH COORDINATION) ONE EACH (EA) = ONE (1) PACK | DENTAL GENERAL SUPPLIES
16815 | 4215271000000 | ELASTOMERIC MODULES SINGLE PATIENT USE FADE RESISTANT BLUE | DENTAL GENERAL SUPPLIES
16816 | 4215271000100 | ELASTOMERIC MODULES SINGLE PATIENT USE FADE RESISTANT CLEAR COLOR | DENTAL GENERAL SUPPLIES
16817 | 4215271000200 | ELASTOMERIC MODULES SINGLE PATIENT USE FADE RESISTANT PINK | DENTAL GENERAL SUPPLIES
16818 | 4215270906800 | ELASTOMERIC MODULES SINGLE PATIENT USE FADE RESISTANT SILVER | DENTAL GENERAL SUPPLIES
16819 | 4215270906700 | ELASTOMERIC MODULES SINGLE PATIENT USE FADE RESISTANT GREY | DENTAL GENERAL SUPPLIES
16820 | 4215271000300 | ELASTOMERIC MODULES SINGLE PATIENT USE FADE RESISTANT PURPLE | DENTAL GENERAL SUPPLIES
16821 | 4215271000400 | ELASTOMERIC MODULES SINGLE PATIENT USE FADE RESISTANT ORANGE | DENTAL GENERAL SUPPLIES
16822 | 4215271000500 | ELASTOMERIC MODULES SINGLE PATIENT USE FADE RESISTANT BLACK | DENTAL GENERAL SUPPLIES
16823 | 4215271000600 | ELASTOMERIC MODULES SINGLE PATIENT USE FADE RESISTANT RED | DENTAL GENERAL SUPPLIES
16824 | 4215271000700 | ELASTOMERIC MODULES SINGLE PATIENT USE FADE RESISTANT NEON GREEN | DENTAL GENERAL SUPPLIES
16825 | 4215271000800 | ELASTOMERIC MODULES SINGLE PATIENT USE FADE RESISTANT WHITE | DENTAL GENERAL SUPPLIES
16826 | 4215271000900 | ELASTOMERIC MODULES SINGLE PATIENT USE FADE RESISTANT YELLOW | DENTAL GENERAL SUPPLIES
16827 | 4215271001000 | ELASTOMERIC MODULES SINGLE PATIENT USE FADE RESISTANT TEAL | DENTAL GENERAL SUPPLIES
16828 | 4215271001100 | ELASTOMERIC MODULES SINGLE PATIENT USE FADE RESISTANT ROSE | DENTAL GENERAL SUPPLIES
16829 | 4215271001200 | ELASTOMERIC MODULES SINGLE PATIENT USE FADE RESISTANT GREEN | DENTAL GENERAL SUPPLIES
16830 | 4215271001300 | ELASTOMERIC MODULES SINGLE PATIENT USE FADE RESISTANT MAROON | DENTAL GENERAL SUPPLIES
16831 | 4215271001400 | ELASTOMERIC MODULES SINGLE PATIENT USE FADE RESISTANT GOLD | DENTAL GENERAL SUPPLIES
16832 | 4215270901300 | INTRAORAL ELASTICS 1/4 INCH (6.35 MM) MEDIUM FORCE (4 OZ - 114 G) ONE EACH (EA) = ONE (1) PACK | DENTAL GENERAL SUPPLIES
16833 | 4215270904000 | INTRAORAL ELASTICS 1/8 INCH (3.18 MM) MEDIUM FORCE (4 OZ - 110 G) ONE EACH (EA) = ONE (1) PACK | DENTAL GENERAL SUPPLIES
16834 | 4215270902200 | EXTRAORAL ELASTICS 1/4 INCH 6.35 MM LIGHT (8 OZ - 230 G) ONE EACH (EA) = ONE (1) PACK | DENTAL GENERAL SUPPLIES
16835 | 4215270902300 | EXTRAORAL ELASTICS 1/2 INCH 12.7 MM LIGHT (8 OZ - 230 G) ONE EACH (EA) = ONE (1) PACK | DENTAL GENERAL SUPPLIES
16836 | 4215270902400 | EXTRAORAL ELASTICS 1/2 INCH 12.7 MM HEAVY (14 OZ - 400 G) ONE EACH (EA) = ONE (1) PACK | DENTAL GENERAL SUPPLIES
16837 | 4215270902500 | EXTRAORAL ELASTIC 1/2 INCH MEDIUM FORCE 8 OZ PACKING (100 RINGS/PATIENT PACK) ONE EACH (EA) = ONE (1) PACK | DENTAL GENERAL SUPPLIES
16838 | 4215270902600 | EXTRAORAL ELASTICS 3/8 INCH 9.35 MM LIGHT (8 OZ - 230 G) ONE EACH (EA) = ONE (1) PACK | DENTAL GENERAL SUPPLIES
16839 | 4215270902700 | EXTRAORAL ELASTIC 3/8 INCH MEDIUM FORCE 8 OZ PACKING (100 RINGS/PATIENT PACK) ONE EACH (EA) = ONE (1) PACK | DENTAL GENERAL SUPPLIES
16840 | 4215270906200 | EXTRAORAL ELASTIC 3/8 INCH HEAVY FORCE 14 OZ PACKING (100 RINGS/PATIENT PACK) ONE EACH (EA) = ONE (1) PACK | DENTAL GENERAL SUPPLIES
16841 | 4215270902800 | EXTRAORAL ELASTICS 3/16 INCH 4.76 MM LIGHT (8 OZ - 230 G) ONE EACH (EA) = ONE (1) PACK | DENTAL GENERAL SUPPLIES
16842 | 4215270903000 | EXTRAORAL ELASTICS 5/16 INCH 7.94 MM LIGHT (8 OZ - 230 G) ONE EACH (EA) = ONE (1) PACK | DENTAL GENERAL SUPPLIES
16843 | 4215270903100 | EXTRAORAL ELASTICS 5/16 INCH 7.94 MM HEAVY (14 OZ - 400 G) ONE EACH (EA) = ONE (1) PACK | DENTAL GENERAL SUPPLIES
16844 | 4215270901200 | INTRAORAL ELASTICS 1/4 INCH LIGHT FORCE 2 OZ PACKAGING (100 RINGS PER PATIENT PACK) ONE EACH (EA) = ONE (1) PACK | DENTAL GENERAL SUPPLIES
16845 | 4215270901400 | INTRAORAL ELASTICS 1/4 INCH (6.35 MM) MEDIUM - LIGHT FORCE 3.5 OZ PACKAGING (100 RINGS PER PACK) ONE EACH (EA) = ONE (1) PACK | DENTAL GENERAL SUPPLIES
16846 | 4215270903300 | INTRAORAL ELASTICS 1/4 INCH (6.35 MM) MEDIUM FORCE (3 OZ - 85 G) ONE EACH (EA) = ONE (1) PACK | DENTAL GENERAL SUPPLIES
16847 | 4215270903500 | INTRAORAL ELASTICS 1/4 INCH (6.35 MM) HEAVY FORCE (4.5 OZ - 130 G) ONE EACH (EA) = ONE (1) PACK | DENTAL GENERAL SUPPLIES
16848 | 4215270906100 | INTRAORAL ELASTICS 1/4 INCH (6.35 MM) EXTRA HEAVY FORCE (6 OZ - 170 G) ONE EACH (EA) = ONE (1) PACK | DENTAL GENERAL SUPPLIES
16849 | 4215270903600 | INTRAORAL ELASTICS 1/2 INCH (12.7 MM) LIGHT FORCE (2 OZ - 60 G) ONE EACH (EA) = ONE (1) PACK | DENTAL GENERAL SUPPLIES
16850 | 4215270903700 | INTRAORAL ELASTICS 1/2 INCH (12.7 MM) MEDIUM - HEAVY (3.5 OZ - 100 G) ONE EACH (EA) = ONE (1) PACK | DENTAL GENERAL SUPPLIES
16851 | 4215270903800 | INTRAORAL ELASTICS 1/8 INCH (3.18 MM) LIGHT FORCE (2 OZ - 60 G) ONE EACH (EA) = ONE (1) PACK | DENTAL GENERAL SUPPLIES
16852 | 4215270903900 | INTRAORAL ELASTICS 1/8 INCH (3.18 MM) MEDIUM - HEAVY FORCE (3.5 OZ - 100 G) ONE EACH (EA) = ONE (1) PACK | DENTAL GENERAL SUPPLIES
16853 | 4215270904100 | INTRAORAL ELASTICS 3/4 INCH (19.1 MM) LIGHT FORCE (2 OZ - 60 G) ONE EACH (EA) = ONE (1) PACK | DENTAL GENERAL SUPPLIES
16854 | 4215270904200 | INTRAORAL ELASTICS 3/4 INCH (19.1 MM) MEDIUM/HEAVY FORCE (3.5 OZ - 100 G) ONE EACH (EA) = ONE (1) PACK | DENTAL GENERAL SUPPLIES
16855 | 4215270904300 | INTRAORAL ELASTICS 3/8 INCH (9.35 MM) LIGHT FORCE (2 OZ - 60 G) ONE EACH (EA) = ONE (1) PACK | DENTAL GENERAL SUPPLIES
16856 | 4215270904400 | INTRAORAL ELASTICS 3/8 INCH (9.35 MM) MEDIUM FORCE (3 OZ - 85 G) ONE EACH (EA) = ONE (1) PACK | DENTAL GENERAL SUPPLIES
16857 | 4215270904500 | INTRAORAL ELASTICS 3/8 INCH (9.35 MM) MEDIUM - HEAVY (3.5 OZ - 100 G) ONE EACH (EA) = ONE (1) PACK | DENTAL GENERAL SUPPLIES
16858 | 4215270904600 | INTRAORAL ELASTICS 3/8 INCH (9.35 MM) HEAVY FORCE (4.5 OZ - 130 G) ONE EACH (EA) = ONE (1) PACK | DENTAL GENERAL SUPPLIES
16859 | 4215270904700 | INTRAORAL ELASTICS 3/8 INCH (9.35 MM) EXTRA HEAVY FORCE (6 OZ - 170 G) ONE EACH (EA) = ONE (1) PACK | DENTAL GENERAL SUPPLIES
16860 | 4215270904800 | INTRAORAL ELASTICS 3/16 INCH (4.76 MM) LIGHT FORCE (2 OZ - 60 G) ONE EACH (EA) = ONE (1) PACK | DENTAL GENERAL SUPPLIES
16861 | 4215270904900 | INTRAORAL ELASTICS 3/16 INCH (4.76 MM) MEDIUM FORCE (3 OZ - 85 G) ONE EACH (EA) = ONE (1) PACK | DENTAL GENERAL SUPPLIES
16862 | 4215270901600 | INTRAORAL ELASTICS 3/16 INCH (4.6 MM) MEDIUM - LIGHT FORCE (3.5 OZ - 100 G) ONE EACH (EA) = ONE (1) PACK | DENTAL GENERAL SUPPLIES
16863 | 4215270901500 | INTRAORAL ELASTICS 3/16 INCH (4.76 MM) HEAVY FORCE (4.5 OZ - 130 G) ONE EACH (EA) = ONE (1) PACK | DENTAL GENERAL SUPPLIES
16864 | 4215270905000 | INTRAORAL ELASTICS 3/16 INCH (4.76 MM) MEDIUM - HEAVY FORCE (5.5 OZ - 156 G) ONE EACH (EA) = ONE (1) PACK | DENTAL GENERAL SUPPLIES
16865 | 4215270905100 | INTRAORAL ELASTICS 3/16 INCH (4.76 MM) EXTRA HEAVY FORCE (6 OZ - 170 G) ONE EACH (EA) = ONE (1) PACK | DENTAL GENERAL SUPPLIES
16866 | 4215270905200 | INTRAORAL ELASTICS 5/8 INCH (15.9 MM) LIGHT FORCE (2 OZ - 60 G) ONE EACH (EA) = ONE (1) PACK | DENTAL GENERAL SUPPLIES
16867 | 4215270905300 | INTRAORAL ELASTICS 5/8 INCH (15.9 MM) MEDIUM/HEAVY (3.5 OZ - 100 G) ONE EACH (EA) = ONE (1) PACK | DENTAL GENERAL SUPPLIES
16868 | 4215270901700 | INTRAORAL ELASTICS 5/16 INCH (7.94 MM) LIGHT FORCE (2 OZ - 60 G) ONE EACH (EA) = ONE (1) PACK | DENTAL GENERAL SUPPLIES
16869 | 4215270905400 | INTRAORAL ELASTICS 5/16 INCH (7.94 MM) MEDIUM FORCE (3 OZ - 85 G) ONE EACH (EA) = ONE (1) PACK | DENTAL GENERAL SUPPLIES
16870 | 4215270901900 | INTRAORAL ELASTICS 5/16 INCH (7.94 MM) MEDIUM - LIGHT FORCE (3.5 OZ - 100 G) ONE EACH (EA) = ONE (1) PACK | DENTAL GENERAL SUPPLIES
16871 | 4215270901800 | INTRAORAL ELASTICS 5/16 INCH (7.94 MM) HEAVY FORCE (4.5 OZ - 130 G) ONE EACH (EA) = ONE (1) PACK | DENTAL GENERAL SUPPLIES
16872 | 4215270905500 | INTRAORAL ELASTICS 5/16 INCH (7.94 MM) EXTRA HEAVY FORCE (6 OZ - 170 G) ONE EACH (EA) = ONE (1) PACK | DENTAL GENERAL SUPPLIES
16873 | 4215150095800 | BRACKET SELF LIGATING PASSIVE TYPE MAXILLARY (UPPER) RIGHT CENTRAL INCISOR BRACKET 0.022 IN SLOT | DENTAL GENERAL SUPPLIES
16874 | 4215150093300 | BRACKET SELF LIGATING PASSIVE TYPE MAXILLARY (UPPER) RIGHT LATERAL INCISION BRACKET 0.022 IN SLOT | DENTAL GENERAL SUPPLIES
16875 | 4215150090000 | BRACKET SELF LIGATING PASSIVE TYPE MAXILLARY (UPPER) RIGHT CANINE BRACKET 0.022 IN SLOT | DENTAL GENERAL SUPPLIES
16876 | 4215150091200 | BRACKET SELF LIGATING PASSIVE TYPE MAXILLARY (UPPER) RIGHT PREMOLAR BRACKET 0.022 IN SLOT | DENTAL GENERAL SUPPLIES
16877 | 4215150095700 | BRACKET SELF LIGATING PASSIVE TYPE MAXILLARY (UPPER) LEFT CENTRAL INCISOR BRACKET 0.022 IN SLOT | DENTAL GENERAL SUPPLIES
16878 | 4215150093200 | BRACKET SELF LIGATING PASSIVE TYPE MAXILLARY (UPPER) LEFT LATERAL INCISION BRACKET 0.022 IN SLOT | DENTAL GENERAL SUPPLIES
16879 | 4215150092200 | BRACKET SELF LIGATING PASSIVE TYPE MAXILLARY (UPPER) LEFT CANINE INCISION BRACKET 0.022 IN SLOT | DENTAL GENERAL SUPPLIES
16880 | 4215150091100 | BRACKET SELF LIGATING PASSIVE TYPE MAXILLARY (UPPER) LEFT PREMOLAR BRACKET 0.022 IN SLOT | DENTAL GENERAL SUPPLIES
16881 | 4215150103600 | BRACKET SELF LIGATING PASSIVE TYPE MANDIBULAR (LOWER) RIGHT CENTRAL INCISORS BRACKET 0.022 INCH SLOT | DENTAL GENERAL SUPPLIES
16882 | 4215270600700 | BRACKET SELF LIGATING PASSIVE TYPE MANDIBULAR (LOWER) RIGHT LATERAL INCISOR BRACKET. 022 SLOT | DENTAL GENERAL SUPPLIES
16883 | 4215150089900 | BRACKET SELF LIGATING PASSIVE TYPE MANDIBULAR (LOWER) RIGHT CANINE BRACKET 0.022 IN SLOT | DENTAL GENERAL SUPPLIES
16884 | 4215150091000 | BRACKET SELF LIGATING PASSIVE TYPE MANDIBULAR (LOWER) RIGHT PREMOLAR BRACKET 0.022 IN SLOT | DENTAL GENERAL SUPPLIES
16885 | 4215150090600 | BRACKET SELF LIGATING PASSIVE TYPE MANDIBULAR (LOWER) LEFT CENTRAL INCISOR BRACKET 0.022 IN SLOT | DENTAL GENERAL SUPPLIES
16886 | 4215168600600 | BRACKET SELF LIGATING PASSIVE TYPE MANDIBULAR (LOWER) LEFT LATERAL INCISORS BRACKET 0.022 INCH SLOT | DENTAL GENERAL SUPPLIES
16887 | 4215150092100 | BRACKET SELF LIGATING PASSIVE TYPE MANDIBULAR (LOWER) LEFT CANINE INCISION BRACKET 0.022 IN SLOT | DENTAL GENERAL SUPPLIES
16888 | 4215150090900 | BRACKET SELF LIGATING PASSIVE TYPE MANDIBULAR (LOWER) LEFT PREMOLAR BRACKET 0.022 IN SLOT | DENTAL GENERAL SUPPLIES
16889 | 4215150097900 | BRACKET SELF LIGATING ACTIVE TYPE MAXILLARY (UPPER) LATERAL LEFT ANTERIOR INCISOR BRACKET 0.022 IN SLOT | DENTAL GENERAL SUPPLIES
16890 | 4215150095300 | BRACKET SELF LIGATING ACTIVE TYPE MAXILLARY (UPPER) RIGHT PREMOLAR BRACKET 0.022 IN SLOT | DENTAL GENERAL SUPPLIES
16891 | 4215150163400 | BRACKET SELF LIGATING ACTIVE TYPE MAXILLARY (UPPER) CENTRAL LEFT ANTERIOR INCISOR BRACKET 0.022 IN SLOT | DENTAL GENERAL SUPPLIES
16892 | 4215150096600 | BRACKET SELF LIGATING ACTIVE TYPE MAXILLARY (UPPER) LEFT CANINE INCISOR BRACKET 0.022 IN SLOT | DENTAL GENERAL SUPPLIES
16893 | 4215150095200 | BRACKET SELF LIGATING ACTIVE TYPE MAXILLARY (UPPER) LEFT PREMOLAR BRACKET 0.022 IN SLOT | DENTAL GENERAL SUPPLIES
16894 | 4215150093700 | BRACKET SELF LIGATING ACTIVE TYPE MANDIBULAR (LOWER) LATERAL LEFT ANTERIOR INCISOR BRACKET 0.022 IN SLOT | DENTAL GENERAL SUPPLIES
16895 | 4215150094800 | BRACKET SELF LIGATING ACTIVE TYPE MANDIBULAR (LOWER) CENTRAL LEFT ANTERIOR INCISOR BRACKET 0.022 IN SLOT | DENTAL GENERAL SUPPLIES
16896 | 4215150096500 | BRACKET SELF LIGATING ACTIVE TYPE MANDIBULAR (LOWER) LEFT CANINE INCISION BRACKET 0.022 IN SLOT | DENTAL GENERAL SUPPLIES